## meta
Build date/time: 2023-08-15-17-46-16
Data Source(s):
C:\Users\cc143\Documents\GitHub\ReEDS_OpenAccess\runs\geo_advanced_100
Default Config:
var_dollar_year: 2021
var_discount_rate: 0.05
var_pv_year: 2022
var_end_year: 2050

## 1_Error Check
scenario | type | Value | Net Level Value
geo_advanced_100 | m_rsc_dat | -77345.1667 | -77345.1667
geo_advanced_100 | z | 0.01221 | 0.01221

## 2_Intertemporal Capacity by Ite
tech | vintage | year | iter | Capacity (GW) | scenario | rs | rb | st | rto | interconnect | country | cendiv

## 3_Generation (TWh)
scenario | tech | year | Generation (TWh) | Net Level Generation (TWh)
geo_advanced_100 | nuclear | 2010 | 834.9503 | 3994.8908
geo_advanced_100 | nuclear | 2012 | 834.7267 | 3920.0789
geo_advanced_100 | nuclear | 2014 | 801.4862 | 3982.4898
geo_advanced_100 | nuclear | 2016 | 805.9371 | 3937.4085
geo_advanced_100 | nuclear | 2018 | 801.0722 | 3949.7714
geo_advanced_100 | nuclear | 2020 | 776.1313 | 4066.535
geo_advanced_100 | nuclear | 2022 | 777.8921 | 4107.3528
geo_advanced_100 | nuclear | 2024 | 772.2202 | 4191.2105
geo_advanced_100 | nuclear | 2026 | 771.9227 | 4271.6112
geo_advanced_100 | nuclear | 2028 | 760.5274 | 4384.6777
geo_advanced_100 | nuclear | 2030 | 730.4065 | 4519.4759
geo_advanced_100 | nuclear | 2032 | 726.4974 | 4652.8116
geo_advanced_100 | nuclear | 2034 | 688.5054 | 4790.3782
geo_advanced_100 | nuclear | 2036 | 643.8332 | 4980.5788
geo_advanced_100 | nuclear | 2038 | 628.3028 | 5141.0131
geo_advanced_100 | nuclear | 2040 | 630.0967 | 5281.1729
geo_advanced_100 | nuclear | 2042 | 613.2247 | 5423.2538
geo_advanced_100 | nuclear | 2044 | 612.1378 | 5560.9896
geo_advanced_100 | nuclear | 2046 | 627.3101 | 5672.5584
geo_advanced_100 | nuclear | 2048 | 627.9419 | 5807.3236
geo_advanced_100 | nuclear | 2050 | 452.4589 | 5966.6585
geo_advanced_100 | coal | 2010 | 1855.8923 | 3994.8908
geo_advanced_100 | coal | 2012 | 1207.9851 | 3920.0789
geo_advanced_100 | coal | 2014 | 1687.9082 | 3982.4898
geo_advanced_100 | coal | 2016 | 936.557 | 3937.4085
geo_advanced_100 | coal | 2018 | 945.0686 | 3949.7714
geo_advanced_100 | coal | 2020 | 644.7674 | 4066.535
geo_advanced_100 | coal | 2022 | 917.1055 | 4107.3528
geo_advanced_100 | coal | 2024 | 425.046 | 4191.2105
geo_advanced_100 | coal | 2026 | 280.017 | 4271.6112
geo_advanced_100 | coal | 2028 | 118.0308 | 4384.6777
geo_advanced_100 | coal | 2030 | 103.2706 | 4519.4759
geo_advanced_100 | coal | 2032 | 103.2134 | 4652.8116
geo_advanced_100 | coal | 2034 | 73.4006 | 4790.3782
geo_advanced_100 | coal | 2036 | 1.7597 | 4980.5788
geo_advanced_100 | coal | 2038 | 0 | 5141.0131
geo_advanced_100 | coal | 2040 | 0 | 5281.1729
geo_advanced_100 | coal | 2042 | 0 | 5423.2538
geo_advanced_100 | coal | 2044 | 0 | 5560.9896
geo_advanced_100 | coal | 2046 | 0 | 5672.5584
geo_advanced_100 | coal | 2048 | 0 | 5807.3236
geo_advanced_100 | coal | 2050 | 0 | 5966.6585
geo_advanced_100 | gas-cc | 2010 | 722.8972 | 3994.8908
geo_advanced_100 | gas-cc | 2012 | 1198.5324 | 3920.0789
geo_advanced_100 | gas-cc | 2014 | 778.464 | 3982.4898
geo_advanced_100 | gas-cc | 2016 | 1354.5172 | 3937.4085
geo_advanced_100 | gas-cc | 2018 | 1280.2703 | 3949.7714
geo_advanced_100 | gas-cc | 2020 | 1558.094 | 4066.535
geo_advanced_100 | gas-cc | 2022 | 1137.6372 | 4107.3528
geo_advanced_100 | gas-cc | 2024 | 1076.7876 | 4191.2105
geo_advanced_100 | gas-cc | 2026 | 936.8575 | 4271.6112
geo_advanced_100 | gas-cc | 2028 | 757.4289 | 4384.6777
geo_advanced_100 | gas-cc | 2030 | 521.0298 | 4519.4759
geo_advanced_100 | gas-cc | 2032 | 452.728 | 4652.8116
geo_advanced_100 | gas-cc | 2034 | 277.6834 | 4790.3782
geo_advanced_100 | gas-cc | 2036 | 185.0796 | 4980.5788
geo_advanced_100 | gas-cc | 2038 | 187.944 | 5141.0131
geo_advanced_100 | gas-cc | 2040 | 163.0802 | 5281.1729
geo_advanced_100 | gas-cc | 2042 | 151.3664 | 5423.2538
geo_advanced_100 | gas-cc | 2044 | 119.0916 | 5560.9896
geo_advanced_100 | gas-cc | 2046 | 69.0044 | 5672.5584
geo_advanced_100 | gas-cc | 2048 | 18.6296 | 5807.3236
geo_advanced_100 | gas-cc | 2050 | 0 | 5966.6585
geo_advanced_100 | gas-cc-ccs_mod_upgrade | 2010 | 0 | 3994.8908
geo_advanced_100 | gas-cc-ccs_mod_upgrade | 2012 | 0 | 3920.0789
geo_advanced_100 | gas-cc-ccs_mod_upgrade | 2014 | 0 | 3982.4898
geo_advanced_100 | gas-cc-ccs_mod_upgrade | 2016 | 0 | 3937.4085
geo_advanced_100 | gas-cc-ccs_mod_upgrade | 2018 | 0 | 3949.7714
geo_advanced_100 | gas-cc-ccs_mod_upgrade | 2020 | 0 | 4066.535
geo_advanced_100 | gas-cc-ccs_mod_upgrade | 2022 | 0 | 4107.3528
geo_advanced_100 | gas-cc-ccs_mod_upgrade | 2024 | 0 | 4191.2105
geo_advanced_100 | gas-cc-ccs_mod_upgrade | 2026 | 0 | 4271.6112
geo_advanced_100 | gas-cc-ccs_mod_upgrade | 2028 | 54.1954 | 4384.6777
geo_advanced_100 | gas-cc-ccs_mod_upgrade | 2030 | 54.1954 | 4519.4759
geo_advanced_100 | gas-cc-ccs_mod_upgrade | 2032 | 54.1954 | 4652.8116
geo_advanced_100 | gas-cc-ccs_mod_upgrade | 2034 | 52.6203 | 4790.3782
geo_advanced_100 | gas-cc-ccs_mod_upgrade | 2036 | 34.0723 | 4980.5788
geo_advanced_100 | gas-cc-ccs_mod_upgrade | 2038 | 19.3364 | 5141.0131
geo_advanced_100 | gas-cc-ccs_mod_upgrade | 2040 | 92.2155 | 5281.1729
geo_advanced_100 | gas-cc-ccs_mod_upgrade | 2042 | 128.7694 | 5423.2538
geo_advanced_100 | gas-cc-ccs_mod_upgrade | 2044 | 168.8789 | 5560.9896
geo_advanced_100 | gas-cc-ccs_mod_upgrade | 2046 | 219.8283 | 5672.5584
geo_advanced_100 | gas-cc-ccs_mod_upgrade | 2048 | 273.7009 | 5807.3236
geo_advanced_100 | gas-cc-ccs_mod_upgrade | 2050 | 0 | 5966.6585
geo_advanced_100 | gas-ct | 2010 | 61.8761 | 3994.8908
geo_advanced_100 | gas-ct | 2012 | 63.4986 | 3920.0789
geo_advanced_100 | gas-ct | 2014 | 65.332 | 3982.4898
geo_advanced_100 | gas-ct | 2016 | 67.901 | 3937.4085
geo_advanced_100 | gas-ct | 2018 | 68.3791 | 3949.7714
geo_advanced_100 | gas-ct | 2020 | 78.4346 | 4066.535
geo_advanced_100 | gas-ct | 2022 | 68.4562 | 4107.3528
geo_advanced_100 | gas-ct | 2024 | 60.2792 | 4191.2105
geo_advanced_100 | gas-ct | 2026 | 59.1007 | 4271.6112
geo_advanced_100 | gas-ct | 2028 | 59.3638 | 4384.6777
geo_advanced_100 | gas-ct | 2030 | 58.4075 | 4519.4759
geo_advanced_100 | gas-ct | 2032 | 58.0108 | 4652.8116
geo_advanced_100 | gas-ct | 2034 | 57.9668 | 4790.3782
geo_advanced_100 | gas-ct | 2036 | 58.4513 | 4980.5788
geo_advanced_100 | gas-ct | 2038 | 46.9576 | 5141.0131
geo_advanced_100 | gas-ct | 2040 | 30.994 | 5281.1729
geo_advanced_100 | gas-ct | 2042 | 9.0839 | 5423.2538
geo_advanced_100 | gas-ct | 2044 | 0 | 5560.9896
geo_advanced_100 | gas-ct | 2046 | 0 | 5672.5584
geo_advanced_100 | gas-ct | 2048 | 0 | 5807.3236
geo_advanced_100 | gas-ct | 2050 | 0 | 5966.6585
geo_advanced_100 | o-g-s | 2010 | 78.4917 | 3994.8908
geo_advanced_100 | o-g-s | 2012 | 73.625 | 3920.0789
geo_advanced_100 | o-g-s | 2014 | 69.8186 | 3982.4898
geo_advanced_100 | o-g-s | 2016 | 74.8411 | 3937.4085
geo_advanced_100 | o-g-s | 2018 | 53.8656 | 3949.7714
geo_advanced_100 | o-g-s | 2020 | 74.0373 | 4066.535
geo_advanced_100 | o-g-s | 2022 | 44.7389 | 4107.3528
geo_advanced_100 | o-g-s | 2024 | 18.2547 | 4191.2105
geo_advanced_100 | o-g-s | 2026 | 16.8319 | 4271.6112
geo_advanced_100 | o-g-s | 2028 | 15.8584 | 4384.6777
geo_advanced_100 | o-g-s | 2030 | 13.5513 | 4519.4759
geo_advanced_100 | o-g-s | 2032 | 13.1613 | 4652.8116
geo_advanced_100 | o-g-s | 2034 | 12.5234 | 4790.3782
geo_advanced_100 | o-g-s | 2036 | 11.7006 | 4980.5788
geo_advanced_100 | o-g-s | 2038 | 1.8399 | 5141.0131
geo_advanced_100 | o-g-s | 2040 | 1.4027 | 5281.1729
geo_advanced_100 | o-g-s | 2042 | 1.0895 | 5423.2538
geo_advanced_100 | o-g-s | 2044 | 0 | 5560.9896
geo_advanced_100 | o-g-s | 2046 | 0 | 5672.5584
geo_advanced_100 | o-g-s | 2048 | 0 | 5807.3236
geo_advanced_100 | o-g-s | 2050 | 0 | 5966.6585
geo_advanced_100 | hydro | 2010 | 266.3173 | 3994.8908
geo_advanced_100 | hydro | 2012 | 276.4933 | 3920.0789
geo_advanced_100 | hydro | 2014 | 263.7925 | 3982.4898
geo_advanced_100 | hydro | 2016 | 271.1604 | 3937.4085
geo_advanced_100 | hydro | 2018 | 292.172 | 3949.7714
geo_advanced_100 | hydro | 2020 | 288.9616 | 4066.535
geo_advanced_100 | hydro | 2022 | 289.3793 | 4107.3528
geo_advanced_100 | hydro | 2024 | 290.5613 | 4191.2105
geo_advanced_100 | hydro | 2026 | 296.9512 | 4271.6112
geo_advanced_100 | hydro | 2028 | 301.1153 | 4384.6777
geo_advanced_100 | hydro | 2030 | 298.4297 | 4519.4759
geo_advanced_100 | hydro | 2032 | 296.684 | 4652.8116
geo_advanced_100 | hydro | 2034 | 287.5129 | 4790.3782
geo_advanced_100 | hydro | 2036 | 279.6187 | 4980.5788
geo_advanced_100 | hydro | 2038 | 278.7108 | 5141.0131
geo_advanced_100 | hydro | 2040 | 275.0149 | 5281.1729
geo_advanced_100 | hydro | 2042 | 277.4225 | 5423.2538
geo_advanced_100 | hydro | 2044 | 276.2326 | 5560.9896
geo_advanced_100 | hydro | 2046 | 275.7152 | 5672.5584
geo_advanced_100 | hydro | 2048 | 275.9026 | 5807.3236
geo_advanced_100 | hydro | 2050 | 226.4309 | 5966.6585
geo_advanced_100 | geothermal | 2010 | 1.4612 | 3994.8908
geo_advanced_100 | geothermal | 2012 | 2.4666 | 3920.0789
geo_advanced_100 | geothermal | 2014 | 3.1026 | 3982.4898
geo_advanced_100 | geothermal | 2016 | 3.4749 | 3937.4085
geo_advanced_100 | geothermal | 2018 | 3.924 | 3949.7714
geo_advanced_100 | geothermal | 2020 | 12.4652 | 4066.535
geo_advanced_100 | geothermal | 2022 | 12.7749 | 4107.3528
geo_advanced_100 | geothermal | 2024 | 12.778 | 4191.2105
geo_advanced_100 | geothermal | 2026 | 12.778 | 4271.6112
geo_advanced_100 | geothermal | 2028 | 27.9837 | 4384.6777
geo_advanced_100 | geothermal | 2030 | 27.9837 | 4519.4759
geo_advanced_100 | geothermal | 2032 | 27.9506 | 4652.8116
geo_advanced_100 | geothermal | 2034 | 27.9082 | 4790.3782
geo_advanced_100 | geothermal | 2036 | 42.8765 | 4980.5788
geo_advanced_100 | geothermal | 2038 | 60.8916 | 5141.0131
geo_advanced_100 | geothermal | 2040 | 87.1599 | 5281.1729
geo_advanced_100 | geothermal | 2042 | 116.0262 | 5423.2538
geo_advanced_100 | geothermal | 2044 | 135.9825 | 5560.9896
geo_advanced_100 | geothermal | 2046 | 155.6529 | 5672.5584
geo_advanced_100 | geothermal | 2048 | 185.6672 | 5807.3236
geo_advanced_100 | geothermal | 2050 | 889.2995 | 5966.6585
geo_advanced_100 | biopower | 2010 | 3.453 | 3994.8908
geo_advanced_100 | biopower | 2012 | 2.0267 | 3920.0789
geo_advanced_100 | biopower | 2014 | 5.249 | 3982.4898
geo_advanced_100 | biopower | 2016 | 3.2198 | 3937.4085
geo_advanced_100 | biopower | 2018 | 3.7109 | 3949.7714
geo_advanced_100 | biopower | 2020 | 4.2743 | 4066.535
geo_advanced_100 | biopower | 2022 | 5.5124 | 4107.3528
geo_advanced_100 | biopower | 2024 | 1.5904 | 4191.2105
geo_advanced_100 | biopower | 2026 | 1.518 | 4271.6112
geo_advanced_100 | biopower | 2028 | 1.3819 | 4384.6777
geo_advanced_100 | biopower | 2030 | 1.2578 | 4519.4759
geo_advanced_100 | biopower | 2032 | 1.1033 | 4652.8116
geo_advanced_100 | biopower | 2034 | 0.90398 | 4790.3782
geo_advanced_100 | biopower | 2036 | 0.79571 | 4980.5788
geo_advanced_100 | biopower | 2038 | 0.72207 | 5141.0131
geo_advanced_100 | biopower | 2040 | 0.70367 | 5281.1729
geo_advanced_100 | biopower | 2042 | 0.6601 | 5423.2538
geo_advanced_100 | biopower | 2044 | 0.61543 | 5560.9896
geo_advanced_100 | biopower | 2046 | 0.6128 | 5672.5584
geo_advanced_100 | biopower | 2048 | 0.59545 | 5807.3236
geo_advanced_100 | biopower | 2050 | 106.2281 | 5966.6585
geo_advanced_100 | lfill-gas | 2010 | 15.6245 | 3994.8908
geo_advanced_100 | lfill-gas | 2012 | 16.6925 | 3920.0789
geo_advanced_100 | lfill-gas | 2014 | 17.1768 | 3982.4898
geo_advanced_100 | lfill-gas | 2016 | 17.0968 | 3937.4085
geo_advanced_100 | lfill-gas | 2018 | 16.836 | 3949.7714
geo_advanced_100 | lfill-gas | 2020 | 15.8075 | 4066.535
geo_advanced_100 | lfill-gas | 2022 | 15.9771 | 4107.3528
geo_advanced_100 | lfill-gas | 2024 | 15.563 | 4191.2105
geo_advanced_100 | lfill-gas | 2026 | 15.498 | 4271.6112
geo_advanced_100 | lfill-gas | 2028 | 15.0638 | 4384.6777
geo_advanced_100 | lfill-gas | 2030 | 14.7354 | 4519.4759
geo_advanced_100 | lfill-gas | 2032 | 14.6472 | 4652.8116
geo_advanced_100 | lfill-gas | 2034 | 14.4283 | 4790.3782
geo_advanced_100 | lfill-gas | 2036 | 14.0126 | 4980.5788
geo_advanced_100 | lfill-gas | 2038 | 13.9977 | 5141.0131
geo_advanced_100 | lfill-gas | 2040 | 14.5739 | 5281.1729
geo_advanced_100 | lfill-gas | 2042 | 14.5828 | 5423.2538
geo_advanced_100 | lfill-gas | 2044 | 14.5578 | 5560.9896
geo_advanced_100 | lfill-gas | 2046 | 14.4429 | 5672.5584
geo_advanced_100 | lfill-gas | 2048 | 14.3677 | 5807.3236
geo_advanced_100 | lfill-gas | 2050 | 11.3494 | 5966.6585
geo_advanced_100 | wind-ons | 2010 | 112.854 | 3994.8908
geo_advanced_100 | wind-ons | 2012 | 178.255 | 3920.0789
geo_advanced_100 | wind-ons | 2014 | 198.4896 | 3982.4898
geo_advanced_100 | wind-ons | 2016 | 259.0273 | 3937.4085
geo_advanced_100 | wind-ons | 2018 | 302.649 | 3949.7714
geo_advanced_100 | wind-ons | 2020 | 390.5602 | 4066.535
geo_advanced_100 | wind-ons | 2022 | 528.467 | 4107.3528
geo_advanced_100 | wind-ons | 2024 | 810.2823 | 4191.2105
geo_advanced_100 | wind-ons | 2026 | 951.2574 | 4271.6112
geo_advanced_100 | wind-ons | 2028 | 1199.3462 | 4384.6777
geo_advanced_100 | wind-ons | 2030 | 1376.4665 | 4519.4759
geo_advanced_100 | wind-ons | 2032 | 1495.2086 | 4652.8116
geo_advanced_100 | wind-ons | 2034 | 1725.1179 | 4790.3782
geo_advanced_100 | wind-ons | 2036 | 1890.8737 | 4980.5788
geo_advanced_100 | wind-ons | 2038 | 2093.0572 | 5141.0131
geo_advanced_100 | wind-ons | 2040 | 2140.5534 | 5281.1729
geo_advanced_100 | wind-ons | 2042 | 2175.3771 | 5423.2538
geo_advanced_100 | wind-ons | 2044 | 2289.8049 | 5560.9896
geo_advanced_100 | wind-ons | 2046 | 2297.433 | 5672.5584
geo_advanced_100 | wind-ons | 2048 | 2341.5648 | 5807.3236
geo_advanced_100 | wind-ons | 2050 | 2264.7712 | 5966.6585
geo_advanced_100 | wind-ofs | 2010 | 0 | 3994.8908
geo_advanced_100 | wind-ofs | 2012 | 0 | 3920.0789
geo_advanced_100 | wind-ofs | 2014 | 0 | 3982.4898
geo_advanced_100 | wind-ofs | 2016 | 0.1046 | 3937.4085
geo_advanced_100 | wind-ofs | 2018 | 0.10404 | 3949.7714
geo_advanced_100 | wind-ofs | 2020 | 0.14625 | 4066.535
geo_advanced_100 | wind-ofs | 2022 | 0.094152 | 4107.3528
geo_advanced_100 | wind-ofs | 2024 | 19.0475 | 4191.2105
geo_advanced_100 | wind-ofs | 2026 | 43.8219 | 4271.6112
geo_advanced_100 | wind-ofs | 2028 | 70.7302 | 4384.6777
geo_advanced_100 | wind-ofs | 2030 | 88.3679 | 4519.4759
geo_advanced_100 | wind-ofs | 2032 | 106.1566 | 4652.8116
geo_advanced_100 | wind-ofs | 2034 | 135.3244 | 4790.3782
geo_advanced_100 | wind-ofs | 2036 | 158.9281 | 4980.5788
geo_advanced_100 | wind-ofs | 2038 | 161.7276 | 5141.0131
geo_advanced_100 | wind-ofs | 2040 | 175.4842 | 5281.1729
geo_advanced_100 | wind-ofs | 2042 | 190.8833 | 5423.2538
geo_advanced_100 | wind-ofs | 2044 | 216.7588 | 5560.9896
geo_advanced_100 | wind-ofs | 2046 | 227.2654 | 5672.5584
geo_advanced_100 | wind-ofs | 2048 | 228.3241 | 5807.3236
geo_advanced_100 | wind-ofs | 2050 | 226.1355 | 5966.6585
geo_advanced_100 | csp | 2010 | 0 | 3994.8908
geo_advanced_100 | csp | 2012 | 0 | 3920.0789
geo_advanced_100 | csp | 2014 | 3.3461 | 3982.4898
geo_advanced_100 | csp | 2016 | 3.6495 | 3937.4085
geo_advanced_100 | csp | 2018 | 3.6495 | 3949.7714
geo_advanced_100 | csp | 2020 | 3.6495 | 4066.535
geo_advanced_100 | csp | 2022 | 3.396 | 4107.3528
geo_advanced_100 | csp | 2024 | 3.6495 | 4191.2105
geo_advanced_100 | csp | 2026 | 3.4944 | 4271.6112
geo_advanced_100 | csp | 2028 | 3.3197 | 4384.6777
geo_advanced_100 | csp | 2030 | 3.1312 | 4519.4759
geo_advanced_100 | csp | 2032 | 2.9191 | 4652.8116
geo_advanced_100 | csp | 2034 | 3.2737 | 4790.3782
geo_advanced_100 | csp | 2036 | 2.7591 | 4980.5788
geo_advanced_100 | csp | 2038 | 3.3027 | 5141.0131
geo_advanced_100 | csp | 2040 | 2.8769 | 5281.1729
geo_advanced_100 | csp | 2042 | 2.9933 | 5423.2538
geo_advanced_100 | csp | 2044 | 0.13569 | 5560.9896
geo_advanced_100 | csp | 2046 | 0 | 5672.5584
geo_advanced_100 | csp | 2048 | 0 | 5807.3236
geo_advanced_100 | csp | 2050 | 79.0229 | 5966.6585
geo_advanced_100 | upv | 2010 | 0.38609 | 3994.8908
geo_advanced_100 | upv | 2012 | 5.1238 | 3920.0789
geo_advanced_100 | upv | 2014 | 18.6393 | 3982.4898
geo_advanced_100 | upv | 2016 | 42.5536 | 3937.4085
geo_advanced_100 | upv | 2018 | 61.7146 | 3949.7714
geo_advanced_100 | upv | 2020 | 95.1368 | 4066.535
geo_advanced_100 | upv | 2022 | 199.3365 | 4107.3528
geo_advanced_100 | upv | 2024 | 525.6504 | 4191.2105
geo_advanced_100 | upv | 2026 | 708.1723 | 4271.6112
geo_advanced_100 | upv | 2028 | 794.8727 | 4384.6777
geo_advanced_100 | upv | 2030 | 978.3819 | 4519.4759
geo_advanced_100 | upv | 2032 | 1019.3897 | 4652.8116
geo_advanced_100 | upv | 2034 | 1136.4814 | 4790.3782
geo_advanced_100 | upv | 2036 | 1284.6708 | 4980.5788
geo_advanced_100 | upv | 2038 | 1250.5042 | 5141.0131
geo_advanced_100 | upv | 2040 | 1269.5679 | 5281.1729
geo_advanced_100 | upv | 2042 | 1327.3604 | 5423.2538
geo_advanced_100 | upv | 2044 | 1317.3518 | 5560.9896
geo_advanced_100 | upv | 2046 | 1411.1922 | 5672.5584
geo_advanced_100 | upv | 2048 | 1460.2689 | 5807.3236
geo_advanced_100 | upv | 2050 | 1420.5774 | 5966.6585
geo_advanced_100 | dupv | 2010 | 0.13735 | 3994.8908
geo_advanced_100 | dupv | 2012 | 1.2948 | 3920.0789
geo_advanced_100 | dupv | 2014 | 3.3451 | 3982.4898
geo_advanced_100 | dupv | 2016 | 5.839 | 3937.4085
geo_advanced_100 | dupv | 2018 | 8.8723 | 3949.7714
geo_advanced_100 | dupv | 2020 | 11.6108 | 4066.535
geo_advanced_100 | dupv | 2022 | 9.7654 | 4107.3528
geo_advanced_100 | dupv | 2024 | 12.7051 | 4191.2105
geo_advanced_100 | dupv | 2026 | 12.3509 | 4271.6112
geo_advanced_100 | dupv | 2028 | 12.2231 | 4384.6777
geo_advanced_100 | dupv | 2030 | 11.7692 | 4519.4759
geo_advanced_100 | dupv | 2032 | 11.5479 | 4652.8116
geo_advanced_100 | dupv | 2034 | 11.3914 | 4790.3782
geo_advanced_100 | dupv | 2036 | 10.653 | 4980.5788
geo_advanced_100 | dupv | 2038 | 10.8114 | 5141.0131
geo_advanced_100 | dupv | 2040 | 10.9665 | 5281.1729
geo_advanced_100 | dupv | 2042 | 11.1811 | 5423.2538
geo_advanced_100 | dupv | 2044 | 9.1858 | 5560.9896
geo_advanced_100 | dupv | 2046 | 7.2153 | 5672.5584
geo_advanced_100 | dupv | 2048 | 4.7516 | 5807.3236
geo_advanced_100 | dupv | 2050 | 2.2473 | 5966.6585
geo_advanced_100 | distpv | 2010 | 1.7991 | 3994.8908
geo_advanced_100 | distpv | 2012 | 5.9313 | 3920.0789
geo_advanced_100 | distpv | 2014 | 11.885 | 3982.4898
geo_advanced_100 | distpv | 2016 | 22.5707 | 3937.4085
geo_advanced_100 | distpv | 2018 | 35.2646 | 3949.7714
geo_advanced_100 | distpv | 2020 | 41.0495 | 4066.535
geo_advanced_100 | distpv | 2022 | 45.9759 | 4107.3528
geo_advanced_100 | distpv | 2024 | 60.1786 | 4191.2105
geo_advanced_100 | distpv | 2026 | 73.6248 | 4271.6112
geo_advanced_100 | distpv | 2028 | 97.6833 | 4384.6777
geo_advanced_100 | distpv | 2030 | 120.1193 | 4519.4759
geo_advanced_100 | distpv | 2032 | 138.1096 | 4652.8116
geo_advanced_100 | distpv | 2034 | 160.5262 | 4790.3782
geo_advanced_100 | distpv | 2036 | 161.4977 | 4980.5788
geo_advanced_100 | distpv | 2038 | 175.3599 | 5141.0131
geo_advanced_100 | distpv | 2040 | 185.215 | 5281.1729
geo_advanced_100 | distpv | 2042 | 207.3405 | 5423.2538
geo_advanced_100 | distpv | 2044 | 212.8822 | 5560.9896
geo_advanced_100 | distpv | 2046 | 229.7279 | 5672.5584
geo_advanced_100 | distpv | 2048 | 234.2724 | 5807.3236
geo_advanced_100 | distpv | 2050 | 209.0335 | 5966.6585
geo_advanced_100 | pvb | 2010 | 0 | 3994.8908
geo_advanced_100 | pvb | 2012 | 0.0080367 | 3920.0789
geo_advanced_100 | pvb | 2014 | 0.099394 | 3982.4898
geo_advanced_100 | pvb | 2016 | 1.3419 | 3937.4085
geo_advanced_100 | pvb | 2018 | 1.934 | 3949.7714
geo_advanced_100 | pvb | 2020 | 4.9163 | 4066.535
geo_advanced_100 | pvb | 2022 | 17.7501 | 4107.3528
geo_advanced_100 | pvb | 2024 | 31.7778 | 4191.2105
geo_advanced_100 | pvb | 2026 | 33.3176 | 4271.6112
geo_advanced_100 | pvb | 2028 | 39.279 | 4384.6777
geo_advanced_100 | pvb | 2030 | 73.1934 | 4519.4759
geo_advanced_100 | pvb | 2032 | 91.21 | 4652.8116
geo_advanced_100 | pvb | 2034 | 95.0086 | 4790.3782
geo_advanced_100 | pvb | 2036 | 192.9715 | 4980.5788
geo_advanced_100 | pvb | 2038 | 200.5713 | 5141.0131
geo_advanced_100 | pvb | 2040 | 186.9655 | 5281.1729
geo_advanced_100 | pvb | 2042 | 183.3069 | 5423.2538
geo_advanced_100 | pvb | 2044 | 173.4266 | 5560.9896
geo_advanced_100 | pvb | 2046 | 134.0878 | 5672.5584
geo_advanced_100 | pvb | 2048 | 141.3044 | 5807.3236
geo_advanced_100 | pvb | 2050 | 94.9418 | 5966.6585
geo_advanced_100 | battery_2 | 2010 | -0.0015684 | 3994.8908
geo_advanced_100 | battery_2 | 2012 | -0.0046567 | 3920.0789
geo_advanced_100 | battery_2 | 2014 | -0.0082908 | 3982.4898
geo_advanced_100 | battery_2 | 2016 | -0.01444 | 3937.4085
geo_advanced_100 | battery_2 | 2018 | -0.025123 | 3949.7714
geo_advanced_100 | battery_2 | 2020 | -0.048886 | 4066.535
geo_advanced_100 | battery_2 | 2022 | -2.9686 | 4107.3528
geo_advanced_100 | battery_2 | 2024 | -1.376 | 4191.2105
geo_advanced_100 | battery_2 | 2026 | -1.9087 | 4271.6112
geo_advanced_100 | battery_2 | 2028 | -2.2666 | 4384.6777
geo_advanced_100 | battery_2 | 2030 | -2.0493 | 4519.4759
geo_advanced_100 | battery_2 | 2032 | -2.1874 | 4652.8116
geo_advanced_100 | battery_2 | 2034 | -2.4775 | 4790.3782
geo_advanced_100 | battery_2 | 2036 | -2.2718 | 4980.5788
geo_advanced_100 | battery_2 | 2038 | -1.494 | 5141.0131
geo_advanced_100 | battery_2 | 2040 | -1.8667 | 5281.1729
geo_advanced_100 | battery_2 | 2042 | -1.7261 | 5423.2538
geo_advanced_100 | battery_2 | 2044 | -1.5819 | 5560.9896
geo_advanced_100 | battery_2 | 2046 | -3.5993 | 5672.5584
geo_advanced_100 | battery_2 | 2048 | -3.6694 | 5807.3236
geo_advanced_100 | battery_2 | 2050 | -3.4791 | 5966.6585
geo_advanced_100 | battery_4 | 2010 | 0 | 3994.8908
geo_advanced_100 | battery_4 | 2012 | -0.00016207 | 3920.0789
geo_advanced_100 | battery_4 | 2014 | -0.00080947 | 3982.4898
geo_advanced_100 | battery_4 | 2016 | -0.0083375 | 3937.4085
geo_advanced_100 | battery_4 | 2018 | -0.017407 | 3949.7714
geo_advanced_100 | battery_4 | 2020 | -0.038904 | 4066.535
geo_advanced_100 | battery_4 | 2022 | -1.2272 | 4107.3528
geo_advanced_100 | battery_4 | 2024 | -1.2483 | 4191.2105
geo_advanced_100 | battery_4 | 2026 | -7.2102 | 4271.6112
geo_advanced_100 | battery_4 | 2028 | -9.5667 | 4384.6777
geo_advanced_100 | battery_4 | 2030 | -14.0086 | 4519.4759
geo_advanced_100 | battery_4 | 2032 | -14.9587 | 4652.8116
geo_advanced_100 | battery_4 | 2034 | -16.21 | 4790.3782
geo_advanced_100 | battery_4 | 2036 | -15.4413 | 4980.5788
geo_advanced_100 | battery_4 | 2038 | -18.0177 | 5141.0131
geo_advanced_100 | battery_4 | 2040 | -18.2018 | 5281.1729
geo_advanced_100 | battery_4 | 2042 | -18.9667 | 5423.2538
geo_advanced_100 | battery_4 | 2044 | -19.3689 | 5560.9896
geo_advanced_100 | battery_4 | 2046 | -25.7173 | 5672.5584
geo_advanced_100 | battery_4 | 2048 | -29.1189 | 5807.3236
geo_advanced_100 | battery_4 | 2050 | -28.3885 | 5966.6585
geo_advanced_100 | battery_6 | 2010 | 0 | 3994.8908
geo_advanced_100 | battery_6 | 2012 | 0 | 3920.0789
geo_advanced_100 | battery_6 | 2014 | 0 | 3982.4898
geo_advanced_100 | battery_6 | 2016 | 0 | 3937.4085
geo_advanced_100 | battery_6 | 2018 | 0 | 3949.7714
geo_advanced_100 | battery_6 | 2020 | 0 | 4066.535
geo_advanced_100 | battery_6 | 2022 | -0.15482 | 4107.3528
geo_advanced_100 | battery_6 | 2024 | -0.037149 | 4191.2105
geo_advanced_100 | battery_6 | 2026 | -0.28395 | 4271.6112
geo_advanced_100 | battery_6 | 2028 | -4.7051 | 4384.6777
geo_advanced_100 | battery_6 | 2030 | -13.3761 | 4519.4759
geo_advanced_100 | battery_6 | 2032 | -17.3157 | 4652.8116
geo_advanced_100 | battery_6 | 2034 | -23.5258 | 4790.3782
geo_advanced_100 | battery_6 | 2036 | -30.0106 | 4980.5788
geo_advanced_100 | battery_6 | 2038 | -29.6389 | 5141.0131
geo_advanced_100 | battery_6 | 2040 | -25.8499 | 5281.1729
geo_advanced_100 | battery_6 | 2042 | -28.0411 | 5423.2538
geo_advanced_100 | battery_6 | 2044 | -24.2345 | 5560.9896
geo_advanced_100 | battery_6 | 2046 | -20.5368 | 5672.5584
geo_advanced_100 | battery_6 | 2048 | -18.8247 | 5807.3236
geo_advanced_100 | battery_6 | 2050 | -15.9964 | 5966.6585
geo_advanced_100 | battery_8 | 2010 | 0 | 3994.8908
geo_advanced_100 | battery_8 | 2012 | 0 | 3920.0789
geo_advanced_100 | battery_8 | 2014 | 0 | 3982.4898
geo_advanced_100 | battery_8 | 2016 | 0 | 3937.4085
geo_advanced_100 | battery_8 | 2018 | 0 | 3949.7714
geo_advanced_100 | battery_8 | 2020 | 0 | 4066.535
geo_advanced_100 | battery_8 | 2022 | 0 | 4107.3528
geo_advanced_100 | battery_8 | 2024 | 0 | 4191.2105
geo_advanced_100 | battery_8 | 2026 | 0 | 4271.6112
geo_advanced_100 | battery_8 | 2028 | 0 | 4384.6777
geo_advanced_100 | battery_8 | 2030 | 0 | 4519.4759
geo_advanced_100 | battery_8 | 2032 | -1.7571 | 4652.8116
geo_advanced_100 | battery_8 | 2034 | -3.412 | 4790.3782
geo_advanced_100 | battery_8 | 2036 | -11.344 | 4980.5788
geo_advanced_100 | battery_8 | 2038 | -13.7115 | 5141.0131
geo_advanced_100 | battery_8 | 2040 | -11.1869 | 5281.1729
geo_advanced_100 | battery_8 | 2042 | -10.1149 | 5423.2538
geo_advanced_100 | battery_8 | 2044 | -11.116 | 5560.9896
geo_advanced_100 | battery_8 | 2046 | -15.2401 | 5672.5584
geo_advanced_100 | battery_8 | 2048 | -15.7708 | 5807.3236
geo_advanced_100 | battery_8 | 2050 | -13.5723 | 5966.6585
geo_advanced_100 | battery_10 | 2010 | 0 | 3994.8908
geo_advanced_100 | battery_10 | 2012 | 0 | 3920.0789
geo_advanced_100 | battery_10 | 2014 | 0 | 3982.4898
geo_advanced_100 | battery_10 | 2016 | 0 | 3937.4085
geo_advanced_100 | battery_10 | 2018 | 0 | 3949.7714
geo_advanced_100 | battery_10 | 2020 | 0 | 4066.535
geo_advanced_100 | battery_10 | 2022 | 0 | 4107.3528
geo_advanced_100 | battery_10 | 2024 | 0 | 4191.2105
geo_advanced_100 | battery_10 | 2026 | 0 | 4271.6112
geo_advanced_100 | battery_10 | 2028 | 0 | 4384.6777
geo_advanced_100 | battery_10 | 2030 | 0 | 4519.4759
geo_advanced_100 | battery_10 | 2032 | 0 | 4652.8116
geo_advanced_100 | battery_10 | 2034 | 0 | 4790.3782
geo_advanced_100 | battery_10 | 2036 | -7.0444 | 4980.5788
geo_advanced_100 | battery_10 | 2038 | -7.1987 | 5141.0131
geo_advanced_100 | battery_10 | 2040 | -5.5637 | 5281.1729
geo_advanced_100 | battery_10 | 2042 | -5.7687 | 5423.2538
geo_advanced_100 | battery_10 | 2044 | -6.9098 | 5560.9896
geo_advanced_100 | battery_10 | 2046 | -8.2822 | 5672.5584
geo_advanced_100 | battery_10 | 2048 | -9.0716 | 5807.3236
geo_advanced_100 | battery_10 | 2050 | -31.8102 | 5966.6585
geo_advanced_100 | pumped-hydro | 2010 | -5.6356 | 3994.8908
geo_advanced_100 | pumped-hydro | 2012 | -4.4406 | 3920.0789
geo_advanced_100 | pumped-hydro | 2014 | -4.4301 | 3982.4898
geo_advanced_100 | pumped-hydro | 2016 | -4.4147 | 3937.4085
geo_advanced_100 | pumped-hydro | 2018 | -4.1149 | 3949.7714
geo_advanced_100 | pumped-hydro | 2020 | -4.8163 | 4066.535
geo_advanced_100 | pumped-hydro | 2022 | -4.4662 | 4107.3528
geo_advanced_100 | pumped-hydro | 2024 | -6.7056 | 4191.2105
geo_advanced_100 | pumped-hydro | 2026 | -8.6355 | 4271.6112
geo_advanced_100 | pumped-hydro | 2028 | -7.5637 | 4384.6777
geo_advanced_100 | pumped-hydro | 2030 | -8.0641 | 4519.4759
geo_advanced_100 | pumped-hydro | 2032 | -5.4927 | 4652.8116
geo_advanced_100 | pumped-hydro | 2034 | -5.793 | 4790.3782
geo_advanced_100 | pumped-hydro | 2036 | -4.6568 | 4980.5788
geo_advanced_100 | pumped-hydro | 2038 | -1.383 | 5141.0131
geo_advanced_100 | pumped-hydro | 2040 | -0.77404 | 5281.1729
geo_advanced_100 | pumped-hydro | 2042 | -0.54201 | 5423.2538
geo_advanced_100 | pumped-hydro | 2044 | -0.58661 | 5560.9896
geo_advanced_100 | pumped-hydro | 2046 | -1.2992 | 5672.5584
geo_advanced_100 | pumped-hydro | 2048 | -1.2576 | 5807.3236
geo_advanced_100 | pumped-hydro | 2050 | -0.31973 | 5966.6585
geo_advanced_100 | Canada | 2010 | 44.3879 | 3994.8908
geo_advanced_100 | Canada | 2012 | 57.8645 | 3920.0789
geo_advanced_100 | Canada | 2014 | 58.7947 | 3982.4898
geo_advanced_100 | Canada | 2016 | 72.054 | 3937.4085
geo_advanced_100 | Canada | 2018 | 74.4421 | 3949.7714
geo_advanced_100 | Canada | 2020 | 71.3966 | 4066.535
geo_advanced_100 | Canada | 2022 | 41.9111 | 4107.3528
geo_advanced_100 | Canada | 2024 | 64.2059 | 4191.2105
geo_advanced_100 | Canada | 2026 | 72.1351 | 4271.6112
geo_advanced_100 | Canada | 2028 | 80.3761 | 4384.6777
geo_advanced_100 | Canada | 2030 | 82.2767 | 4519.4759
geo_advanced_100 | Canada | 2032 | 81.7904 | 4652.8116
geo_advanced_100 | Canada | 2034 | 81.2197 | 4790.3782
geo_advanced_100 | Canada | 2036 | 76.7935 | 4980.5788
geo_advanced_100 | Canada | 2038 | 78.4195 | 5141.0131
geo_advanced_100 | Canada | 2040 | 77.745 | 5281.1729
geo_advanced_100 | Canada | 2042 | 77.745 | 5423.2538
geo_advanced_100 | Canada | 2044 | 77.745 | 5560.9896
geo_advanced_100 | Canada | 2046 | 77.745 | 5672.5584
geo_advanced_100 | Canada | 2048 | 77.745 | 5807.3236
geo_advanced_100 | Canada | 2050 | 77.7282 | 5966.6585

## 4_Capacity (GW)
scenario | tech | year | Capacity (GW) | Net Level Capacity (GW)
geo_advanced_100 | nuclear | 2010 | 103.7491 | 1017.0194
geo_advanced_100 | nuclear | 2012 | 103.7491 | 1048.9632
geo_advanced_100 | nuclear | 2014 | 99.5688 | 1056.475
geo_advanced_100 | nuclear | 2016 | 100.208 | 1068.4014
geo_advanced_100 | nuclear | 2018 | 99.6003 | 1089.5103
geo_advanced_100 | nuclear | 2020 | 96.5236 | 1118.0465
geo_advanced_100 | nuclear | 2022 | 96.9468 | 1267.0209
geo_advanced_100 | nuclear | 2024 | 96.9468 | 1381.1751
geo_advanced_100 | nuclear | 2026 | 96.9468 | 1541.9728
geo_advanced_100 | nuclear | 2028 | 96.9468 | 1682.744
geo_advanced_100 | nuclear | 2030 | 94.7068 | 1869.6491
geo_advanced_100 | nuclear | 2032 | 94.7068 | 1978.0049
geo_advanced_100 | nuclear | 2034 | 91.9726 | 2148.0364
geo_advanced_100 | nuclear | 2036 | 91.9726 | 2337.2969
geo_advanced_100 | nuclear | 2038 | 91.9726 | 2443.6694
geo_advanced_100 | nuclear | 2040 | 91.9726 | 2484.9375
geo_advanced_100 | nuclear | 2042 | 91.9726 | 2545.6805
geo_advanced_100 | nuclear | 2044 | 91.9726 | 2601.7217
geo_advanced_100 | nuclear | 2046 | 91.9726 | 2669.938
geo_advanced_100 | nuclear | 2048 | 91.9726 | 2734.5953
geo_advanced_100 | nuclear | 2050 | 232.2757 | 3052.1037
geo_advanced_100 | coal | 2010 | 296.7419 | 1017.0194
geo_advanced_100 | coal | 2012 | 291.2386 | 1048.9632
geo_advanced_100 | coal | 2014 | 281.2835 | 1056.475
geo_advanced_100 | coal | 2016 | 258.6969 | 1068.4014
geo_advanced_100 | coal | 2018 | 237.8386 | 1089.5103
geo_advanced_100 | coal | 2020 | 220.2663 | 1118.0465
geo_advanced_100 | coal | 2022 | 202.02 | 1267.0209
geo_advanced_100 | coal | 2024 | 188.8639 | 1381.1751
geo_advanced_100 | coal | 2026 | 178.9799 | 1541.9728
geo_advanced_100 | coal | 2028 | 160.1003 | 1682.744
geo_advanced_100 | coal | 2030 | 147.0988 | 1869.6491
geo_advanced_100 | coal | 2032 | 144.6424 | 1978.0049
geo_advanced_100 | coal | 2034 | 139.651 | 2148.0364
geo_advanced_100 | coal | 2036 | 3.348 | 2337.2969
geo_advanced_100 | coal | 2038 | 0 | 2443.6694
geo_advanced_100 | coal | 2040 | 0 | 2484.9375
geo_advanced_100 | coal | 2042 | 0 | 2545.6805
geo_advanced_100 | coal | 2044 | 0 | 2601.7217
geo_advanced_100 | coal | 2046 | 0 | 2669.938
geo_advanced_100 | coal | 2048 | 0 | 2734.5953
geo_advanced_100 | coal | 2050 | 0 | 3052.1037
geo_advanced_100 | gas-cc | 2010 | 201.204 | 1017.0194
geo_advanced_100 | gas-cc | 2012 | 215.7431 | 1048.9632
geo_advanced_100 | gas-cc | 2014 | 225.5781 | 1056.475
geo_advanced_100 | gas-cc | 2016 | 234.2477 | 1068.4014
geo_advanced_100 | gas-cc | 2018 | 257.9461 | 1089.5103
geo_advanced_100 | gas-cc | 2020 | 268.2452 | 1118.0465
geo_advanced_100 | gas-cc | 2022 | 280.414 | 1267.0209
geo_advanced_100 | gas-cc | 2024 | 280.7791 | 1381.1751
geo_advanced_100 | gas-cc | 2026 | 282.0331 | 1541.9728
geo_advanced_100 | gas-cc | 2028 | 276.4468 | 1682.744
geo_advanced_100 | gas-cc | 2030 | 273.3546 | 1869.6491
geo_advanced_100 | gas-cc | 2032 | 271.8505 | 1978.0049
geo_advanced_100 | gas-cc | 2034 | 271.6335 | 2148.0364
geo_advanced_100 | gas-cc | 2036 | 352.1302 | 2337.2969
geo_advanced_100 | gas-cc | 2038 | 357.5799 | 2443.6694
geo_advanced_100 | gas-cc | 2040 | 310.2744 | 2484.9375
geo_advanced_100 | gas-cc | 2042 | 287.9879 | 2545.6805
geo_advanced_100 | gas-cc | 2044 | 226.5821 | 2601.7217
geo_advanced_100 | gas-cc | 2046 | 131.2868 | 2669.938
geo_advanced_100 | gas-cc | 2048 | 35.4444 | 2734.5953
geo_advanced_100 | gas-cc | 2050 | 0 | 3052.1037
geo_advanced_100 | gas-cc-ccs_mod_upgrade | 2010 | 0 | 1017.0194
geo_advanced_100 | gas-cc-ccs_mod_upgrade | 2012 | 0 | 1048.9632
geo_advanced_100 | gas-cc-ccs_mod_upgrade | 2014 | 0 | 1056.475
geo_advanced_100 | gas-cc-ccs_mod_upgrade | 2016 | 0 | 1068.4014
geo_advanced_100 | gas-cc-ccs_mod_upgrade | 2018 | 0 | 1089.5103
geo_advanced_100 | gas-cc-ccs_mod_upgrade | 2020 | 0 | 1118.0465
geo_advanced_100 | gas-cc-ccs_mod_upgrade | 2022 | 0 | 1267.0209
geo_advanced_100 | gas-cc-ccs_mod_upgrade | 2024 | 0 | 1381.1751
geo_advanced_100 | gas-cc-ccs_mod_upgrade | 2026 | 0 | 1541.9728
geo_advanced_100 | gas-cc-ccs_mod_upgrade | 2028 | 7.0615 | 1682.744
geo_advanced_100 | gas-cc-ccs_mod_upgrade | 2030 | 7.0615 | 1869.6491
geo_advanced_100 | gas-cc-ccs_mod_upgrade | 2032 | 7.0615 | 1978.0049
geo_advanced_100 | gas-cc-ccs_mod_upgrade | 2034 | 7.0615 | 2148.0364
geo_advanced_100 | gas-cc-ccs_mod_upgrade | 2036 | 7.0615 | 2337.2969
geo_advanced_100 | gas-cc-ccs_mod_upgrade | 2038 | 36.7891 | 2443.6694
geo_advanced_100 | gas-cc-ccs_mod_upgrade | 2040 | 138.2579 | 2484.9375
geo_advanced_100 | gas-cc-ccs_mod_upgrade | 2042 | 213.154 | 2545.6805
geo_advanced_100 | gas-cc-ccs_mod_upgrade | 2044 | 311.3663 | 2601.7217
geo_advanced_100 | gas-cc-ccs_mod_upgrade | 2046 | 418.2426 | 2669.938
geo_advanced_100 | gas-cc-ccs_mod_upgrade | 2048 | 520.7399 | 2734.5953
geo_advanced_100 | gas-cc-ccs_mod_upgrade | 2050 | 0 | 3052.1037
geo_advanced_100 | gas-ct | 2010 | 117.7247 | 1017.0194
geo_advanced_100 | gas-ct | 2012 | 120.8117 | 1048.9632
geo_advanced_100 | gas-ct | 2014 | 123.8407 | 1056.475
geo_advanced_100 | gas-ct | 2016 | 124.6101 | 1068.4014
geo_advanced_100 | gas-ct | 2018 | 126.4449 | 1089.5103
geo_advanced_100 | gas-ct | 2020 | 127.2607 | 1118.0465
geo_advanced_100 | gas-ct | 2022 | 130.2439 | 1267.0209
geo_advanced_100 | gas-ct | 2024 | 114.6864 | 1381.1751
geo_advanced_100 | gas-ct | 2026 | 112.4443 | 1541.9728
geo_advanced_100 | gas-ct | 2028 | 112.9449 | 1682.744
geo_advanced_100 | gas-ct | 2030 | 111.1255 | 1869.6491
geo_advanced_100 | gas-ct | 2032 | 110.3705 | 1978.0049
geo_advanced_100 | gas-ct | 2034 | 110.2869 | 2148.0364
geo_advanced_100 | gas-ct | 2036 | 111.2087 | 2337.2969
geo_advanced_100 | gas-ct | 2038 | 89.3409 | 2443.6694
geo_advanced_100 | gas-ct | 2040 | 58.9688 | 2484.9375
geo_advanced_100 | gas-ct | 2042 | 17.283 | 2545.6805
geo_advanced_100 | gas-ct | 2044 | 0 | 2601.7217
geo_advanced_100 | gas-ct | 2046 | 0 | 2669.938
geo_advanced_100 | gas-ct | 2048 | 0 | 2734.5953
geo_advanced_100 | gas-ct | 2050 | 0 | 3052.1037
geo_advanced_100 | o-g-s | 2010 | 140.2354 | 1017.0194
geo_advanced_100 | o-g-s | 2012 | 132.4567 | 1048.9632
geo_advanced_100 | o-g-s | 2014 | 123.1645 | 1056.475
geo_advanced_100 | o-g-s | 2016 | 110.9605 | 1068.4014
geo_advanced_100 | o-g-s | 2018 | 96.372 | 1089.5103
geo_advanced_100 | o-g-s | 2020 | 89.885 | 1118.0465
geo_advanced_100 | o-g-s | 2022 | 85.1197 | 1267.0209
geo_advanced_100 | o-g-s | 2024 | 34.7311 | 1381.1751
geo_advanced_100 | o-g-s | 2026 | 32.0242 | 1541.9728
geo_advanced_100 | o-g-s | 2028 | 30.172 | 1682.744
geo_advanced_100 | o-g-s | 2030 | 25.7826 | 1869.6491
geo_advanced_100 | o-g-s | 2032 | 25.0405 | 1978.0049
geo_advanced_100 | o-g-s | 2034 | 23.8268 | 2148.0364
geo_advanced_100 | o-g-s | 2036 | 22.2614 | 2337.2969
geo_advanced_100 | o-g-s | 2038 | 3.5006 | 2443.6694
geo_advanced_100 | o-g-s | 2040 | 2.6687 | 2484.9375
geo_advanced_100 | o-g-s | 2042 | 2.0729 | 2545.6805
geo_advanced_100 | o-g-s | 2044 | 0 | 2601.7217
geo_advanced_100 | o-g-s | 2046 | 0 | 2669.938
geo_advanced_100 | o-g-s | 2048 | 0 | 2734.5953
geo_advanced_100 | o-g-s | 2050 | 0 | 3052.1037
geo_advanced_100 | hydro | 2010 | 78.6295 | 1017.0194
geo_advanced_100 | hydro | 2012 | 79.1425 | 1048.9632
geo_advanced_100 | hydro | 2014 | 79.7221 | 1056.475
geo_advanced_100 | hydro | 2016 | 80.2284 | 1068.4014
geo_advanced_100 | hydro | 2018 | 80.5711 | 1089.5103
geo_advanced_100 | hydro | 2020 | 80.7368 | 1118.0465
geo_advanced_100 | hydro | 2022 | 80.8246 | 1267.0209
geo_advanced_100 | hydro | 2024 | 80.8856 | 1381.1751
geo_advanced_100 | hydro | 2026 | 82.4504 | 1541.9728
geo_advanced_100 | hydro | 2028 | 83.7481 | 1682.744
geo_advanced_100 | hydro | 2030 | 83.8175 | 1869.6491
geo_advanced_100 | hydro | 2032 | 83.9021 | 1978.0049
geo_advanced_100 | hydro | 2034 | 84.0031 | 2148.0364
geo_advanced_100 | hydro | 2036 | 84.4376 | 2337.2969
geo_advanced_100 | hydro | 2038 | 84.8314 | 2443.6694
geo_advanced_100 | hydro | 2040 | 85.0222 | 2484.9375
geo_advanced_100 | hydro | 2042 | 85.2098 | 2545.6805
geo_advanced_100 | hydro | 2044 | 85.4016 | 2601.7217
geo_advanced_100 | hydro | 2046 | 85.581 | 2669.938
geo_advanced_100 | hydro | 2048 | 85.7604 | 2734.5953
geo_advanced_100 | hydro | 2050 | 86.3589 | 3052.1037
geo_advanced_100 | geothermal | 2010 | 2.6812 | 1017.0194
geo_advanced_100 | geothermal | 2012 | 2.8162 | 1048.9632
geo_advanced_100 | geothermal | 2014 | 2.9016 | 1056.475
geo_advanced_100 | geothermal | 2016 | 2.9516 | 1068.4014
geo_advanced_100 | geothermal | 2018 | 3.0119 | 1089.5103
geo_advanced_100 | geothermal | 2020 | 4.1588 | 1118.0465
geo_advanced_100 | geothermal | 2022 | 4.2008 | 1267.0209
geo_advanced_100 | geothermal | 2024 | 4.2008 | 1381.1751
geo_advanced_100 | geothermal | 2026 | 4.2008 | 1541.9728
geo_advanced_100 | geothermal | 2028 | 6.2426 | 1682.744
geo_advanced_100 | geothermal | 2030 | 6.2426 | 1869.6491
geo_advanced_100 | geothermal | 2032 | 6.2426 | 1978.0049
geo_advanced_100 | geothermal | 2034 | 6.2426 | 2148.0364
geo_advanced_100 | geothermal | 2036 | 8.5285 | 2337.2969
geo_advanced_100 | geothermal | 2038 | 12.0735 | 2443.6694
geo_advanced_100 | geothermal | 2040 | 14.6669 | 2484.9375
geo_advanced_100 | geothermal | 2042 | 18.7254 | 2545.6805
geo_advanced_100 | geothermal | 2044 | 21.2417 | 2601.7217
geo_advanced_100 | geothermal | 2046 | 23.8625 | 2669.938
geo_advanced_100 | geothermal | 2048 | 27.6658 | 2734.5953
geo_advanced_100 | geothermal | 2050 | 168.4429 | 3052.1037
geo_advanced_100 | biopower | 2010 | 2.8885 | 1017.0194
geo_advanced_100 | biopower | 2012 | 2.9776 | 1048.9632
geo_advanced_100 | biopower | 2014 | 3.4299 | 1056.475
geo_advanced_100 | biopower | 2016 | 3.2245 | 1068.4014
geo_advanced_100 | biopower | 2018 | 3.184 | 1089.5103
geo_advanced_100 | biopower | 2020 | 3.0193 | 1118.0465
geo_advanced_100 | biopower | 2022 | 2.8851 | 1267.0209
geo_advanced_100 | biopower | 2024 | 2.8881 | 1381.1751
geo_advanced_100 | biopower | 2026 | 2.8881 | 1541.9728
geo_advanced_100 | biopower | 2028 | 2.6292 | 1682.744
geo_advanced_100 | biopower | 2030 | 2.393 | 1869.6491
geo_advanced_100 | biopower | 2032 | 2.0992 | 1978.0049
geo_advanced_100 | biopower | 2034 | 1.7199 | 2148.0364
geo_advanced_100 | biopower | 2036 | 1.5139 | 2337.2969
geo_advanced_100 | biopower | 2038 | 1.3738 | 2443.6694
geo_advanced_100 | biopower | 2040 | 1.3388 | 2484.9375
geo_advanced_100 | biopower | 2042 | 1.2559 | 2545.6805
geo_advanced_100 | biopower | 2044 | 1.1709 | 2601.7217
geo_advanced_100 | biopower | 2046 | 1.1659 | 2669.938
geo_advanced_100 | biopower | 2048 | 1.1329 | 2734.5953
geo_advanced_100 | biopower | 2050 | 202.1083 | 3052.1037
geo_advanced_100 | lfill-gas | 2010 | 3.4027 | 1017.0194
geo_advanced_100 | lfill-gas | 2012 | 3.6413 | 1048.9632
geo_advanced_100 | lfill-gas | 2014 | 3.7416 | 1056.475
geo_advanced_100 | lfill-gas | 2016 | 3.7374 | 1068.4014
geo_advanced_100 | lfill-gas | 2018 | 3.6803 | 1089.5103
geo_advanced_100 | lfill-gas | 2020 | 3.5039 | 1118.0465
geo_advanced_100 | lfill-gas | 2022 | 3.5006 | 1267.0209
geo_advanced_100 | lfill-gas | 2024 | 3.5006 | 1381.1751
geo_advanced_100 | lfill-gas | 2026 | 3.5006 | 1541.9728
geo_advanced_100 | lfill-gas | 2028 | 3.4646 | 1682.744
geo_advanced_100 | lfill-gas | 2030 | 3.4646 | 1869.6491
geo_advanced_100 | lfill-gas | 2032 | 3.4646 | 1978.0049
geo_advanced_100 | lfill-gas | 2034 | 3.4646 | 2148.0364
geo_advanced_100 | lfill-gas | 2036 | 3.4646 | 2337.2969
geo_advanced_100 | lfill-gas | 2038 | 3.4646 | 2443.6694
geo_advanced_100 | lfill-gas | 2040 | 3.4646 | 2484.9375
geo_advanced_100 | lfill-gas | 2042 | 3.4646 | 2545.6805
geo_advanced_100 | lfill-gas | 2044 | 3.4646 | 2601.7217
geo_advanced_100 | lfill-gas | 2046 | 3.4646 | 2669.938
geo_advanced_100 | lfill-gas | 2048 | 3.4646 | 2734.5953
geo_advanced_100 | lfill-gas | 2050 | 3.4646 | 3052.1037
geo_advanced_100 | wind-ons | 2010 | 39.7293 | 1017.0194
geo_advanced_100 | wind-ons | 2012 | 59.5118 | 1048.9632
geo_advanced_100 | wind-ons | 2014 | 65.2507 | 1056.475
geo_advanced_100 | wind-ons | 2016 | 81.6007 | 1068.4014
geo_advanced_100 | wind-ons | 2018 | 94.4256 | 1089.5103
geo_advanced_100 | wind-ons | 2020 | 117.897 | 1118.0465
geo_advanced_100 | wind-ons | 2022 | 184.5982 | 1267.0209
geo_advanced_100 | wind-ons | 2024 | 227.8466 | 1381.1751
geo_advanced_100 | wind-ons | 2026 | 266.8438 | 1541.9728
geo_advanced_100 | wind-ons | 2028 | 334.4859 | 1682.744
geo_advanced_100 | wind-ons | 2030 | 384.1588 | 1869.6491
geo_advanced_100 | wind-ons | 2032 | 417.6529 | 1978.0049
geo_advanced_100 | wind-ons | 2034 | 479.0629 | 2148.0364
geo_advanced_100 | wind-ons | 2036 | 536.818 | 2337.2969
geo_advanced_100 | wind-ons | 2038 | 597.8005 | 2443.6694
geo_advanced_100 | wind-ons | 2040 | 595.7344 | 2484.9375
geo_advanced_100 | wind-ons | 2042 | 600.0409 | 2545.6805
geo_advanced_100 | wind-ons | 2044 | 629.3632 | 2601.7217
geo_advanced_100 | wind-ons | 2046 | 626.4534 | 2669.938
geo_advanced_100 | wind-ons | 2048 | 640.1906 | 2734.5953
geo_advanced_100 | wind-ons | 2050 | 789.7189 | 3052.1037
geo_advanced_100 | wind-ofs | 2010 | 0 | 1017.0194
geo_advanced_100 | wind-ofs | 2012 | 0 | 1048.9632
geo_advanced_100 | wind-ofs | 2014 | 0 | 1056.475
geo_advanced_100 | wind-ofs | 2016 | 0.0293 | 1068.4014
geo_advanced_100 | wind-ofs | 2018 | 0.0293 | 1089.5103
geo_advanced_100 | wind-ofs | 2020 | 0.042 | 1118.0465
geo_advanced_100 | wind-ofs | 2022 | 0.054 | 1267.0209
geo_advanced_100 | wind-ofs | 2024 | 5.545 | 1381.1751
geo_advanced_100 | wind-ofs | 2026 | 12.685 | 1541.9728
geo_advanced_100 | wind-ofs | 2028 | 19.615 | 1682.744
geo_advanced_100 | wind-ofs | 2030 | 24.242 | 1869.6491
geo_advanced_100 | wind-ofs | 2032 | 29.466 | 1978.0049
geo_advanced_100 | wind-ofs | 2034 | 37.566 | 2148.0364
geo_advanced_100 | wind-ofs | 2036 | 43.766 | 2337.2969
geo_advanced_100 | wind-ofs | 2038 | 47.766 | 2443.6694
geo_advanced_100 | wind-ofs | 2040 | 51.766 | 2484.9375
geo_advanced_100 | wind-ofs | 2042 | 55.766 | 2545.6805
geo_advanced_100 | wind-ofs | 2044 | 59.766 | 2601.7217
geo_advanced_100 | wind-ofs | 2046 | 60.766 | 2669.938
geo_advanced_100 | wind-ofs | 2048 | 60.766 | 2734.5953
geo_advanced_100 | wind-ofs | 2050 | 60.766 | 3052.1037
geo_advanced_100 | csp | 2010 | 0 | 1017.0194
geo_advanced_100 | csp | 2012 | 0 | 1048.9632
geo_advanced_100 | csp | 2014 | 1.2134 | 1056.475
geo_advanced_100 | csp | 2016 | 1.3234 | 1068.4014
geo_advanced_100 | csp | 2018 | 1.3234 | 1089.5103
geo_advanced_100 | csp | 2020 | 1.3234 | 1118.0465
geo_advanced_100 | csp | 2022 | 1.3234 | 1267.0209
geo_advanced_100 | csp | 2024 | 1.3234 | 1381.1751
geo_advanced_100 | csp | 2026 | 1.3234 | 1541.9728
geo_advanced_100 | csp | 2028 | 1.3234 | 1682.744
geo_advanced_100 | csp | 2030 | 1.3234 | 1869.6491
geo_advanced_100 | csp | 2032 | 1.3234 | 1978.0049
geo_advanced_100 | csp | 2034 | 1.3234 | 2148.0364
geo_advanced_100 | csp | 2036 | 1.3234 | 2337.2969
geo_advanced_100 | csp | 2038 | 1.3234 | 2443.6694
geo_advanced_100 | csp | 2040 | 1.3234 | 2484.9375
geo_advanced_100 | csp | 2042 | 1.3234 | 2545.6805
geo_advanced_100 | csp | 2044 | 0.11 | 2601.7217
geo_advanced_100 | csp | 2046 | 0 | 2669.938
geo_advanced_100 | csp | 2048 | 0 | 2734.5953
geo_advanced_100 | csp | 2050 | 12.1952 | 3052.1037
geo_advanced_100 | upv | 2010 | 0.1486 | 1017.0194
geo_advanced_100 | upv | 2012 | 1.9455 | 1048.9632
geo_advanced_100 | upv | 2014 | 6.9706 | 1056.475
geo_advanced_100 | upv | 2016 | 16.4874 | 1068.4014
geo_advanced_100 | upv | 2018 | 24.7075 | 1089.5103
geo_advanced_100 | upv | 2020 | 38.713 | 1118.0465
geo_advanced_100 | upv | 2022 | 104.7324 | 1267.0209
geo_advanced_100 | upv | 2024 | 230.7669 | 1381.1751
geo_advanced_100 | upv | 2026 | 317.2626 | 1541.9728
geo_advanced_100 | upv | 2028 | 352.6161 | 1682.744
geo_advanced_100 | upv | 2030 | 434.4059 | 1869.6491
geo_advanced_100 | upv | 2032 | 455.5809 | 1978.0049
geo_advanced_100 | upv | 2034 | 514.7894 | 2148.0364
geo_advanced_100 | upv | 2036 | 590.2401 | 2337.2969
geo_advanced_100 | upv | 2038 | 599.1389 | 2443.6694
geo_advanced_100 | upv | 2040 | 599.9876 | 2484.9375
geo_advanced_100 | upv | 2042 | 620.8243 | 2545.6805
geo_advanced_100 | upv | 2044 | 618.5146 | 2601.7217
geo_advanced_100 | upv | 2046 | 669.0762 | 2669.938
geo_advanced_100 | upv | 2048 | 686.4682 | 2734.5953
geo_advanced_100 | upv | 2050 | 801.4822 | 3052.1037
geo_advanced_100 | dupv | 2010 | 0.059 | 1017.0194
geo_advanced_100 | dupv | 2012 | 0.5619 | 1048.9632
geo_advanced_100 | dupv | 2014 | 1.4614 | 1056.475
geo_advanced_100 | dupv | 2016 | 2.5887 | 1068.4014
geo_advanced_100 | dupv | 2018 | 4.0178 | 1089.5103
geo_advanced_100 | dupv | 2020 | 5.3436 | 1118.0465
geo_advanced_100 | dupv | 2022 | 5.928 | 1267.0209
geo_advanced_100 | dupv | 2024 | 6.082 | 1381.1751
geo_advanced_100 | dupv | 2026 | 6.1806 | 1541.9728
geo_advanced_100 | dupv | 2028 | 6.192 | 1682.744
geo_advanced_100 | dupv | 2030 | 6.192 | 1869.6491
geo_advanced_100 | dupv | 2032 | 6.2102 | 1978.0049
geo_advanced_100 | dupv | 2034 | 6.3069 | 2148.0364
geo_advanced_100 | dupv | 2036 | 6.3929 | 2337.2969
geo_advanced_100 | dupv | 2038 | 6.3929 | 2443.6694
geo_advanced_100 | dupv | 2040 | 6.3339 | 2484.9375
geo_advanced_100 | dupv | 2042 | 5.9717 | 2545.6805
geo_advanced_100 | dupv | 2044 | 5.0761 | 2601.7217
geo_advanced_100 | dupv | 2046 | 3.9582 | 2669.938
geo_advanced_100 | dupv | 2048 | 2.5372 | 2734.5953
geo_advanced_100 | dupv | 2050 | 1.2114 | 3052.1037
geo_advanced_100 | distpv | 2010 | 1.0396 | 1017.0194
geo_advanced_100 | distpv | 2012 | 3.697 | 1048.9632
geo_advanced_100 | distpv | 2014 | 7.4412 | 1056.475
geo_advanced_100 | distpv | 2016 | 14.1457 | 1068.4014
geo_advanced_100 | distpv | 2018 | 22.2285 | 1089.5103
geo_advanced_100 | distpv | 2020 | 25.9105 | 1118.0465
geo_advanced_100 | distpv | 2022 | 31.2507 | 1267.0209
geo_advanced_100 | distpv | 2024 | 40.7227 | 1381.1751
geo_advanced_100 | distpv | 2026 | 53.7938 | 1541.9728
geo_advanced_100 | distpv | 2028 | 71.56 | 1682.744
geo_advanced_100 | distpv | 2030 | 96.3306 | 1869.6491
geo_advanced_100 | distpv | 2032 | 115.4476 | 1978.0049
geo_advanced_100 | distpv | 2034 | 128.2906 | 2148.0364
geo_advanced_100 | distpv | 2036 | 133.6587 | 2337.2969
geo_advanced_100 | distpv | 2038 | 138.6366 | 2443.6694
geo_advanced_100 | distpv | 2040 | 143.4518 | 2484.9375
geo_advanced_100 | distpv | 2042 | 148.4086 | 2545.6805
geo_advanced_100 | distpv | 2044 | 154.0227 | 2601.7217
geo_advanced_100 | distpv | 2046 | 159.5866 | 2669.938
geo_advanced_100 | distpv | 2048 | 165.9517 | 2734.5953
geo_advanced_100 | distpv | 2050 | 173.0855 | 3052.1037
geo_advanced_100 | pvb | 2010 | 0 | 1017.0194
geo_advanced_100 | pvb | 2012 | 0.0026 | 1048.9632
geo_advanced_100 | pvb | 2014 | 0.034135 | 1056.475
geo_advanced_100 | pvb | 2016 | 0.44585 | 1068.4014
geo_advanced_100 | pvb | 2018 | 0.64325 | 1089.5103
geo_advanced_100 | pvb | 2020 | 1.593 | 1118.0465
geo_advanced_100 | pvb | 2022 | 9.0348 | 1267.0209
geo_advanced_100 | pvb | 2024 | 13.364 | 1381.1751
geo_advanced_100 | pvb | 2026 | 15.0775 | 1541.9728
geo_advanced_100 | pvb | 2028 | 16.0089 | 1682.744
geo_advanced_100 | pvb | 2030 | 26.272 | 1869.6491
geo_advanced_100 | pvb | 2032 | 31.2707 | 1978.0049
geo_advanced_100 | pvb | 2034 | 35.3309 | 2148.0364
geo_advanced_100 | pvb | 2036 | 65.3237 | 2337.2969
geo_advanced_100 | pvb | 2038 | 66.9331 | 2443.6694
geo_advanced_100 | pvb | 2040 | 66.0009 | 2484.9375
geo_advanced_100 | pvb | 2042 | 65.0772 | 2545.6805
geo_advanced_100 | pvb | 2044 | 64.1453 | 2601.7217
geo_advanced_100 | pvb | 2046 | 63.0349 | 2669.938
geo_advanced_100 | pvb | 2048 | 62.427 | 2734.5953
geo_advanced_100 | pvb | 2050 | 62.5331 | 3052.1037
geo_advanced_100 | battery_2 | 2010 | 0.019 | 1017.0194
geo_advanced_100 | battery_2 | 2012 | 0.0738 | 1048.9632
geo_advanced_100 | battery_2 | 2014 | 0.1297 | 1056.475
geo_advanced_100 | battery_2 | 2016 | 0.3537 | 1068.4014
geo_advanced_100 | battery_2 | 2018 | 0.5001 | 1089.5103
geo_advanced_100 | battery_2 | 2020 | 0.7628 | 1118.0465
geo_advanced_100 | battery_2 | 2022 | 9.0194 | 1267.0209
geo_advanced_100 | battery_2 | 2024 | 11.4323 | 1381.1751
geo_advanced_100 | battery_2 | 2026 | 14.0613 | 1541.9728
geo_advanced_100 | battery_2 | 2028 | 17.3861 | 1682.744
geo_advanced_100 | battery_2 | 2030 | 17.6318 | 1869.6491
geo_advanced_100 | battery_2 | 2032 | 17.5067 | 1978.0049
geo_advanced_100 | battery_2 | 2034 | 18.7442 | 2148.0364
geo_advanced_100 | battery_2 | 2036 | 19.5481 | 2337.2969
geo_advanced_100 | battery_2 | 2038 | 13.2029 | 2443.6694
geo_advanced_100 | battery_2 | 2040 | 14.6569 | 2484.9375
geo_advanced_100 | battery_2 | 2042 | 17.5238 | 2545.6805
geo_advanced_100 | battery_2 | 2044 | 16.4349 | 2601.7217
geo_advanced_100 | battery_2 | 2046 | 22.327 | 2669.938
geo_advanced_100 | battery_2 | 2048 | 24.5004 | 2734.5953
geo_advanced_100 | battery_2 | 2050 | 28.0679 | 3052.1037
geo_advanced_100 | battery_4 | 2010 | 0 | 1017.0194
geo_advanced_100 | battery_4 | 2012 | 0.002 | 1048.9632
geo_advanced_100 | battery_4 | 2014 | 0.01 | 1056.475
geo_advanced_100 | battery_4 | 2016 | 0.1019 | 1068.4014
geo_advanced_100 | battery_4 | 2018 | 0.2147 | 1089.5103
geo_advanced_100 | battery_4 | 2020 | 0.4877 | 1118.0465
geo_advanced_100 | battery_4 | 2022 | 3.2408 | 1267.0209
geo_advanced_100 | battery_4 | 2024 | 4.8666 | 1381.1751
geo_advanced_100 | battery_4 | 2026 | 23.332 | 1541.9728
geo_advanced_100 | battery_4 | 2028 | 35.601 | 1682.744
geo_advanced_100 | battery_4 | 2030 | 54.1408 | 1869.6491
geo_advanced_100 | battery_4 | 2032 | 65.884 | 1978.0049
geo_advanced_100 | battery_4 | 2034 | 71.1801 | 2148.0364
geo_advanced_100 | battery_4 | 2036 | 75.8505 | 2337.2969
geo_advanced_100 | battery_4 | 2038 | 86.996 | 2443.6694
geo_advanced_100 | battery_4 | 2040 | 91.3108 | 2484.9375
geo_advanced_100 | battery_4 | 2042 | 92.1072 | 2545.6805
geo_advanced_100 | battery_4 | 2044 | 100.2846 | 2601.7217
geo_advanced_100 | battery_4 | 2046 | 105.4888 | 2669.938
geo_advanced_100 | battery_4 | 2048 | 121.0277 | 2734.5953
geo_advanced_100 | battery_4 | 2050 | 146.9151 | 3052.1037
geo_advanced_100 | battery_6 | 2010 | 0 | 1017.0194
geo_advanced_100 | battery_6 | 2012 | 0 | 1048.9632
geo_advanced_100 | battery_6 | 2014 | 0 | 1056.475
geo_advanced_100 | battery_6 | 2016 | 0 | 1068.4014
geo_advanced_100 | battery_6 | 2018 | 0 | 1089.5103
geo_advanced_100 | battery_6 | 2020 | 0 | 1118.0465
geo_advanced_100 | battery_6 | 2022 | 0.30731 | 1267.0209
geo_advanced_100 | battery_6 | 2024 | 0.30731 | 1381.1751
geo_advanced_100 | battery_6 | 2026 | 0.88263 | 1541.9728
geo_advanced_100 | battery_6 | 2028 | 12.0896 | 1682.744
geo_advanced_100 | battery_6 | 2030 | 33.525 | 1869.6491
geo_advanced_100 | battery_6 | 2032 | 48.2638 | 1978.0049
geo_advanced_100 | battery_6 | 2034 | 69.1856 | 2148.0364
geo_advanced_100 | battery_6 | 2036 | 92.4263 | 2337.2969
geo_advanced_100 | battery_6 | 2038 | 98.3676 | 2443.6694
geo_advanced_100 | battery_6 | 2040 | 99.6677 | 2484.9375
geo_advanced_100 | battery_6 | 2042 | 105.0006 | 2545.6805
geo_advanced_100 | battery_6 | 2044 | 95.0714 | 2601.7217
geo_advanced_100 | battery_6 | 2046 | 76.5026 | 2669.938
geo_advanced_100 | battery_6 | 2048 | 70.5644 | 2734.5953
geo_advanced_100 | battery_6 | 2050 | 72.3655 | 3052.1037
geo_advanced_100 | battery_8 | 2010 | 0 | 1017.0194
geo_advanced_100 | battery_8 | 2012 | 0 | 1048.9632
geo_advanced_100 | battery_8 | 2014 | 0 | 1056.475
geo_advanced_100 | battery_8 | 2016 | 0 | 1068.4014
geo_advanced_100 | battery_8 | 2018 | 0 | 1089.5103
geo_advanced_100 | battery_8 | 2020 | 0 | 1118.0465
geo_advanced_100 | battery_8 | 2022 | 0 | 1267.0209
geo_advanced_100 | battery_8 | 2024 | 0 | 1381.1751
geo_advanced_100 | battery_8 | 2026 | 0 | 1541.9728
geo_advanced_100 | battery_8 | 2028 | 0 | 1682.744
geo_advanced_100 | battery_8 | 2030 | 0 | 1869.6491
geo_advanced_100 | battery_8 | 2032 | 3.4385 | 1978.0049
geo_advanced_100 | battery_8 | 2034 | 7.7009 | 2148.0364
geo_advanced_100 | battery_8 | 2036 | 26.8453 | 2337.2969
geo_advanced_100 | battery_8 | 2038 | 40.4113 | 2443.6694
geo_advanced_100 | battery_8 | 2040 | 41.9817 | 2484.9375
geo_advanced_100 | battery_8 | 2042 | 45.9645 | 2545.6805
geo_advanced_100 | battery_8 | 2044 | 48.7025 | 2601.7217
geo_advanced_100 | battery_8 | 2046 | 56.5076 | 2669.938
geo_advanced_100 | battery_8 | 2048 | 60.648 | 2734.5953
geo_advanced_100 | battery_8 | 2050 | 67.6358 | 3052.1037
geo_advanced_100 | battery_10 | 2010 | 0 | 1017.0194
geo_advanced_100 | battery_10 | 2012 | 0 | 1048.9632
geo_advanced_100 | battery_10 | 2014 | 0 | 1056.475
geo_advanced_100 | battery_10 | 2016 | 0 | 1068.4014
geo_advanced_100 | battery_10 | 2018 | 0 | 1089.5103
geo_advanced_100 | battery_10 | 2020 | 0 | 1118.0465
geo_advanced_100 | battery_10 | 2022 | 0 | 1267.0209
geo_advanced_100 | battery_10 | 2024 | 0 | 1381.1751
geo_advanced_100 | battery_10 | 2026 | 0 | 1541.9728
geo_advanced_100 | battery_10 | 2028 | 0 | 1682.744
geo_advanced_100 | battery_10 | 2030 | 0 | 1869.6491
geo_advanced_100 | battery_10 | 2032 | 0 | 1978.0049
geo_advanced_100 | battery_10 | 2034 | 0 | 2148.0364
geo_advanced_100 | battery_10 | 2036 | 15.5245 | 2337.2969
geo_advanced_100 | battery_10 | 2038 | 21.4418 | 2443.6694
geo_advanced_100 | battery_10 | 2040 | 21.4418 | 2484.9375
geo_advanced_100 | battery_10 | 2042 | 21.5906 | 2545.6805
geo_advanced_100 | battery_10 | 2044 | 24.0753 | 2601.7217
geo_advanced_100 | battery_10 | 2046 | 25.7052 | 2669.938
geo_advanced_100 | battery_10 | 2048 | 28.3781 | 2734.5953
geo_advanced_100 | battery_10 | 2050 | 98.5212 | 3052.1037
geo_advanced_100 | pumped-hydro | 2010 | 22.9772 | 1017.0194
geo_advanced_100 | pumped-hydro | 2012 | 23.0442 | 1048.9632
geo_advanced_100 | pumped-hydro | 2014 | 23.0642 | 1056.475
geo_advanced_100 | pumped-hydro | 2016 | 23.0612 | 1068.4014
geo_advanced_100 | pumped-hydro | 2018 | 23.0612 | 1089.5103
geo_advanced_100 | pumped-hydro | 2020 | 23.0612 | 1118.0465
geo_advanced_100 | pumped-hydro | 2022 | 23.0612 | 1267.0209
geo_advanced_100 | pumped-hydro | 2024 | 23.0612 | 1381.1751
geo_advanced_100 | pumped-hydro | 2026 | 25.6529 | 1541.9728
geo_advanced_100 | pumped-hydro | 2028 | 25.6255 | 1682.744
geo_advanced_100 | pumped-hydro | 2030 | 25.6235 | 1869.6491
geo_advanced_100 | pumped-hydro | 2032 | 25.9113 | 1978.0049
geo_advanced_100 | pumped-hydro | 2034 | 28.0991 | 2148.0364
geo_advanced_100 | pumped-hydro | 2036 | 33.3068 | 2337.2969
geo_advanced_100 | pumped-hydro | 2038 | 34.1031 | 2443.6694
geo_advanced_100 | pumped-hydro | 2040 | 34.5048 | 2484.9375
geo_advanced_100 | pumped-hydro | 2042 | 34.8146 | 2545.6805
geo_advanced_100 | pumped-hydro | 2044 | 34.8146 | 2601.7217
geo_advanced_100 | pumped-hydro | 2046 | 34.8146 | 2669.938
geo_advanced_100 | pumped-hydro | 2048 | 34.8146 | 2734.5953
geo_advanced_100 | pumped-hydro | 2050 | 34.8146 | 3052.1037
geo_advanced_100 | Canada | 2010 | 5.7897 | 1017.0194
geo_advanced_100 | Canada | 2012 | 7.5475 | 1048.9632
geo_advanced_100 | Canada | 2014 | 7.6689 | 1056.475
geo_advanced_100 | Canada | 2016 | 9.3983 | 1068.4014
geo_advanced_100 | Canada | 2018 | 9.7098 | 1089.5103
geo_advanced_100 | Canada | 2020 | 9.3126 | 1118.0465
geo_advanced_100 | Canada | 2022 | 8.3152 | 1267.0209
geo_advanced_100 | Canada | 2024 | 8.3747 | 1381.1751
geo_advanced_100 | Canada | 2026 | 9.4089 | 1541.9728
geo_advanced_100 | Canada | 2028 | 10.4838 | 1682.744
geo_advanced_100 | Canada | 2030 | 10.7558 | 1869.6491
geo_advanced_100 | Canada | 2032 | 10.6683 | 1978.0049
geo_advanced_100 | Canada | 2034 | 10.5939 | 2148.0364
geo_advanced_100 | Canada | 2036 | 10.3455 | 2337.2969
geo_advanced_100 | Canada | 2038 | 10.2286 | 2443.6694
geo_advanced_100 | Canada | 2040 | 10.1407 | 2484.9375
geo_advanced_100 | Canada | 2042 | 10.1407 | 2545.6805
geo_advanced_100 | Canada | 2044 | 10.1407 | 2601.7217
geo_advanced_100 | Canada | 2046 | 10.1407 | 2669.938
geo_advanced_100 | Canada | 2048 | 10.1407 | 2734.5953
geo_advanced_100 | Canada | 2050 | 10.1407 | 3052.1037

## 5_New Annual Capacity (GW)
scenario | tech | year | Capacity (GW) | Net Level Capacity (GW)
geo_advanced_100 | nuclear | 2012 | 0 | 26.5763
geo_advanced_100 | nuclear | 2014 | 0 | 17.8324
geo_advanced_100 | nuclear | 2016 | 0.561 | 26.9063
geo_advanced_100 | nuclear | 2018 | 0 | 30.0444
geo_advanced_100 | nuclear | 2020 | 0.009 | 29.8361
geo_advanced_100 | nuclear | 2022 | 1.114 | 88.4212
geo_advanced_100 | nuclear | 2024 | 0 | 100.0826
geo_advanced_100 | nuclear | 2026 | 0 | 87.4978
geo_advanced_100 | nuclear | 2028 | 0 | 85.5973
geo_advanced_100 | nuclear | 2030 | 0 | 106.2263
geo_advanced_100 | nuclear | 2032 | 0 | 58.4751
geo_advanced_100 | nuclear | 2034 | 0 | 91.5599
geo_advanced_100 | nuclear | 2036 | 0 | 167.5434
geo_advanced_100 | nuclear | 2038 | 0 | 100.249
geo_advanced_100 | nuclear | 2040 | 0 | 102.0082
geo_advanced_100 | nuclear | 2042 | 0 | 111.6359
geo_advanced_100 | nuclear | 2044 | 0 | 107.6035
geo_advanced_100 | nuclear | 2046 | 0 | 163.753
geo_advanced_100 | nuclear | 2048 | 0 | 158.4146
geo_advanced_100 | nuclear | 2050 | 71.5062 | 475.097
geo_advanced_100 | coal | 2012 | 3.9104 | 26.5763
geo_advanced_100 | coal | 2014 | 0.9693 | 17.8324
geo_advanced_100 | coal | 2016 | 1.2039 | 26.9063
geo_advanced_100 | coal | 2018 | 0 | 30.0444
geo_advanced_100 | coal | 2020 | 0 | 29.8361
geo_advanced_100 | coal | 2022 | 0 | 88.4212
geo_advanced_100 | coal | 2024 | 0 | 100.0826
geo_advanced_100 | coal | 2026 | 0 | 87.4978
geo_advanced_100 | coal | 2028 | 0 | 85.5973
geo_advanced_100 | coal | 2030 | 0 | 106.2263
geo_advanced_100 | coal | 2032 | 0 | 58.4751
geo_advanced_100 | coal | 2034 | 0 | 91.5599
geo_advanced_100 | coal | 2036 | 0 | 167.5434
geo_advanced_100 | coal | 2038 | 0 | 100.249
geo_advanced_100 | coal | 2040 | 0 | 102.0082
geo_advanced_100 | coal | 2042 | 0 | 111.6359
geo_advanced_100 | coal | 2044 | 0 | 107.6035
geo_advanced_100 | coal | 2046 | 0 | 163.753
geo_advanced_100 | coal | 2048 | 0 | 158.4146
geo_advanced_100 | coal | 2050 | 0 | 475.097
geo_advanced_100 | gas-cc | 2012 | 7.3043 | 26.5763
geo_advanced_100 | gas-cc | 2014 | 5.6437 | 17.8324
geo_advanced_100 | gas-cc | 2016 | 4.7389 | 26.9063
geo_advanced_100 | gas-cc | 2018 | 12.5635 | 30.0444
geo_advanced_100 | gas-cc | 2020 | 5.6226 | 29.8361
geo_advanced_100 | gas-cc | 2022 | 6.3941 | 88.4212
geo_advanced_100 | gas-cc | 2024 | 2.4084 | 100.0826
geo_advanced_100 | gas-cc | 2026 | 0.69697 | 87.4978
geo_advanced_100 | gas-cc | 2028 | 1.2862 | 85.5973
geo_advanced_100 | gas-cc | 2030 | 0 | 106.2263
geo_advanced_100 | gas-cc | 2032 | 0 | 58.4751
geo_advanced_100 | gas-cc | 2034 | 0 | 91.5599
geo_advanced_100 | gas-cc | 2036 | 40.7794 | 167.5434
geo_advanced_100 | gas-cc | 2038 | 17.6252 | 100.249
geo_advanced_100 | gas-cc | 2040 | 27.8943 | 102.0082
geo_advanced_100 | gas-cc | 2042 | 26.5085 | 111.6359
geo_advanced_100 | gas-cc | 2044 | 18.7714 | 107.6035
geo_advanced_100 | gas-cc | 2046 | 47.3545 | 163.753
geo_advanced_100 | gas-cc | 2048 | 51.2486 | 158.4146
geo_advanced_100 | gas-cc | 2050 | 0 | 475.097
geo_advanced_100 | gas-cc-ccs_mod_upgrade | 2012 | 0 | 26.5763
geo_advanced_100 | gas-cc-ccs_mod_upgrade | 2014 | 0 | 17.8324
geo_advanced_100 | gas-cc-ccs_mod_upgrade | 2016 | 0 | 26.9063
geo_advanced_100 | gas-cc-ccs_mod_upgrade | 2018 | 0 | 30.0444
geo_advanced_100 | gas-cc-ccs_mod_upgrade | 2020 | 0 | 29.8361
geo_advanced_100 | gas-cc-ccs_mod_upgrade | 2022 | 0 | 88.4212
geo_advanced_100 | gas-cc-ccs_mod_upgrade | 2024 | 0 | 100.0826
geo_advanced_100 | gas-cc-ccs_mod_upgrade | 2026 | 0 | 87.4978
geo_advanced_100 | gas-cc-ccs_mod_upgrade | 2028 | 3.5307 | 85.5973
geo_advanced_100 | gas-cc-ccs_mod_upgrade | 2030 | 0 | 106.2263
geo_advanced_100 | gas-cc-ccs_mod_upgrade | 2032 | 0 | 58.4751
geo_advanced_100 | gas-cc-ccs_mod_upgrade | 2034 | 0 | 91.5599
geo_advanced_100 | gas-cc-ccs_mod_upgrade | 2036 | 0 | 167.5434
geo_advanced_100 | gas-cc-ccs_mod_upgrade | 2038 | 14.8638 | 100.249
geo_advanced_100 | gas-cc-ccs_mod_upgrade | 2040 | 50.7344 | 102.0082
geo_advanced_100 | gas-cc-ccs_mod_upgrade | 2042 | 37.448 | 111.6359
geo_advanced_100 | gas-cc-ccs_mod_upgrade | 2044 | 49.1061 | 107.6035
geo_advanced_100 | gas-cc-ccs_mod_upgrade | 2046 | 53.4382 | 163.753
geo_advanced_100 | gas-cc-ccs_mod_upgrade | 2048 | 51.2486 | 158.4146
geo_advanced_100 | gas-cc-ccs_mod_upgrade | 2050 | 0 | 475.097
geo_advanced_100 | gas-ct | 2012 | 2.2089 | 26.5763
geo_advanced_100 | gas-ct | 2014 | 2.0575 | 17.8324
geo_advanced_100 | gas-ct | 2016 | 2.4183 | 26.9063
geo_advanced_100 | gas-ct | 2018 | 1.5822 | 30.0444
geo_advanced_100 | gas-ct | 2020 | 1.3155 | 29.8361
geo_advanced_100 | gas-ct | 2022 | 1.9523 | 88.4212
geo_advanced_100 | gas-ct | 2024 | 1.0113 | 100.0826
geo_advanced_100 | gas-ct | 2026 | 0 | 87.4978
geo_advanced_100 | gas-ct | 2028 | 1.25 | 85.5973
geo_advanced_100 | gas-ct | 2030 | 0 | 106.2263
geo_advanced_100 | gas-ct | 2032 | 0.0050313 | 58.4751
geo_advanced_100 | gas-ct | 2034 | 0.20378 | 91.5599
geo_advanced_100 | gas-ct | 2036 | 1.9094 | 167.5434
geo_advanced_100 | gas-ct | 2038 | 0 | 100.249
geo_advanced_100 | gas-ct | 2040 | 0 | 102.0082
geo_advanced_100 | gas-ct | 2042 | 0 | 111.6359
geo_advanced_100 | gas-ct | 2044 | 0 | 107.6035
geo_advanced_100 | gas-ct | 2046 | 0 | 163.753
geo_advanced_100 | gas-ct | 2048 | 0 | 158.4146
geo_advanced_100 | gas-ct | 2050 | 0 | 475.097
geo_advanced_100 | o-g-s | 2012 | 0.1104 | 26.5763
geo_advanced_100 | o-g-s | 2014 | 0.10575 | 17.8324
geo_advanced_100 | o-g-s | 2016 | 0.0329 | 26.9063
geo_advanced_100 | o-g-s | 2018 | 0.07755 | 30.0444
geo_advanced_100 | o-g-s | 2020 | 0.0475 | 29.8361
geo_advanced_100 | o-g-s | 2022 | 0.04175 | 88.4212
geo_advanced_100 | o-g-s | 2024 | 0.1675 | 100.0826
geo_advanced_100 | o-g-s | 2026 | 0 | 87.4978
geo_advanced_100 | o-g-s | 2028 | 0 | 85.5973
geo_advanced_100 | o-g-s | 2030 | 0 | 106.2263
geo_advanced_100 | o-g-s | 2032 | 0 | 58.4751
geo_advanced_100 | o-g-s | 2034 | 0 | 91.5599
geo_advanced_100 | o-g-s | 2036 | 0 | 167.5434
geo_advanced_100 | o-g-s | 2038 | 0 | 100.249
geo_advanced_100 | o-g-s | 2040 | 0 | 102.0082
geo_advanced_100 | o-g-s | 2042 | 0 | 111.6359
geo_advanced_100 | o-g-s | 2044 | 0 | 107.6035
geo_advanced_100 | o-g-s | 2046 | 0 | 163.753
geo_advanced_100 | o-g-s | 2048 | 0 | 158.4146
geo_advanced_100 | o-g-s | 2050 | 0 | 475.097
geo_advanced_100 | hydro | 2012 | 0.2565 | 26.5763
geo_advanced_100 | hydro | 2014 | 0.2898 | 17.8324
geo_advanced_100 | hydro | 2016 | 0.25315 | 26.9063
geo_advanced_100 | hydro | 2018 | 0.17135 | 30.0444
geo_advanced_100 | hydro | 2020 | 0.08285 | 29.8361
geo_advanced_100 | hydro | 2022 | 0.0439 | 88.4212
geo_advanced_100 | hydro | 2024 | 0.0305 | 100.0826
geo_advanced_100 | hydro | 2026 | 0.7824 | 87.4978
geo_advanced_100 | hydro | 2028 | 0.64883 | 85.5973
geo_advanced_100 | hydro | 2030 | 0.034722 | 106.2263
geo_advanced_100 | hydro | 2032 | 0.042285 | 58.4751
geo_advanced_100 | hydro | 2034 | 0.050523 | 91.5599
geo_advanced_100 | hydro | 2036 | 0.21723 | 167.5434
geo_advanced_100 | hydro | 2038 | 0.19692 | 100.249
geo_advanced_100 | hydro | 2040 | 0.095384 | 102.0082
geo_advanced_100 | hydro | 2042 | 0.093814 | 111.6359
geo_advanced_100 | hydro | 2044 | 0.095883 | 107.6035
geo_advanced_100 | hydro | 2046 | 0.089694 | 163.753
geo_advanced_100 | hydro | 2048 | 0.089694 | 158.4146
geo_advanced_100 | hydro | 2050 | 0.29926 | 475.097
geo_advanced_100 | geothermal | 2012 | 0.0675 | 26.5763
geo_advanced_100 | geothermal | 2014 | 0.0427 | 17.8324
geo_advanced_100 | geothermal | 2016 | 0.025 | 26.9063
geo_advanced_100 | geothermal | 2018 | 0.03015 | 30.0444
geo_advanced_100 | geothermal | 2020 | 0.57346 | 29.8361
geo_advanced_100 | geothermal | 2022 | 0.021 | 88.4212
geo_advanced_100 | geothermal | 2024 | 0 | 100.0826
geo_advanced_100 | geothermal | 2026 | 0 | 87.4978
geo_advanced_100 | geothermal | 2028 | 1.0209 | 85.5973
geo_advanced_100 | geothermal | 2030 | 0 | 106.2263
geo_advanced_100 | geothermal | 2032 | 0 | 58.4751
geo_advanced_100 | geothermal | 2034 | 0 | 91.5599
geo_advanced_100 | geothermal | 2036 | 1.1429 | 167.5434
geo_advanced_100 | geothermal | 2038 | 1.7725 | 100.249
geo_advanced_100 | geothermal | 2040 | 1.3948 | 102.0082
geo_advanced_100 | geothermal | 2042 | 2.0967 | 111.6359
geo_advanced_100 | geothermal | 2044 | 1.3009 | 107.6035
geo_advanced_100 | geothermal | 2046 | 1.3354 | 163.753
geo_advanced_100 | geothermal | 2048 | 1.9318 | 158.4146
geo_advanced_100 | geothermal | 2050 | 70.962 | 475.097
geo_advanced_100 | biopower | 2012 | 0.11705 | 26.5763
geo_advanced_100 | biopower | 2014 | 0.2425 | 17.8324
geo_advanced_100 | biopower | 2016 | 0.00805 | 26.9063
geo_advanced_100 | biopower | 2018 | 0.03885 | 30.0444
geo_advanced_100 | biopower | 2020 | 0.0836 | 29.8361
geo_advanced_100 | biopower | 2022 | 0.0044 | 88.4212
geo_advanced_100 | biopower | 2024 | 0.0095 | 100.0826
geo_advanced_100 | biopower | 2026 | 0 | 87.4978
geo_advanced_100 | biopower | 2028 | 0 | 85.5973
geo_advanced_100 | biopower | 2030 | 0 | 106.2263
geo_advanced_100 | biopower | 2032 | 0 | 58.4751
geo_advanced_100 | biopower | 2034 | 0 | 91.5599
geo_advanced_100 | biopower | 2036 | 0 | 167.5434
geo_advanced_100 | biopower | 2038 | 0 | 100.249
geo_advanced_100 | biopower | 2040 | 0 | 102.0082
geo_advanced_100 | biopower | 2042 | 0 | 111.6359
geo_advanced_100 | biopower | 2044 | 0 | 107.6035
geo_advanced_100 | biopower | 2046 | 0 | 163.753
geo_advanced_100 | biopower | 2048 | 0 | 158.4146
geo_advanced_100 | biopower | 2050 | 100.4899 | 475.097
geo_advanced_100 | lfill-gas | 2012 | 0.14965 | 26.5763
geo_advanced_100 | lfill-gas | 2014 | 0.10055 | 17.8324
geo_advanced_100 | lfill-gas | 2016 | 0.0901 | 26.9063
geo_advanced_100 | lfill-gas | 2018 | 0.0165 | 30.0444
geo_advanced_100 | lfill-gas | 2020 | 0.0066 | 29.8361
geo_advanced_100 | lfill-gas | 2022 | 0.0023 | 88.4212
geo_advanced_100 | lfill-gas | 2024 | 0 | 100.0826
geo_advanced_100 | lfill-gas | 2026 | 0 | 87.4978
geo_advanced_100 | lfill-gas | 2028 | 0 | 85.5973
geo_advanced_100 | lfill-gas | 2030 | 0 | 106.2263
geo_advanced_100 | lfill-gas | 2032 | 0 | 58.4751
geo_advanced_100 | lfill-gas | 2034 | 0 | 91.5599
geo_advanced_100 | lfill-gas | 2036 | 0 | 167.5434
geo_advanced_100 | lfill-gas | 2038 | 0 | 100.249
geo_advanced_100 | lfill-gas | 2040 | 0 | 102.0082
geo_advanced_100 | lfill-gas | 2042 | 0 | 111.6359
geo_advanced_100 | lfill-gas | 2044 | 0 | 107.6035
geo_advanced_100 | lfill-gas | 2046 | 0 | 163.753
geo_advanced_100 | lfill-gas | 2048 | 0 | 158.4146
geo_advanced_100 | lfill-gas | 2050 | 0 | 475.097
geo_advanced_100 | wind-ons | 2012 | 9.9098 | 26.5763
geo_advanced_100 | wind-ons | 2014 | 2.8817 | 17.8324
geo_advanced_100 | wind-ons | 2016 | 8.4669 | 26.9063
geo_advanced_100 | wind-ons | 2018 | 6.4669 | 30.0444
geo_advanced_100 | wind-ons | 2020 | 11.8347 | 29.8361
geo_advanced_100 | wind-ons | 2022 | 33.479 | 88.4212
geo_advanced_100 | wind-ons | 2024 | 21.6295 | 100.0826
geo_advanced_100 | wind-ons | 2026 | 19.5286 | 87.4978
geo_advanced_100 | wind-ons | 2028 | 33.8304 | 85.5973
geo_advanced_100 | wind-ons | 2030 | 25.2125 | 106.2263
geo_advanced_100 | wind-ons | 2032 | 17.7784 | 58.4751
geo_advanced_100 | wind-ons | 2034 | 31.851 | 91.5599
geo_advanced_100 | wind-ons | 2036 | 30.1351 | 167.5434
geo_advanced_100 | wind-ons | 2038 | 34.4224 | 100.249
geo_advanced_100 | wind-ons | 2040 | 10.4401 | 102.0082
geo_advanced_100 | wind-ons | 2042 | 12.0631 | 111.6359
geo_advanced_100 | wind-ons | 2044 | 17.5428 | 107.6035
geo_advanced_100 | wind-ons | 2046 | 7.012 | 163.753
geo_advanced_100 | wind-ons | 2048 | 13.3355 | 158.4146
geo_advanced_100 | wind-ons | 2050 | 86.5989 | 475.097
geo_advanced_100 | wind-ofs | 2012 | 0 | 26.5763
geo_advanced_100 | wind-ofs | 2014 | 0 | 17.8324
geo_advanced_100 | wind-ofs | 2016 | 0.01465 | 26.9063
geo_advanced_100 | wind-ofs | 2018 | 0 | 30.0444
geo_advanced_100 | wind-ofs | 2020 | 0.00635 | 29.8361
geo_advanced_100 | wind-ofs | 2022 | 0.006 | 88.4212
geo_advanced_100 | wind-ofs | 2024 | 2.7455 | 100.0826
geo_advanced_100 | wind-ofs | 2026 | 3.57 | 87.4978
geo_advanced_100 | wind-ofs | 2028 | 3.465 | 85.5973
geo_advanced_100 | wind-ofs | 2030 | 2.3135 | 106.2263
geo_advanced_100 | wind-ofs | 2032 | 2.612 | 58.4751
geo_advanced_100 | wind-ofs | 2034 | 4.05 | 91.5599
geo_advanced_100 | wind-ofs | 2036 | 3.1 | 167.5434
geo_advanced_100 | wind-ofs | 2038 | 2 | 100.249
geo_advanced_100 | wind-ofs | 2040 | 2 | 102.0082
geo_advanced_100 | wind-ofs | 2042 | 2 | 111.6359
geo_advanced_100 | wind-ofs | 2044 | 2 | 107.6035
geo_advanced_100 | wind-ofs | 2046 | 0.51465 | 163.753
geo_advanced_100 | wind-ofs | 2048 | 0 | 158.4146
geo_advanced_100 | wind-ofs | 2050 | 0.00635 | 475.097
geo_advanced_100 | csp | 2012 | 0 | 26.5763
geo_advanced_100 | csp | 2014 | 0.6067 | 17.8324
geo_advanced_100 | csp | 2016 | 0.055 | 26.9063
geo_advanced_100 | csp | 2018 | 0 | 30.0444
geo_advanced_100 | csp | 2020 | 0 | 29.8361
geo_advanced_100 | csp | 2022 | 0 | 88.4212
geo_advanced_100 | csp | 2024 | 0 | 100.0826
geo_advanced_100 | csp | 2026 | 0 | 87.4978
geo_advanced_100 | csp | 2028 | 0 | 85.5973
geo_advanced_100 | csp | 2030 | 0 | 106.2263
geo_advanced_100 | csp | 2032 | 0 | 58.4751
geo_advanced_100 | csp | 2034 | 0 | 91.5599
geo_advanced_100 | csp | 2036 | 0 | 167.5434
geo_advanced_100 | csp | 2038 | 0 | 100.249
geo_advanced_100 | csp | 2040 | 0 | 102.0082
geo_advanced_100 | csp | 2042 | 0 | 111.6359
geo_advanced_100 | csp | 2044 | 0 | 107.6035
geo_advanced_100 | csp | 2046 | 0 | 163.753
geo_advanced_100 | csp | 2048 | 0 | 158.4146
geo_advanced_100 | csp | 2050 | 6.0976 | 475.097
geo_advanced_100 | upv | 2012 | 0.89845 | 26.5763
geo_advanced_100 | upv | 2014 | 2.5126 | 17.8324
geo_advanced_100 | upv | 2016 | 4.7584 | 26.9063
geo_advanced_100 | upv | 2018 | 4.1101 | 30.0444
geo_advanced_100 | upv | 2020 | 7.0027 | 29.8361
geo_advanced_100 | upv | 2022 | 33.0097 | 88.4212
geo_advanced_100 | upv | 2024 | 63.0172 | 100.0826
geo_advanced_100 | upv | 2026 | 43.2479 | 87.4978
geo_advanced_100 | upv | 2028 | 17.6768 | 85.5973
geo_advanced_100 | upv | 2030 | 40.8949 | 106.2263
geo_advanced_100 | upv | 2032 | 10.5875 | 58.4751
geo_advanced_100 | upv | 2034 | 29.6042 | 91.5599
geo_advanced_100 | upv | 2036 | 37.7254 | 167.5434
geo_advanced_100 | upv | 2038 | 4.4494 | 100.249
geo_advanced_100 | upv | 2040 | 0.49864 | 102.0082
geo_advanced_100 | upv | 2042 | 11.3168 | 111.6359
geo_advanced_100 | upv | 2044 | 1.3577 | 107.6035
geo_advanced_100 | upv | 2046 | 30.0392 | 163.753
geo_advanced_100 | upv | 2048 | 12.806 | 158.4146
geo_advanced_100 | upv | 2050 | 64.5098 | 475.097
geo_advanced_100 | dupv | 2012 | 0.25145 | 26.5763
geo_advanced_100 | dupv | 2014 | 0.44975 | 17.8324
geo_advanced_100 | dupv | 2016 | 0.56363 | 26.9063
geo_advanced_100 | dupv | 2018 | 0.71455 | 30.0444
geo_advanced_100 | dupv | 2020 | 0.6629 | 29.8361
geo_advanced_100 | dupv | 2022 | 0.2922 | 88.4212
geo_advanced_100 | dupv | 2024 | 0.07701 | 100.0826
geo_advanced_100 | dupv | 2026 | 0.049332 | 87.4978
geo_advanced_100 | dupv | 2028 | 0.0056978 | 85.5973
geo_advanced_100 | dupv | 2030 | 0 | 106.2263
geo_advanced_100 | dupv | 2032 | 0.0090827 | 58.4751
geo_advanced_100 | dupv | 2034 | 0.048367 | 91.5599
geo_advanced_100 | dupv | 2036 | 0.042962 | 167.5434
geo_advanced_100 | dupv | 2038 | 0 | 100.249
geo_advanced_100 | dupv | 2040 | 0 | 102.0082
geo_advanced_100 | dupv | 2042 | 0.070383 | 111.6359
geo_advanced_100 | dupv | 2044 | 0.00195 | 107.6035
geo_advanced_100 | dupv | 2046 | 0.00465 | 163.753
geo_advanced_100 | dupv | 2048 | 0.0040822 | 158.4146
geo_advanced_100 | dupv | 2050 | 0 | 475.097
geo_advanced_100 | distpv | 2012 | 1.3287 | 26.5763
geo_advanced_100 | distpv | 2014 | 1.8721 | 17.8324
geo_advanced_100 | distpv | 2016 | 3.3523 | 26.9063
geo_advanced_100 | distpv | 2018 | 4.0414 | 30.0444
geo_advanced_100 | distpv | 2020 | 1.841 | 29.8361
geo_advanced_100 | distpv | 2022 | 2.6701 | 88.4212
geo_advanced_100 | distpv | 2024 | 4.736 | 100.0826
geo_advanced_100 | distpv | 2026 | 6.5355 | 87.4978
geo_advanced_100 | distpv | 2028 | 8.8831 | 85.5973
geo_advanced_100 | distpv | 2030 | 12.3853 | 106.2263
geo_advanced_100 | distpv | 2032 | 9.5585 | 58.4751
geo_advanced_100 | distpv | 2034 | 6.4215 | 91.5599
geo_advanced_100 | distpv | 2036 | 2.684 | 167.5434
geo_advanced_100 | distpv | 2038 | 2.489 | 100.249
geo_advanced_100 | distpv | 2040 | 2.4076 | 102.0082
geo_advanced_100 | distpv | 2042 | 2.4784 | 111.6359
geo_advanced_100 | distpv | 2044 | 2.807 | 107.6035
geo_advanced_100 | distpv | 2046 | 2.782 | 163.753
geo_advanced_100 | distpv | 2048 | 3.1825 | 158.4146
geo_advanced_100 | distpv | 2050 | 3.5669 | 475.097
geo_advanced_100 | pvb | 2012 | 0.0013 | 26.5763
geo_advanced_100 | pvb | 2014 | 0.015786 | 17.8324
geo_advanced_100 | pvb | 2016 | 0.2061 | 26.9063
geo_advanced_100 | pvb | 2018 | 0.10182 | 30.0444
geo_advanced_100 | pvb | 2020 | 0.47937 | 29.8361
geo_advanced_100 | pvb | 2022 | 3.732 | 88.4212
geo_advanced_100 | pvb | 2024 | 2.2278 | 100.0826
geo_advanced_100 | pvb | 2026 | 0.94988 | 87.4978
geo_advanced_100 | pvb | 2028 | 0.57087 | 85.5973
geo_advanced_100 | pvb | 2030 | 5.243 | 106.2263
geo_advanced_100 | pvb | 2032 | 2.6827 | 58.4751
geo_advanced_100 | pvb | 2034 | 2.2481 | 91.5599
geo_advanced_100 | pvb | 2036 | 15.2432 | 167.5434
geo_advanced_100 | pvb | 2038 | 1.2607 | 100.249
geo_advanced_100 | pvb | 2040 | 0 | 102.0082
geo_advanced_100 | pvb | 2042 | 0 | 111.6359
geo_advanced_100 | pvb | 2044 | 0 | 107.6035
geo_advanced_100 | pvb | 2046 | 0.059022 | 163.753
geo_advanced_100 | pvb | 2048 | 0.21832 | 158.4146
geo_advanced_100 | pvb | 2050 | 0.87822 | 475.097
geo_advanced_100 | battery_2 | 2012 | 0.0274 | 26.5763
geo_advanced_100 | battery_2 | 2014 | 0.02795 | 17.8324
geo_advanced_100 | battery_2 | 2016 | 0.112 | 26.9063
geo_advanced_100 | battery_2 | 2018 | 0.0732 | 30.0444
geo_advanced_100 | battery_2 | 2020 | 0.13135 | 29.8361
geo_advanced_100 | battery_2 | 2022 | 4.1283 | 88.4212
geo_advanced_100 | battery_2 | 2024 | 1.2095 | 100.0826
geo_advanced_100 | battery_2 | 2026 | 1.321 | 87.4978
geo_advanced_100 | battery_2 | 2028 | 1.6898 | 85.5973
geo_advanced_100 | battery_2 | 2030 | 0.15082 | 106.2263
geo_advanced_100 | battery_2 | 2032 | 0.04943 | 58.4751
geo_advanced_100 | battery_2 | 2034 | 0.69195 | 91.5599
geo_advanced_100 | battery_2 | 2036 | 0.53333 | 167.5434
geo_advanced_100 | battery_2 | 2038 | 0.95568 | 100.249
geo_advanced_100 | battery_2 | 2040 | 1.9365 | 102.0082
geo_advanced_100 | battery_2 | 2042 | 2.7545 | 111.6359
geo_advanced_100 | battery_2 | 2044 | 1.1453 | 107.6035
geo_advanced_100 | battery_2 | 2046 | 3.0969 | 163.753
geo_advanced_100 | battery_2 | 2048 | 1.1361 | 158.4146
geo_advanced_100 | battery_2 | 2050 | 2.4757 | 475.097
geo_advanced_100 | battery_4 | 2012 | 0.001 | 26.5763
geo_advanced_100 | battery_4 | 2014 | 0.004 | 17.8324
geo_advanced_100 | battery_4 | 2016 | 0.04595 | 26.9063
geo_advanced_100 | battery_4 | 2018 | 0.0564 | 30.0444
geo_advanced_100 | battery_4 | 2020 | 0.1365 | 29.8361
geo_advanced_100 | battery_4 | 2022 | 1.3765 | 88.4212
geo_advanced_100 | battery_4 | 2024 | 0.81292 | 100.0826
geo_advanced_100 | battery_4 | 2026 | 9.2327 | 87.4978
geo_advanced_100 | battery_4 | 2028 | 6.1355 | 85.5973
geo_advanced_100 | battery_4 | 2030 | 9.2739 | 106.2263
geo_advanced_100 | battery_4 | 2032 | 5.9176 | 58.4751
geo_advanced_100 | battery_4 | 2034 | 2.7045 | 91.5599
geo_advanced_100 | battery_4 | 2036 | 2.4717 | 167.5434
geo_advanced_100 | battery_4 | 2038 | 6.9493 | 100.249
geo_advanced_100 | battery_4 | 2040 | 2.9703 | 102.0082
geo_advanced_100 | battery_4 | 2042 | 9.6309 | 111.6359
geo_advanced_100 | battery_4 | 2044 | 10.2242 | 107.6035
geo_advanced_100 | battery_4 | 2046 | 11.876 | 163.753
geo_advanced_100 | battery_4 | 2048 | 13.687 | 158.4146
geo_advanced_100 | battery_4 | 2050 | 15.6482 | 475.097
geo_advanced_100 | battery_6 | 2012 | 0 | 26.5763
geo_advanced_100 | battery_6 | 2014 | 0 | 17.8324
geo_advanced_100 | battery_6 | 2016 | 0 | 26.9063
geo_advanced_100 | battery_6 | 2018 | 0 | 30.0444
geo_advanced_100 | battery_6 | 2020 | 0 | 29.8361
geo_advanced_100 | battery_6 | 2022 | 0.15366 | 88.4212
geo_advanced_100 | battery_6 | 2024 | 0 | 100.0826
geo_advanced_100 | battery_6 | 2026 | 0.28766 | 87.4978
geo_advanced_100 | battery_6 | 2028 | 5.6035 | 85.5973
geo_advanced_100 | battery_6 | 2030 | 10.7177 | 106.2263
geo_advanced_100 | battery_6 | 2032 | 7.3694 | 58.4751
geo_advanced_100 | battery_6 | 2034 | 10.4609 | 91.5599
geo_advanced_100 | battery_6 | 2036 | 11.6204 | 167.5434
geo_advanced_100 | battery_6 | 2038 | 3.1243 | 100.249
geo_advanced_100 | battery_6 | 2040 | 0.65009 | 102.0082
geo_advanced_100 | battery_6 | 2042 | 2.9541 | 111.6359
geo_advanced_100 | battery_6 | 2044 | 0.63887 | 107.6035
geo_advanced_100 | battery_6 | 2046 | 1.4333 | 163.753
geo_advanced_100 | battery_6 | 2048 | 4.4003 | 158.4146
geo_advanced_100 | battery_6 | 2050 | 11.3614 | 475.097
geo_advanced_100 | battery_8 | 2012 | 0 | 26.5763
geo_advanced_100 | battery_8 | 2014 | 0 | 17.8324
geo_advanced_100 | battery_8 | 2016 | 0 | 26.9063
geo_advanced_100 | battery_8 | 2018 | 0 | 30.0444
geo_advanced_100 | battery_8 | 2020 | 0 | 29.8361
geo_advanced_100 | battery_8 | 2022 | 0 | 88.4212
geo_advanced_100 | battery_8 | 2024 | 0 | 100.0826
geo_advanced_100 | battery_8 | 2026 | 0 | 87.4978
geo_advanced_100 | battery_8 | 2028 | 0 | 85.5973
geo_advanced_100 | battery_8 | 2030 | 0 | 106.2263
geo_advanced_100 | battery_8 | 2032 | 1.7192 | 58.4751
geo_advanced_100 | battery_8 | 2034 | 2.1312 | 91.5599
geo_advanced_100 | battery_8 | 2036 | 9.5722 | 167.5434
geo_advanced_100 | battery_8 | 2038 | 6.783 | 100.249
geo_advanced_100 | battery_8 | 2040 | 0.78519 | 102.0082
geo_advanced_100 | battery_8 | 2042 | 1.9914 | 111.6359
geo_advanced_100 | battery_8 | 2044 | 1.369 | 107.6035
geo_advanced_100 | battery_8 | 2046 | 3.9026 | 163.753
geo_advanced_100 | battery_8 | 2048 | 3.7894 | 158.4146
geo_advanced_100 | battery_8 | 2050 | 5.6252 | 475.097
geo_advanced_100 | battery_10 | 2012 | 0 | 26.5763
geo_advanced_100 | battery_10 | 2014 | 0 | 17.8324
geo_advanced_100 | battery_10 | 2016 | 0 | 26.9063
geo_advanced_100 | battery_10 | 2018 | 0 | 30.0444
geo_advanced_100 | battery_10 | 2020 | 0 | 29.8361
geo_advanced_100 | battery_10 | 2022 | 0 | 88.4212
geo_advanced_100 | battery_10 | 2024 | 0 | 100.0826
geo_advanced_100 | battery_10 | 2026 | 0 | 87.4978
geo_advanced_100 | battery_10 | 2028 | 0 | 85.5973
geo_advanced_100 | battery_10 | 2030 | 0 | 106.2263
geo_advanced_100 | battery_10 | 2032 | 0 | 58.4751
geo_advanced_100 | battery_10 | 2034 | 0 | 91.5599
geo_advanced_100 | battery_10 | 2036 | 7.7623 | 167.5434
geo_advanced_100 | battery_10 | 2038 | 2.9586 | 100.249
geo_advanced_100 | battery_10 | 2040 | 0 | 102.0082
geo_advanced_100 | battery_10 | 2042 | 0.074394 | 111.6359
geo_advanced_100 | battery_10 | 2044 | 1.2424 | 107.6035
geo_advanced_100 | battery_10 | 2046 | 0.81493 | 163.753
geo_advanced_100 | battery_10 | 2048 | 1.3365 | 158.4146
geo_advanced_100 | battery_10 | 2050 | 35.0715 | 475.097
geo_advanced_100 | pumped-hydro | 2012 | 0.0335 | 26.5763
geo_advanced_100 | pumped-hydro | 2014 | 0.01 | 17.8324
geo_advanced_100 | pumped-hydro | 2016 | 0 | 26.9063
geo_advanced_100 | pumped-hydro | 2018 | 0 | 30.0444
geo_advanced_100 | pumped-hydro | 2020 | 0 | 29.8361
geo_advanced_100 | pumped-hydro | 2022 | 0 | 88.4212
geo_advanced_100 | pumped-hydro | 2024 | 0 | 100.0826
geo_advanced_100 | pumped-hydro | 2026 | 1.2959 | 87.4978
geo_advanced_100 | pumped-hydro | 2028 | 0 | 85.5973
geo_advanced_100 | pumped-hydro | 2030 | 0 | 106.2263
geo_advanced_100 | pumped-hydro | 2032 | 0.14386 | 58.4751
geo_advanced_100 | pumped-hydro | 2034 | 1.0939 | 91.5599
geo_advanced_100 | pumped-hydro | 2036 | 2.6039 | 167.5434
geo_advanced_100 | pumped-hydro | 2038 | 0.39816 | 100.249
geo_advanced_100 | pumped-hydro | 2040 | 0.20083 | 102.0082
geo_advanced_100 | pumped-hydro | 2042 | 0.15491 | 111.6359
geo_advanced_100 | pumped-hydro | 2044 | 0 | 107.6035
geo_advanced_100 | pumped-hydro | 2046 | 0 | 163.753
geo_advanced_100 | pumped-hydro | 2048 | 0 | 158.4146
geo_advanced_100 | pumped-hydro | 2050 | 0 | 475.097

## 6_Annual Retirements (GW)
scenario | tech | year | Capacity (GW) | Net Level Capacity (GW)
geo_advanced_100 | nuclear | 2012 | 0 | 10.6044
geo_advanced_100 | nuclear | 2014 | 2.0901 | 14.0765
geo_advanced_100 | nuclear | 2016 | 0.2414 | 20.9431
geo_advanced_100 | nuclear | 2018 | 0.30385 | 19.4899
geo_advanced_100 | nuclear | 2020 | 1.5474 | 15.568
geo_advanced_100 | nuclear | 2022 | 0.9024 | 13.934
geo_advanced_100 | nuclear | 2024 | 0 | 43.0055
geo_advanced_100 | nuclear | 2026 | 0 | 7.099
geo_advanced_100 | nuclear | 2028 | 0 | 15.2117
geo_advanced_100 | nuclear | 2030 | 1.12 | 12.7738
geo_advanced_100 | nuclear | 2032 | 0 | 4.2972
geo_advanced_100 | nuclear | 2034 | 1.3671 | 6.5442
geo_advanced_100 | nuclear | 2036 | 0 | 72.9132
geo_advanced_100 | nuclear | 2038 | 0 | 47.0627
geo_advanced_100 | nuclear | 2040 | 0 | 81.3741
geo_advanced_100 | nuclear | 2042 | 0 | 81.2644
geo_advanced_100 | nuclear | 2044 | 0 | 79.5828
geo_advanced_100 | nuclear | 2046 | 0 | 129.6449
geo_advanced_100 | nuclear | 2048 | 0 | 126.0859
geo_advanced_100 | nuclear | 2050 | 1.3546 | 316.3428
geo_advanced_100 | coal | 2012 | 6.6621 | 10.6044
geo_advanced_100 | coal | 2014 | 5.9469 | 14.0765
geo_advanced_100 | coal | 2016 | 12.4971 | 20.9431
geo_advanced_100 | coal | 2018 | 10.4291 | 19.4899
geo_advanced_100 | coal | 2020 | 8.7861 | 15.568
geo_advanced_100 | coal | 2022 | 9.1232 | 13.934
geo_advanced_100 | coal | 2024 | 6.5781 | 43.0055
geo_advanced_100 | coal | 2026 | 4.942 | 7.099
geo_advanced_100 | coal | 2028 | 9.4398 | 15.2117
geo_advanced_100 | coal | 2030 | 6.5007 | 12.7738
geo_advanced_100 | coal | 2032 | 1.2282 | 4.2972
geo_advanced_100 | coal | 2034 | 2.4957 | 6.5442
geo_advanced_100 | coal | 2036 | 68.1515 | 72.9132
geo_advanced_100 | coal | 2038 | 1.674 | 47.0627
geo_advanced_100 | coal | 2040 | 0 | 81.3741
geo_advanced_100 | coal | 2042 | 0 | 81.2644
geo_advanced_100 | coal | 2044 | 0 | 79.5828
geo_advanced_100 | coal | 2046 | 0 | 129.6449
geo_advanced_100 | coal | 2048 | 0 | 126.0859
geo_advanced_100 | coal | 2050 | 0 | 316.3428
geo_advanced_100 | gas-cc | 2012 | 0.03475 | 10.6044
geo_advanced_100 | gas-cc | 2014 | 0.72625 | 14.0765
geo_advanced_100 | gas-cc | 2016 | 0.40415 | 20.9431
geo_advanced_100 | gas-cc | 2018 | 0.7143 | 19.4899
geo_advanced_100 | gas-cc | 2020 | 0.473 | 15.568
geo_advanced_100 | gas-cc | 2022 | 0.30965 | 13.934
geo_advanced_100 | gas-cc | 2024 | 2.2258 | 43.0055
geo_advanced_100 | gas-cc | 2026 | 0.07 | 7.099
geo_advanced_100 | gas-cc | 2028 | 4.0793 | 15.2117
geo_advanced_100 | gas-cc | 2030 | 1.5461 | 12.7738
geo_advanced_100 | gas-cc | 2032 | 0.75205 | 4.2972
geo_advanced_100 | gas-cc | 2034 | 0.1085 | 6.5442
geo_advanced_100 | gas-cc | 2036 | 0.53105 | 72.9132
geo_advanced_100 | gas-cc | 2038 | 14.9003 | 47.0627
geo_advanced_100 | gas-cc | 2040 | 51.5471 | 81.3741
geo_advanced_100 | gas-cc | 2042 | 37.6518 | 81.2644
geo_advanced_100 | gas-cc | 2044 | 49.4743 | 79.5828
geo_advanced_100 | gas-cc | 2046 | 95.0021 | 129.6449
geo_advanced_100 | gas-cc | 2048 | 99.1698 | 126.0859
geo_advanced_100 | gas-cc | 2050 | 17.7222 | 316.3428
geo_advanced_100 | gas-cc-ccs_mod_upgrade | 2012 | 0 | 10.6044
geo_advanced_100 | gas-cc-ccs_mod_upgrade | 2014 | 0 | 14.0765
geo_advanced_100 | gas-cc-ccs_mod_upgrade | 2016 | 0 | 20.9431
geo_advanced_100 | gas-cc-ccs_mod_upgrade | 2018 | 0 | 19.4899
geo_advanced_100 | gas-cc-ccs_mod_upgrade | 2020 | 0 | 15.568
geo_advanced_100 | gas-cc-ccs_mod_upgrade | 2022 | 0 | 13.934
geo_advanced_100 | gas-cc-ccs_mod_upgrade | 2024 | 0 | 43.0055
geo_advanced_100 | gas-cc-ccs_mod_upgrade | 2026 | 0 | 7.099
geo_advanced_100 | gas-cc-ccs_mod_upgrade | 2028 | 0 | 15.2117
geo_advanced_100 | gas-cc-ccs_mod_upgrade | 2030 | 0 | 12.7738
geo_advanced_100 | gas-cc-ccs_mod_upgrade | 2032 | 0 | 4.2972
geo_advanced_100 | gas-cc-ccs_mod_upgrade | 2034 | 0 | 6.5442
geo_advanced_100 | gas-cc-ccs_mod_upgrade | 2036 | 0 | 72.9132
geo_advanced_100 | gas-cc-ccs_mod_upgrade | 2038 | 0 | 47.0627
geo_advanced_100 | gas-cc-ccs_mod_upgrade | 2040 | 0 | 81.3741
geo_advanced_100 | gas-cc-ccs_mod_upgrade | 2042 | 0 | 81.2644
geo_advanced_100 | gas-cc-ccs_mod_upgrade | 2044 | 0 | 79.5828
geo_advanced_100 | gas-cc-ccs_mod_upgrade | 2046 | 0 | 129.6449
geo_advanced_100 | gas-cc-ccs_mod_upgrade | 2048 | 0 | 126.0859
geo_advanced_100 | gas-cc-ccs_mod_upgrade | 2050 | 260.37 | 316.3428
geo_advanced_100 | gas-ct | 2012 | 0.6654 | 10.6044
geo_advanced_100 | gas-ct | 2014 | 0.543 | 14.0765
geo_advanced_100 | gas-ct | 2016 | 2.0336 | 20.9431
geo_advanced_100 | gas-ct | 2018 | 0.6648 | 19.4899
geo_advanced_100 | gas-ct | 2020 | 0.90765 | 15.568
geo_advanced_100 | gas-ct | 2022 | 0.4607 | 13.934
geo_advanced_100 | gas-ct | 2024 | 8.79 | 43.0055
geo_advanced_100 | gas-ct | 2026 | 1.1211 | 7.099
geo_advanced_100 | gas-ct | 2028 | 0.9997 | 15.2117
geo_advanced_100 | gas-ct | 2030 | 0.9097 | 12.7738
geo_advanced_100 | gas-ct | 2032 | 0.3825 | 4.2972
geo_advanced_100 | gas-ct | 2034 | 0.2456 | 6.5442
geo_advanced_100 | gas-ct | 2036 | 1.4485 | 72.9132
geo_advanced_100 | gas-ct | 2038 | 10.9339 | 47.0627
geo_advanced_100 | gas-ct | 2040 | 15.186 | 81.3741
geo_advanced_100 | gas-ct | 2042 | 20.8429 | 81.2644
geo_advanced_100 | gas-ct | 2044 | 8.6415 | 79.5828
geo_advanced_100 | gas-ct | 2046 | 0 | 129.6449
geo_advanced_100 | gas-ct | 2048 | 0 | 126.0859
geo_advanced_100 | gas-ct | 2050 | 0 | 316.3428
geo_advanced_100 | o-g-s | 2012 | 3.9997 | 10.6044
geo_advanced_100 | o-g-s | 2014 | 4.7519 | 14.0765
geo_advanced_100 | o-g-s | 2016 | 6.1349 | 20.9431
geo_advanced_100 | o-g-s | 2018 | 7.3718 | 19.4899
geo_advanced_100 | o-g-s | 2020 | 3.291 | 15.568
geo_advanced_100 | o-g-s | 2022 | 2.4244 | 13.934
geo_advanced_100 | o-g-s | 2024 | 25.3618 | 43.0055
geo_advanced_100 | o-g-s | 2026 | 1.3534 | 7.099
geo_advanced_100 | o-g-s | 2028 | 0.92613 | 15.2117
geo_advanced_100 | o-g-s | 2030 | 2.1947 | 12.7738
geo_advanced_100 | o-g-s | 2032 | 0.37103 | 4.2972
geo_advanced_100 | o-g-s | 2034 | 0.60685 | 6.5442
geo_advanced_100 | o-g-s | 2036 | 0.7827 | 72.9132
geo_advanced_100 | o-g-s | 2038 | 9.3804 | 47.0627
geo_advanced_100 | o-g-s | 2040 | 0.41593 | 81.3741
geo_advanced_100 | o-g-s | 2042 | 0.2979 | 81.2644
geo_advanced_100 | o-g-s | 2044 | 1.0365 | 79.5828
geo_advanced_100 | o-g-s | 2046 | 0 | 129.6449
geo_advanced_100 | o-g-s | 2048 | 0 | 126.0859
geo_advanced_100 | o-g-s | 2050 | 0 | 316.3428
geo_advanced_100 | geothermal | 2012 | 0 | 10.6044
geo_advanced_100 | geothermal | 2014 | 0 | 14.0765
geo_advanced_100 | geothermal | 2016 | 0 | 20.9431
geo_advanced_100 | geothermal | 2018 | 0 | 19.4899
geo_advanced_100 | geothermal | 2020 | 0 | 15.568
geo_advanced_100 | geothermal | 2022 | 0 | 13.934
geo_advanced_100 | geothermal | 2024 | 0 | 43.0055
geo_advanced_100 | geothermal | 2026 | 0 | 7.099
geo_advanced_100 | geothermal | 2028 | 0 | 15.2117
geo_advanced_100 | geothermal | 2030 | 0 | 12.7738
geo_advanced_100 | geothermal | 2032 | 0 | 4.2972
geo_advanced_100 | geothermal | 2034 | 0 | 6.5442
geo_advanced_100 | geothermal | 2036 | 0 | 72.9132
geo_advanced_100 | geothermal | 2038 | 0 | 47.0627
geo_advanced_100 | geothermal | 2040 | 0.098105 | 81.3741
geo_advanced_100 | geothermal | 2042 | 0.0675 | 81.2644
geo_advanced_100 | geothermal | 2044 | 0.0427 | 79.5828
geo_advanced_100 | geothermal | 2046 | 0.025 | 129.6449
geo_advanced_100 | geothermal | 2048 | 0.03015 | 126.0859
geo_advanced_100 | geothermal | 2050 | 0.57346 | 316.3428
geo_advanced_100 | biopower | 2012 | 0.0725 | 10.6044
geo_advanced_100 | biopower | 2014 | 0.01635 | 14.0765
geo_advanced_100 | biopower | 2016 | 0.11075 | 20.9431
geo_advanced_100 | biopower | 2018 | 0.0591 | 19.4899
geo_advanced_100 | biopower | 2020 | 0.16595 | 15.568
geo_advanced_100 | biopower | 2022 | 0.0715 | 13.934
geo_advanced_100 | biopower | 2024 | 0.008 | 43.0055
geo_advanced_100 | biopower | 2026 | 0 | 7.099
geo_advanced_100 | biopower | 2028 | 0.12945 | 15.2117
geo_advanced_100 | biopower | 2030 | 0.1181 | 12.7738
geo_advanced_100 | biopower | 2032 | 0.1469 | 4.2972
geo_advanced_100 | biopower | 2034 | 0.18965 | 6.5442
geo_advanced_100 | biopower | 2036 | 0.103 | 72.9132
geo_advanced_100 | biopower | 2038 | 0.07005 | 47.0627
geo_advanced_100 | biopower | 2040 | 0.0175 | 81.3741
geo_advanced_100 | biopower | 2042 | 0.04145 | 81.2644
geo_advanced_100 | biopower | 2044 | 0.0425 | 79.5828
geo_advanced_100 | biopower | 2046 | 0.0025 | 129.6449
geo_advanced_100 | biopower | 2048 | 0.0165 | 126.0859
geo_advanced_100 | biopower | 2050 | 0.00215 | 316.3428
geo_advanced_100 | lfill-gas | 2012 | 0.03035 | 10.6044
geo_advanced_100 | lfill-gas | 2014 | 0.0504 | 14.0765
geo_advanced_100 | lfill-gas | 2016 | 0.0922 | 20.9431
geo_advanced_100 | lfill-gas | 2018 | 0.04505 | 19.4899
geo_advanced_100 | lfill-gas | 2020 | 0.0948 | 15.568
geo_advanced_100 | lfill-gas | 2022 | 0.00395 | 13.934
geo_advanced_100 | lfill-gas | 2024 | 0 | 43.0055
geo_advanced_100 | lfill-gas | 2026 | 0 | 7.099
geo_advanced_100 | lfill-gas | 2028 | 0.018 | 15.2117
geo_advanced_100 | lfill-gas | 2030 | 0 | 12.7738
geo_advanced_100 | lfill-gas | 2032 | 0 | 4.2972
geo_advanced_100 | lfill-gas | 2034 | 0 | 6.5442
geo_advanced_100 | lfill-gas | 2036 | 0 | 72.9132
geo_advanced_100 | lfill-gas | 2038 | 0 | 47.0627
geo_advanced_100 | lfill-gas | 2040 | 0 | 81.3741
geo_advanced_100 | lfill-gas | 2042 | 0 | 81.2644
geo_advanced_100 | lfill-gas | 2044 | 0 | 79.5828
geo_advanced_100 | lfill-gas | 2046 | 0 | 129.6449
geo_advanced_100 | lfill-gas | 2048 | 0 | 126.0859
geo_advanced_100 | lfill-gas | 2050 | 0 | 316.3428
geo_advanced_100 | wind-ons | 2012 | 0.0185 | 10.6044
geo_advanced_100 | wind-ons | 2014 | 0.01225 | 14.0765
geo_advanced_100 | wind-ons | 2016 | 0.29195 | 20.9431
geo_advanced_100 | wind-ons | 2018 | 0.054475 | 19.4899
geo_advanced_100 | wind-ons | 2020 | 0.09905 | 15.568
geo_advanced_100 | wind-ons | 2022 | 0.1284 | 13.934
geo_advanced_100 | wind-ons | 2024 | 0.00535 | 43.0055
geo_advanced_100 | wind-ons | 2026 | 0.03 | 7.099
geo_advanced_100 | wind-ons | 2028 | 0.0094 | 15.2117
geo_advanced_100 | wind-ons | 2030 | 0.376 | 12.7738
geo_advanced_100 | wind-ons | 2032 | 1.0314 | 4.2972
geo_advanced_100 | wind-ons | 2034 | 1.146 | 6.5442
geo_advanced_100 | wind-ons | 2036 | 1.2576 | 72.9132
geo_advanced_100 | wind-ons | 2038 | 3.9312 | 47.0627
geo_advanced_100 | wind-ons | 2040 | 11.4731 | 81.3741
geo_advanced_100 | wind-ons | 2042 | 9.9098 | 81.2644
geo_advanced_100 | wind-ons | 2044 | 2.8817 | 79.5828
geo_advanced_100 | wind-ons | 2046 | 8.4669 | 129.6449
geo_advanced_100 | wind-ons | 2048 | 6.4669 | 126.0859
geo_advanced_100 | wind-ons | 2050 | 11.8347 | 316.3428
geo_advanced_100 | wind-ofs | 2012 | 0 | 10.6044
geo_advanced_100 | wind-ofs | 2014 | 0 | 14.0765
geo_advanced_100 | wind-ofs | 2016 | 0 | 20.9431
geo_advanced_100 | wind-ofs | 2018 | 0 | 19.4899
geo_advanced_100 | wind-ofs | 2020 | 0 | 15.568
geo_advanced_100 | wind-ofs | 2022 | 0 | 13.934
geo_advanced_100 | wind-ofs | 2024 | 0 | 43.0055
geo_advanced_100 | wind-ofs | 2026 | 0 | 7.099
geo_advanced_100 | wind-ofs | 2028 | 0 | 15.2117
geo_advanced_100 | wind-ofs | 2030 | 0 | 12.7738
geo_advanced_100 | wind-ofs | 2032 | 0 | 4.2972
geo_advanced_100 | wind-ofs | 2034 | 0 | 6.5442
geo_advanced_100 | wind-ofs | 2036 | 0 | 72.9132
geo_advanced_100 | wind-ofs | 2038 | 0 | 47.0627
geo_advanced_100 | wind-ofs | 2040 | 0 | 81.3741
geo_advanced_100 | wind-ofs | 2042 | 0 | 81.2644
geo_advanced_100 | wind-ofs | 2044 | 0 | 79.5828
geo_advanced_100 | wind-ofs | 2046 | 0.01465 | 129.6449
geo_advanced_100 | wind-ofs | 2048 | 0 | 126.0859
geo_advanced_100 | wind-ofs | 2050 | 0.00635 | 316.3428
geo_advanced_100 | csp | 2012 | 0 | 10.6044
geo_advanced_100 | csp | 2014 | 0 | 14.0765
geo_advanced_100 | csp | 2016 | 0 | 20.9431
geo_advanced_100 | csp | 2018 | 0 | 19.4899
geo_advanced_100 | csp | 2020 | 0 | 15.568
geo_advanced_100 | csp | 2022 | 0 | 13.934
geo_advanced_100 | csp | 2024 | 0 | 43.0055
geo_advanced_100 | csp | 2026 | 0 | 7.099
geo_advanced_100 | csp | 2028 | 0 | 15.2117
geo_advanced_100 | csp | 2030 | 0 | 12.7738
geo_advanced_100 | csp | 2032 | 0 | 4.2972
geo_advanced_100 | csp | 2034 | 0 | 6.5442
geo_advanced_100 | csp | 2036 | 0 | 72.9132
geo_advanced_100 | csp | 2038 | 0 | 47.0627
geo_advanced_100 | csp | 2040 | 0 | 81.3741
geo_advanced_100 | csp | 2042 | 0 | 81.2644
geo_advanced_100 | csp | 2044 | 0.6067 | 79.5828
geo_advanced_100 | csp | 2046 | 0.055 | 129.6449
geo_advanced_100 | csp | 2048 | 0 | 126.0859
geo_advanced_100 | csp | 2050 | 0 | 316.3428
geo_advanced_100 | upv | 2012 | 0 | 10.6044
geo_advanced_100 | upv | 2014 | 0 | 14.0765
geo_advanced_100 | upv | 2016 | 0 | 20.9431
geo_advanced_100 | upv | 2018 | 0 | 19.4899
geo_advanced_100 | upv | 2020 | 0 | 15.568
geo_advanced_100 | upv | 2022 | 0 | 13.934
geo_advanced_100 | upv | 2024 | 0 | 43.0055
geo_advanced_100 | upv | 2026 | 0 | 7.099
geo_advanced_100 | upv | 2028 | 0 | 15.2117
geo_advanced_100 | upv | 2030 | 0 | 12.7738
geo_advanced_100 | upv | 2032 | 0 | 4.2972
geo_advanced_100 | upv | 2034 | 0 | 6.5442
geo_advanced_100 | upv | 2036 | 0 | 72.9132
geo_advanced_100 | upv | 2038 | 0 | 47.0627
geo_advanced_100 | upv | 2040 | 0.0743 | 81.3741
geo_advanced_100 | upv | 2042 | 0.89845 | 81.2644
geo_advanced_100 | upv | 2044 | 2.5126 | 79.5828
geo_advanced_100 | upv | 2046 | 4.7584 | 129.6449
geo_advanced_100 | upv | 2048 | 4.1101 | 126.0859
geo_advanced_100 | upv | 2050 | 7.0027 | 316.3428
geo_advanced_100 | dupv | 2012 | 0 | 10.6044
geo_advanced_100 | dupv | 2014 | 0 | 14.0765
geo_advanced_100 | dupv | 2016 | 0 | 20.9431
geo_advanced_100 | dupv | 2018 | 0 | 19.4899
geo_advanced_100 | dupv | 2020 | 0 | 15.568
geo_advanced_100 | dupv | 2022 | 0 | 13.934
geo_advanced_100 | dupv | 2024 | 0 | 43.0055
geo_advanced_100 | dupv | 2026 | 0 | 7.099
geo_advanced_100 | dupv | 2028 | 0 | 15.2117
geo_advanced_100 | dupv | 2030 | 0 | 12.7738
geo_advanced_100 | dupv | 2032 | 0 | 4.2972
geo_advanced_100 | dupv | 2034 | 0 | 6.5442
geo_advanced_100 | dupv | 2036 | 0 | 72.9132
geo_advanced_100 | dupv | 2038 | 0 | 47.0627
geo_advanced_100 | dupv | 2040 | 0.0295 | 81.3741
geo_advanced_100 | dupv | 2042 | 0.25145 | 81.2644
geo_advanced_100 | dupv | 2044 | 0.44975 | 79.5828
geo_advanced_100 | dupv | 2046 | 0.56363 | 129.6449
geo_advanced_100 | dupv | 2048 | 0.71455 | 126.0859
geo_advanced_100 | dupv | 2050 | 0.6629 | 316.3428
geo_advanced_100 | pvb | 2012 | 0 | 10.6044
geo_advanced_100 | pvb | 2014 | 1.82e-05 | 14.0765
geo_advanced_100 | pvb | 2016 | 0.00023881 | 20.9431
geo_advanced_100 | pvb | 2018 | 0.0031193 | 19.4899
geo_advanced_100 | pvb | 2020 | 0.0044809 | 15.568
geo_advanced_100 | pvb | 2022 | 0.011136 | 13.934
geo_advanced_100 | pvb | 2024 | 0.063167 | 43.0055
geo_advanced_100 | pvb | 2026 | 0.093134 | 7.099
geo_advanced_100 | pvb | 2028 | 0.10519 | 15.2117
geo_advanced_100 | pvb | 2030 | 0.11146 | 12.7738
geo_advanced_100 | pvb | 2032 | 0.18339 | 4.2972
geo_advanced_100 | pvb | 2034 | 0.21796 | 6.5442
geo_advanced_100 | pvb | 2036 | 0.24682 | 72.9132
geo_advanced_100 | pvb | 2038 | 0.45601 | 47.0627
geo_advanced_100 | pvb | 2040 | 0.46612 | 81.3741
geo_advanced_100 | pvb | 2042 | 0.46183 | 81.2644
geo_advanced_100 | pvb | 2044 | 0.46597 | 79.5828
geo_advanced_100 | pvb | 2046 | 0.61419 | 129.6449
geo_advanced_100 | pvb | 2048 | 0.52228 | 126.0859
geo_advanced_100 | pvb | 2050 | 0.82516 | 316.3428
geo_advanced_100 | battery_2 | 2012 | 0 | 10.6044
geo_advanced_100 | battery_2 | 2014 | 0 | 14.0765
geo_advanced_100 | battery_2 | 2016 | 0 | 20.9431
geo_advanced_100 | battery_2 | 2018 | 0 | 19.4899
geo_advanced_100 | battery_2 | 2020 | 0 | 15.568
geo_advanced_100 | battery_2 | 2022 | 0 | 13.934
geo_advanced_100 | battery_2 | 2024 | 0.003 | 43.0055
geo_advanced_100 | battery_2 | 2026 | 0.0065 | 7.099
geo_advanced_100 | battery_2 | 2028 | 0.0274 | 15.2117
geo_advanced_100 | battery_2 | 2030 | 0.02795 | 12.7738
geo_advanced_100 | battery_2 | 2032 | 0.112 | 4.2972
geo_advanced_100 | battery_2 | 2034 | 0.0732 | 6.5442
geo_advanced_100 | battery_2 | 2036 | 0.13135 | 72.9132
geo_advanced_100 | battery_2 | 2038 | 4.1283 | 47.0627
geo_advanced_100 | battery_2 | 2040 | 1.2095 | 81.3741
geo_advanced_100 | battery_2 | 2042 | 1.321 | 81.2644
geo_advanced_100 | battery_2 | 2044 | 1.6898 | 79.5828
geo_advanced_100 | battery_2 | 2046 | 0.15082 | 129.6449
geo_advanced_100 | battery_2 | 2048 | 0.04943 | 126.0859
geo_advanced_100 | battery_2 | 2050 | 0.69195 | 316.3428
geo_advanced_100 | battery_4 | 2012 | 0 | 10.6044
geo_advanced_100 | battery_4 | 2014 | 0 | 14.0765
geo_advanced_100 | battery_4 | 2016 | 0 | 20.9431
geo_advanced_100 | battery_4 | 2018 | 0 | 19.4899
geo_advanced_100 | battery_4 | 2020 | 0 | 15.568
geo_advanced_100 | battery_4 | 2022 | 0 | 13.934
geo_advanced_100 | battery_4 | 2024 | 0 | 43.0055
geo_advanced_100 | battery_4 | 2026 | 0 | 7.099
geo_advanced_100 | battery_4 | 2028 | 0.001 | 15.2117
geo_advanced_100 | battery_4 | 2030 | 0.004 | 12.7738
geo_advanced_100 | battery_4 | 2032 | 0.04595 | 4.2972
geo_advanced_100 | battery_4 | 2034 | 0.0564 | 6.5442
geo_advanced_100 | battery_4 | 2036 | 0.1365 | 72.9132
geo_advanced_100 | battery_4 | 2038 | 1.3765 | 47.0627
geo_advanced_100 | battery_4 | 2040 | 0.81292 | 81.3741
geo_advanced_100 | battery_4 | 2042 | 9.2327 | 81.2644
geo_advanced_100 | battery_4 | 2044 | 6.1355 | 79.5828
geo_advanced_100 | battery_4 | 2046 | 9.2739 | 129.6449
geo_advanced_100 | battery_4 | 2048 | 5.9176 | 126.0859
geo_advanced_100 | battery_4 | 2050 | 2.7045 | 316.3428
geo_advanced_100 | battery_6 | 2012 | 0 | 10.6044
geo_advanced_100 | battery_6 | 2014 | 0 | 14.0765
geo_advanced_100 | battery_6 | 2016 | 0 | 20.9431
geo_advanced_100 | battery_6 | 2018 | 0 | 19.4899
geo_advanced_100 | battery_6 | 2020 | 0 | 15.568
geo_advanced_100 | battery_6 | 2022 | 0 | 13.934
geo_advanced_100 | battery_6 | 2024 | 0 | 43.0055
geo_advanced_100 | battery_6 | 2026 | 0 | 7.099
geo_advanced_100 | battery_6 | 2028 | 0 | 15.2117
geo_advanced_100 | battery_6 | 2030 | 0 | 12.7738
geo_advanced_100 | battery_6 | 2032 | 0 | 4.2972
geo_advanced_100 | battery_6 | 2034 | 0 | 6.5442
geo_advanced_100 | battery_6 | 2036 | 0 | 72.9132
geo_advanced_100 | battery_6 | 2038 | 0.15366 | 47.0627
geo_advanced_100 | battery_6 | 2040 | 0 | 81.3741
geo_advanced_100 | battery_6 | 2042 | 0.28766 | 81.2644
geo_advanced_100 | battery_6 | 2044 | 5.6035 | 79.5828
geo_advanced_100 | battery_6 | 2046 | 10.7177 | 129.6449
geo_advanced_100 | battery_6 | 2048 | 7.3694 | 126.0859
geo_advanced_100 | battery_6 | 2050 | 10.4609 | 316.3428
geo_advanced_100 | battery_8 | 2012 | 0 | 10.6044
geo_advanced_100 | battery_8 | 2014 | 0 | 14.0765
geo_advanced_100 | battery_8 | 2016 | 0 | 20.9431
geo_advanced_100 | battery_8 | 2018 | 0 | 19.4899
geo_advanced_100 | battery_8 | 2020 | 0 | 15.568
geo_advanced_100 | battery_8 | 2022 | 0 | 13.934
geo_advanced_100 | battery_8 | 2024 | 0 | 43.0055
geo_advanced_100 | battery_8 | 2026 | 0 | 7.099
geo_advanced_100 | battery_8 | 2028 | 0 | 15.2117
geo_advanced_100 | battery_8 | 2030 | 0 | 12.7738
geo_advanced_100 | battery_8 | 2032 | 0 | 4.2972
geo_advanced_100 | battery_8 | 2034 | 0 | 6.5442
geo_advanced_100 | battery_8 | 2036 | 0 | 72.9132
geo_advanced_100 | battery_8 | 2038 | 0 | 47.0627
geo_advanced_100 | battery_8 | 2040 | 0 | 81.3741
geo_advanced_100 | battery_8 | 2042 | 0 | 81.2644
geo_advanced_100 | battery_8 | 2044 | 0 | 79.5828
geo_advanced_100 | battery_8 | 2046 | 0 | 129.6449
geo_advanced_100 | battery_8 | 2048 | 1.7192 | 126.0859
geo_advanced_100 | battery_8 | 2050 | 2.1312 | 316.3428
geo_advanced_100 | pumped-hydro | 2012 | 0 | 10.6044
geo_advanced_100 | pumped-hydro | 2014 | 0 | 14.0765
geo_advanced_100 | pumped-hydro | 2016 | 0.0015 | 20.9431
geo_advanced_100 | pumped-hydro | 2018 | 0 | 19.4899
geo_advanced_100 | pumped-hydro | 2020 | 0 | 15.568
geo_advanced_100 | pumped-hydro | 2022 | 0 | 13.934
geo_advanced_100 | pumped-hydro | 2024 | 0 | 43.0055
geo_advanced_100 | pumped-hydro | 2026 | 0 | 7.099
geo_advanced_100 | pumped-hydro | 2028 | 0.0137 | 15.2117
geo_advanced_100 | pumped-hydro | 2030 | 0.001 | 12.7738
geo_advanced_100 | pumped-hydro | 2032 | 0 | 4.2972
geo_advanced_100 | pumped-hydro | 2034 | 0 | 6.5442
geo_advanced_100 | pumped-hydro | 2036 | 0 | 72.9132
geo_advanced_100 | pumped-hydro | 2038 | 0 | 47.0627
geo_advanced_100 | pumped-hydro | 2040 | 0 | 81.3741
geo_advanced_100 | pumped-hydro | 2042 | 0 | 81.2644
geo_advanced_100 | pumped-hydro | 2044 | 0 | 79.5828
geo_advanced_100 | pumped-hydro | 2046 | 0 | 129.6449
geo_advanced_100 | pumped-hydro | 2048 | 0 | 126.0859
geo_advanced_100 | pumped-hydro | 2050 | 0 | 316.3428
geo_advanced_100 | Canada | 2012 | -0.87891 | 10.6044
geo_advanced_100 | Canada | 2014 | -0.060666 | 14.0765
geo_advanced_100 | Canada | 2016 | -0.86474 | 20.9431
geo_advanced_100 | Canada | 2018 | -0.15575 | 19.4899
geo_advanced_100 | Canada | 2020 | 0.19862 | 15.568
geo_advanced_100 | Canada | 2022 | 0.49871 | 13.934
geo_advanced_100 | Canada | 2024 | -0.029749 | 43.0055
geo_advanced_100 | Canada | 2026 | -0.51712 | 7.099
geo_advanced_100 | Canada | 2028 | -0.53745 | 15.2117
geo_advanced_100 | Canada | 2030 | -0.13597 | 12.7738
geo_advanced_100 | Canada | 2032 | 0.043728 | 4.2972
geo_advanced_100 | Canada | 2034 | 0.03722 | 6.5442
geo_advanced_100 | Canada | 2036 | 0.12419 | 72.9132
geo_advanced_100 | Canada | 2038 | 0.058425 | 47.0627
geo_advanced_100 | Canada | 2040 | 0.043991 | 81.3741
geo_advanced_100 | Canada | 2042 | 0 | 81.2644
geo_advanced_100 | Canada | 2044 | 0 | 79.5828
geo_advanced_100 | Canada | 2046 | 0 | 129.6449
geo_advanced_100 | Canada | 2048 | 0 | 126.0859
geo_advanced_100 | Canada | 2050 | 0 | 316.3428

## 7_Final Gen by timeslice (GW)
scenario | tech | timeslice | Generation (GW) | Net Level Generation (GW)
geo_advanced_100 | nuclear | h01 (Summer 10pm-6am) | 77.4882 | 567.4716
geo_advanced_100 | nuclear | h02 (Summer 6am-1pm) | 75.3926 | 807.7635
geo_advanced_100 | nuclear | h03 (Summer 1pm-5pm) | 81.9116 | 992.7703
geo_advanced_100 | nuclear | h04 (Summer 5pm-10pm) | 81.6441 | 833.8483
geo_advanced_100 | nuclear | h05 (Fall 10pm-6am) | 49.344 | 506.1612
geo_advanced_100 | nuclear | h06 (Fall 6am-1pm) | 47.2587 | 690.8966
geo_advanced_100 | nuclear | h07 (Fall 1pm-5pm) | 49.8307 | 823.1974
geo_advanced_100 | nuclear | h08 (Fall 5pm-10pm) | 48.8989 | 712.69
geo_advanced_100 | nuclear | h09 (Winter 10pm-6am) | 58.0255 | 551.2182
geo_advanced_100 | nuclear | h10 (Winter 6am-1pm) | 55.3296 | 681.1953
geo_advanced_100 | nuclear | h11 (Winter 1pm-5pm) | 57.5417 | 755.6791
geo_advanced_100 | nuclear | h12 (Winter 5pm-10pm) | 57.4958 | 722.3325
geo_advanced_100 | nuclear | h13 (Spring 10pm-6am) | 19.6212 | 500.4945
geo_advanced_100 | nuclear | h14 (Spring 6am-1pm) | 19.6233 | 674.6539
geo_advanced_100 | nuclear | h15 (Spring 1pm-5pm) | 20.4231 | 790.8298
geo_advanced_100 | nuclear | h16 (Spring 5pm-10pm) | 19.5891 | 698.0196
geo_advanced_100 | nuclear | h17 (Summer Peak) | 80.3772 | 1172.4065
geo_advanced_100 | coal | h01 (Summer 10pm-6am) | 0 | 567.4716
geo_advanced_100 | coal | h02 (Summer 6am-1pm) | 0 | 807.7635
geo_advanced_100 | coal | h03 (Summer 1pm-5pm) | 0 | 992.7703
geo_advanced_100 | coal | h04 (Summer 5pm-10pm) | 0 | 833.8483
geo_advanced_100 | coal | h05 (Fall 10pm-6am) | 0 | 506.1612
geo_advanced_100 | coal | h06 (Fall 6am-1pm) | 0 | 690.8966
geo_advanced_100 | coal | h07 (Fall 1pm-5pm) | 0 | 823.1974
geo_advanced_100 | coal | h08 (Fall 5pm-10pm) | 0 | 712.69
geo_advanced_100 | coal | h09 (Winter 10pm-6am) | 0 | 551.2182
geo_advanced_100 | coal | h10 (Winter 6am-1pm) | 0 | 681.1953
geo_advanced_100 | coal | h11 (Winter 1pm-5pm) | 0 | 755.6791
geo_advanced_100 | coal | h12 (Winter 5pm-10pm) | 0 | 722.3325
geo_advanced_100 | coal | h13 (Spring 10pm-6am) | 0 | 500.4945
geo_advanced_100 | coal | h14 (Spring 6am-1pm) | 0 | 674.6539
geo_advanced_100 | coal | h15 (Spring 1pm-5pm) | 0 | 790.8298
geo_advanced_100 | coal | h16 (Spring 5pm-10pm) | 0 | 698.0196
geo_advanced_100 | coal | h17 (Summer Peak) | 0 | 1172.4065
geo_advanced_100 | gas-cc | h01 (Summer 10pm-6am) | 0 | 567.4716
geo_advanced_100 | gas-cc | h02 (Summer 6am-1pm) | 0 | 807.7635
geo_advanced_100 | gas-cc | h03 (Summer 1pm-5pm) | 0 | 992.7703
geo_advanced_100 | gas-cc | h04 (Summer 5pm-10pm) | 0 | 833.8483
geo_advanced_100 | gas-cc | h05 (Fall 10pm-6am) | 0 | 506.1612
geo_advanced_100 | gas-cc | h06 (Fall 6am-1pm) | 0 | 690.8966
geo_advanced_100 | gas-cc | h07 (Fall 1pm-5pm) | 0 | 823.1974
geo_advanced_100 | gas-cc | h08 (Fall 5pm-10pm) | 0 | 712.69
geo_advanced_100 | gas-cc | h09 (Winter 10pm-6am) | 0 | 551.2182
geo_advanced_100 | gas-cc | h10 (Winter 6am-1pm) | 0 | 681.1953
geo_advanced_100 | gas-cc | h11 (Winter 1pm-5pm) | 0 | 755.6791
geo_advanced_100 | gas-cc | h12 (Winter 5pm-10pm) | 0 | 722.3325
geo_advanced_100 | gas-cc | h13 (Spring 10pm-6am) | 0 | 500.4945
geo_advanced_100 | gas-cc | h14 (Spring 6am-1pm) | 0 | 674.6539
geo_advanced_100 | gas-cc | h15 (Spring 1pm-5pm) | 0 | 790.8298
geo_advanced_100 | gas-cc | h16 (Spring 5pm-10pm) | 0 | 698.0196
geo_advanced_100 | gas-cc | h17 (Summer Peak) | 0 | 1172.4065
geo_advanced_100 | gas-cc-ccs_mod_upgrade | h01 (Summer 10pm-6am) | 0 | 567.4716
geo_advanced_100 | gas-cc-ccs_mod_upgrade | h02 (Summer 6am-1pm) | 0 | 807.7635
geo_advanced_100 | gas-cc-ccs_mod_upgrade | h03 (Summer 1pm-5pm) | 0 | 992.7703
geo_advanced_100 | gas-cc-ccs_mod_upgrade | h04 (Summer 5pm-10pm) | 0 | 833.8483
geo_advanced_100 | gas-cc-ccs_mod_upgrade | h05 (Fall 10pm-6am) | 0 | 506.1612
geo_advanced_100 | gas-cc-ccs_mod_upgrade | h06 (Fall 6am-1pm) | 0 | 690.8966
geo_advanced_100 | gas-cc-ccs_mod_upgrade | h07 (Fall 1pm-5pm) | 0 | 823.1974
geo_advanced_100 | gas-cc-ccs_mod_upgrade | h08 (Fall 5pm-10pm) | 0 | 712.69
geo_advanced_100 | gas-cc-ccs_mod_upgrade | h09 (Winter 10pm-6am) | 0 | 551.2182
geo_advanced_100 | gas-cc-ccs_mod_upgrade | h10 (Winter 6am-1pm) | 0 | 681.1953
geo_advanced_100 | gas-cc-ccs_mod_upgrade | h11 (Winter 1pm-5pm) | 0 | 755.6791
geo_advanced_100 | gas-cc-ccs_mod_upgrade | h12 (Winter 5pm-10pm) | 0 | 722.3325
geo_advanced_100 | gas-cc-ccs_mod_upgrade | h13 (Spring 10pm-6am) | 0 | 500.4945
geo_advanced_100 | gas-cc-ccs_mod_upgrade | h14 (Spring 6am-1pm) | 0 | 674.6539
geo_advanced_100 | gas-cc-ccs_mod_upgrade | h15 (Spring 1pm-5pm) | 0 | 790.8298
geo_advanced_100 | gas-cc-ccs_mod_upgrade | h16 (Spring 5pm-10pm) | 0 | 698.0196
geo_advanced_100 | gas-cc-ccs_mod_upgrade | h17 (Summer Peak) | 0 | 1172.4065
geo_advanced_100 | gas-ct | h01 (Summer 10pm-6am) | 0 | 567.4716
geo_advanced_100 | gas-ct | h02 (Summer 6am-1pm) | 0 | 807.7635
geo_advanced_100 | gas-ct | h03 (Summer 1pm-5pm) | 0 | 992.7703
geo_advanced_100 | gas-ct | h04 (Summer 5pm-10pm) | 0 | 833.8483
geo_advanced_100 | gas-ct | h05 (Fall 10pm-6am) | 0 | 506.1612
geo_advanced_100 | gas-ct | h06 (Fall 6am-1pm) | 0 | 690.8966
geo_advanced_100 | gas-ct | h07 (Fall 1pm-5pm) | 0 | 823.1974
geo_advanced_100 | gas-ct | h08 (Fall 5pm-10pm) | 0 | 712.69
geo_advanced_100 | gas-ct | h09 (Winter 10pm-6am) | 0 | 551.2182
geo_advanced_100 | gas-ct | h10 (Winter 6am-1pm) | 0 | 681.1953
geo_advanced_100 | gas-ct | h11 (Winter 1pm-5pm) | 0 | 755.6791
geo_advanced_100 | gas-ct | h12 (Winter 5pm-10pm) | 0 | 722.3325
geo_advanced_100 | gas-ct | h13 (Spring 10pm-6am) | 0 | 500.4945
geo_advanced_100 | gas-ct | h14 (Spring 6am-1pm) | 0 | 674.6539
geo_advanced_100 | gas-ct | h15 (Spring 1pm-5pm) | 0 | 790.8298
geo_advanced_100 | gas-ct | h16 (Spring 5pm-10pm) | 0 | 698.0196
geo_advanced_100 | gas-ct | h17 (Summer Peak) | 0 | 1172.4065
geo_advanced_100 | o-g-s | h01 (Summer 10pm-6am) | 0 | 567.4716
geo_advanced_100 | o-g-s | h02 (Summer 6am-1pm) | 0 | 807.7635
geo_advanced_100 | o-g-s | h03 (Summer 1pm-5pm) | 0 | 992.7703
geo_advanced_100 | o-g-s | h04 (Summer 5pm-10pm) | 0 | 833.8483
geo_advanced_100 | o-g-s | h05 (Fall 10pm-6am) | 0 | 506.1612
geo_advanced_100 | o-g-s | h06 (Fall 6am-1pm) | 0 | 690.8966
geo_advanced_100 | o-g-s | h07 (Fall 1pm-5pm) | 0 | 823.1974
geo_advanced_100 | o-g-s | h08 (Fall 5pm-10pm) | 0 | 712.69
geo_advanced_100 | o-g-s | h09 (Winter 10pm-6am) | 0 | 551.2182
geo_advanced_100 | o-g-s | h10 (Winter 6am-1pm) | 0 | 681.1953
geo_advanced_100 | o-g-s | h11 (Winter 1pm-5pm) | 0 | 755.6791
geo_advanced_100 | o-g-s | h12 (Winter 5pm-10pm) | 0 | 722.3325
geo_advanced_100 | o-g-s | h13 (Spring 10pm-6am) | 0 | 500.4945
geo_advanced_100 | o-g-s | h14 (Spring 6am-1pm) | 0 | 674.6539
geo_advanced_100 | o-g-s | h15 (Spring 1pm-5pm) | 0 | 790.8298
geo_advanced_100 | o-g-s | h16 (Spring 5pm-10pm) | 0 | 698.0196
geo_advanced_100 | o-g-s | h17 (Summer Peak) | 0 | 1172.4065
geo_advanced_100 | hydro | h01 (Summer 10pm-6am) | 25.5391 | 567.4716
geo_advanced_100 | hydro | h02 (Summer 6am-1pm) | 27.4726 | 807.7635
geo_advanced_100 | hydro | h03 (Summer 1pm-5pm) | 35.7742 | 992.7703
geo_advanced_100 | hydro | h04 (Summer 5pm-10pm) | 35.9717 | 833.8483
geo_advanced_100 | hydro | h05 (Fall 10pm-6am) | 18.8588 | 506.1612
geo_advanced_100 | hydro | h06 (Fall 6am-1pm) | 19.1624 | 690.8966
geo_advanced_100 | hydro | h07 (Fall 1pm-5pm) | 34.9356 | 823.1974
geo_advanced_100 | hydro | h08 (Fall 5pm-10pm) | 34.6449 | 712.69
geo_advanced_100 | hydro | h09 (Winter 10pm-6am) | 22.0624 | 551.2182
geo_advanced_100 | hydro | h10 (Winter 6am-1pm) | 22.5608 | 681.1953
geo_advanced_100 | hydro | h11 (Winter 1pm-5pm) | 28.7654 | 755.6791
geo_advanced_100 | hydro | h12 (Winter 5pm-10pm) | 28.1076 | 722.3325
geo_advanced_100 | hydro | h13 (Spring 10pm-6am) | 23.6994 | 500.4945
geo_advanced_100 | hydro | h14 (Spring 6am-1pm) | 23.8785 | 674.6539
geo_advanced_100 | hydro | h15 (Spring 1pm-5pm) | 24.4496 | 790.8298
geo_advanced_100 | hydro | h16 (Spring 5pm-10pm) | 24.1858 | 698.0196
geo_advanced_100 | hydro | h17 (Summer Peak) | 35.9528 | 1172.4065
geo_advanced_100 | geothermal | h01 (Summer 10pm-6am) | 114.423 | 567.4716
geo_advanced_100 | geothermal | h02 (Summer 6am-1pm) | 114.9273 | 807.7635
geo_advanced_100 | geothermal | h03 (Summer 1pm-5pm) | 115.0066 | 992.7703
geo_advanced_100 | geothermal | h04 (Summer 5pm-10pm) | 114.1641 | 833.8483
geo_advanced_100 | geothermal | h05 (Fall 10pm-6am) | 104.8456 | 506.1612
geo_advanced_100 | geothermal | h06 (Fall 6am-1pm) | 105.4843 | 690.8966
geo_advanced_100 | geothermal | h07 (Fall 1pm-5pm) | 105.0963 | 823.1974
geo_advanced_100 | geothermal | h08 (Fall 5pm-10pm) | 105.0705 | 712.69
geo_advanced_100 | geothermal | h09 (Winter 10pm-6am) | 103.462 | 551.2182
geo_advanced_100 | geothermal | h10 (Winter 6am-1pm) | 103.7796 | 681.1953
geo_advanced_100 | geothermal | h11 (Winter 1pm-5pm) | 103.2665 | 755.6791
geo_advanced_100 | geothermal | h12 (Winter 5pm-10pm) | 103.8598 | 722.3325
geo_advanced_100 | geothermal | h13 (Spring 10pm-6am) | 83.6838 | 500.4945
geo_advanced_100 | geothermal | h14 (Spring 6am-1pm) | 81.2432 | 674.6539
geo_advanced_100 | geothermal | h15 (Spring 1pm-5pm) | 83.9244 | 790.8298
geo_advanced_100 | geothermal | h16 (Spring 5pm-10pm) | 85.1268 | 698.0196
geo_advanced_100 | geothermal | h17 (Summer Peak) | 115.0066 | 1172.4065
geo_advanced_100 | biopower | h01 (Summer 10pm-6am) | 21.8743 | 567.4716
geo_advanced_100 | biopower | h02 (Summer 6am-1pm) | 25.0093 | 807.7635
geo_advanced_100 | biopower | h03 (Summer 1pm-5pm) | 38.82 | 992.7703
geo_advanced_100 | biopower | h04 (Summer 5pm-10pm) | 41.7508 | 833.8483
geo_advanced_100 | biopower | h05 (Fall 10pm-6am) | 6.3467 | 506.1612
geo_advanced_100 | biopower | h06 (Fall 6am-1pm) | 8.0198 | 690.8966
geo_advanced_100 | biopower | h07 (Fall 1pm-5pm) | 9.0194 | 823.1974
geo_advanced_100 | biopower | h08 (Fall 5pm-10pm) | 9.1486 | 712.69
geo_advanced_100 | biopower | h09 (Winter 10pm-6am) | 8.3584 | 551.2182
geo_advanced_100 | biopower | h10 (Winter 6am-1pm) | 6.8196 | 681.1953
geo_advanced_100 | biopower | h11 (Winter 1pm-5pm) | 12.8664 | 755.6791
geo_advanced_100 | biopower | h12 (Winter 5pm-10pm) | 12.8664 | 722.3325
geo_advanced_100 | biopower | h13 (Spring 10pm-6am) | 0.74459 | 500.4945
geo_advanced_100 | biopower | h14 (Spring 6am-1pm) | 0.36458 | 674.6539
geo_advanced_100 | biopower | h15 (Spring 1pm-5pm) | 0.59063 | 790.8298
geo_advanced_100 | biopower | h16 (Spring 5pm-10pm) | 0.55041 | 698.0196
geo_advanced_100 | biopower | h17 (Summer Peak) | 41.7508 | 1172.4065
geo_advanced_100 | lfill-gas | h01 (Summer 10pm-6am) | 1.4186 | 567.4716
geo_advanced_100 | lfill-gas | h02 (Summer 6am-1pm) | 1.4038 | 807.7635
geo_advanced_100 | lfill-gas | h03 (Summer 1pm-5pm) | 1.4135 | 992.7703
geo_advanced_100 | lfill-gas | h04 (Summer 5pm-10pm) | 1.4207 | 833.8483
geo_advanced_100 | lfill-gas | h05 (Fall 10pm-6am) | 1.2837 | 506.1612
geo_advanced_100 | lfill-gas | h06 (Fall 6am-1pm) | 1.267 | 690.8966
geo_advanced_100 | lfill-gas | h07 (Fall 1pm-5pm) | 1.2614 | 823.1974
geo_advanced_100 | lfill-gas | h08 (Fall 5pm-10pm) | 1.2837 | 712.69
geo_advanced_100 | lfill-gas | h09 (Winter 10pm-6am) | 1.3012 | 551.2182
geo_advanced_100 | lfill-gas | h10 (Winter 6am-1pm) | 1.2986 | 681.1953
geo_advanced_100 | lfill-gas | h11 (Winter 1pm-5pm) | 1.3118 | 755.6791
geo_advanced_100 | lfill-gas | h12 (Winter 5pm-10pm) | 1.3059 | 722.3325
geo_advanced_100 | lfill-gas | h13 (Spring 10pm-6am) | 1.1798 | 500.4945
geo_advanced_100 | lfill-gas | h14 (Spring 6am-1pm) | 1.1781 | 674.6539
geo_advanced_100 | lfill-gas | h15 (Spring 1pm-5pm) | 1.1929 | 790.8298
geo_advanced_100 | lfill-gas | h16 (Spring 5pm-10pm) | 1.1798 | 698.0196
geo_advanced_100 | lfill-gas | h17 (Summer Peak) | 1.3856 | 1172.4065
geo_advanced_100 | wind-ons | h01 (Summer 10pm-6am) | 282.4851 | 567.4716
geo_advanced_100 | wind-ons | h02 (Summer 6am-1pm) | 100.3539 | 807.7635
geo_advanced_100 | wind-ons | h03 (Summer 1pm-5pm) | 138.2227 | 992.7703
geo_advanced_100 | wind-ons | h04 (Summer 5pm-10pm) | 276.8365 | 833.8483
geo_advanced_100 | wind-ons | h05 (Fall 10pm-6am) | 310.0622 | 506.1612
geo_advanced_100 | wind-ons | h06 (Fall 6am-1pm) | 160.7058 | 690.8966
geo_advanced_100 | wind-ons | h07 (Fall 1pm-5pm) | 166.1007 | 823.1974
geo_advanced_100 | wind-ons | h08 (Fall 5pm-10pm) | 319.4117 | 712.69
geo_advanced_100 | wind-ons | h09 (Winter 10pm-6am) | 342.9884 | 551.2182
geo_advanced_100 | wind-ons | h10 (Winter 6am-1pm) | 230.8812 | 681.1953
geo_advanced_100 | wind-ons | h11 (Winter 1pm-5pm) | 213.1114 | 755.6791
geo_advanced_100 | wind-ons | h12 (Winter 5pm-10pm) | 366.1234 | 722.3325
geo_advanced_100 | wind-ons | h13 (Spring 10pm-6am) | 351.5045 | 500.4945
geo_advanced_100 | wind-ons | h14 (Spring 6am-1pm) | 184.6162 | 674.6539
geo_advanced_100 | wind-ons | h15 (Spring 1pm-5pm) | 218.7103 | 790.8298
geo_advanced_100 | wind-ons | h16 (Spring 5pm-10pm) | 332.8873 | 698.0196
geo_advanced_100 | wind-ons | h17 (Summer Peak) | 132.0323 | 1172.4065
geo_advanced_100 | wind-ofs | h01 (Summer 10pm-6am) | 24.9469 | 567.4716
geo_advanced_100 | wind-ofs | h02 (Summer 6am-1pm) | 20.3312 | 807.7635
geo_advanced_100 | wind-ofs | h03 (Summer 1pm-5pm) | 25.7324 | 992.7703
geo_advanced_100 | wind-ofs | h04 (Summer 5pm-10pm) | 27.7568 | 833.8483
geo_advanced_100 | wind-ofs | h05 (Fall 10pm-6am) | 22.2244 | 506.1612
geo_advanced_100 | wind-ofs | h06 (Fall 6am-1pm) | 18.8345 | 690.8966
geo_advanced_100 | wind-ofs | h07 (Fall 1pm-5pm) | 21.252 | 823.1974
geo_advanced_100 | wind-ofs | h08 (Fall 5pm-10pm) | 24.2006 | 712.69
geo_advanced_100 | wind-ofs | h09 (Winter 10pm-6am) | 29.5623 | 551.2182
geo_advanced_100 | wind-ofs | h10 (Winter 6am-1pm) | 26.0362 | 681.1953
geo_advanced_100 | wind-ofs | h11 (Winter 1pm-5pm) | 27.5345 | 755.6791
geo_advanced_100 | wind-ofs | h12 (Winter 5pm-10pm) | 30.7904 | 722.3325
geo_advanced_100 | wind-ofs | h13 (Spring 10pm-6am) | 28.8301 | 500.4945
geo_advanced_100 | wind-ofs | h14 (Spring 6am-1pm) | 23.0636 | 674.6539
geo_advanced_100 | wind-ofs | h15 (Spring 1pm-5pm) | 24.7181 | 790.8298
geo_advanced_100 | wind-ofs | h16 (Spring 5pm-10pm) | 30.3607 | 698.0196
geo_advanced_100 | wind-ofs | h17 (Summer Peak) | 23.5845 | 1172.4065
geo_advanced_100 | csp | h01 (Summer 10pm-6am) | 7.3443 | 567.4716
geo_advanced_100 | csp | h02 (Summer 6am-1pm) | 12.1952 | 807.7635
geo_advanced_100 | csp | h03 (Summer 1pm-5pm) | 12.1636 | 992.7703
geo_advanced_100 | csp | h04 (Summer 5pm-10pm) | 8.2444 | 833.8483
geo_advanced_100 | csp | h05 (Fall 10pm-6am) | 8.2529 | 506.1612
geo_advanced_100 | csp | h06 (Fall 6am-1pm) | 11.877 | 690.8966
geo_advanced_100 | csp | h07 (Fall 1pm-5pm) | 9.1107 | 823.1974
geo_advanced_100 | csp | h08 (Fall 5pm-10pm) | 3.0852 | 712.69
geo_advanced_100 | csp | h09 (Winter 10pm-6am) | 11.7263 | 551.2182
geo_advanced_100 | csp | h10 (Winter 6am-1pm) | 11.8295 | 681.1953
geo_advanced_100 | csp | h11 (Winter 1pm-5pm) | 8.726 | 755.6791
geo_advanced_100 | csp | h12 (Winter 5pm-10pm) | 4.9553 | 722.3325
geo_advanced_100 | csp | h13 (Spring 10pm-6am) | 5.191 | 500.4945
geo_advanced_100 | csp | h14 (Spring 6am-1pm) | 11.0268 | 674.6539
geo_advanced_100 | csp | h15 (Spring 1pm-5pm) | 4.4565 | 790.8298
geo_advanced_100 | csp | h16 (Spring 5pm-10pm) | 9.5349 | 698.0196
geo_advanced_100 | csp | h17 (Summer Peak) | 10.3806 | 1172.4065
geo_advanced_100 | upv | h01 (Summer 10pm-6am) | 17.7714 | 567.4716
geo_advanced_100 | upv | h02 (Summer 6am-1pm) | 462.635 | 807.7635
geo_advanced_100 | upv | h03 (Summer 1pm-5pm) | 450.52 | 992.7703
geo_advanced_100 | upv | h04 (Summer 5pm-10pm) | 58.7847 | 833.8483
geo_advanced_100 | upv | h05 (Fall 10pm-6am) | 0.98504 | 506.1612
geo_advanced_100 | upv | h06 (Fall 6am-1pm) | 360.7027 | 690.8966
geo_advanced_100 | upv | h07 (Fall 1pm-5pm) | 327.9816 | 823.1974
geo_advanced_100 | upv | h08 (Fall 5pm-10pm) | 6.0496 | 712.69
geo_advanced_100 | upv | h09 (Winter 10pm-6am) | 0 | 551.2182
geo_advanced_100 | upv | h10 (Winter 6am-1pm) | 233.5246 | 681.1953
geo_advanced_100 | upv | h11 (Winter 1pm-5pm) | 225.0691 | 755.6791
geo_advanced_100 | upv | h12 (Winter 5pm-10pm) | 0.3669 | 722.3325
geo_advanced_100 | upv | h13 (Spring 10pm-6am) | 5.1925 | 500.4945
geo_advanced_100 | upv | h14 (Spring 6am-1pm) | 354.9341 | 674.6539
geo_advanced_100 | upv | h15 (Spring 1pm-5pm) | 356.6245 | 790.8298
geo_advanced_100 | upv | h16 (Spring 5pm-10pm) | 26.1736 | 698.0196
geo_advanced_100 | upv | h17 (Summer Peak) | 457.1241 | 1172.4065
geo_advanced_100 | dupv | h01 (Summer 10pm-6am) | 0.0056966 | 567.4716
geo_advanced_100 | dupv | h02 (Summer 6am-1pm) | 0.71378 | 807.7635
geo_advanced_100 | dupv | h03 (Summer 1pm-5pm) | 0.76971 | 992.7703
geo_advanced_100 | dupv | h04 (Summer 5pm-10pm) | 0.16417 | 833.8483
geo_advanced_100 | dupv | h05 (Fall 10pm-6am) | 0 | 506.1612
geo_advanced_100 | dupv | h06 (Fall 6am-1pm) | 0.50617 | 690.8966
geo_advanced_100 | dupv | h07 (Fall 1pm-5pm) | 0.57808 | 823.1974
geo_advanced_100 | dupv | h08 (Fall 5pm-10pm) | 0.034709 | 712.69
geo_advanced_100 | dupv | h09 (Winter 10pm-6am) | 0 | 551.2182
geo_advanced_100 | dupv | h10 (Winter 6am-1pm) | 0.32113 | 681.1953
geo_advanced_100 | dupv | h11 (Winter 1pm-5pm) | 0.39991 | 755.6791
geo_advanced_100 | dupv | h12 (Winter 5pm-10pm) | 0.0019534 | 722.3325
geo_advanced_100 | dupv | h13 (Spring 10pm-6am) | 0 | 500.4945
geo_advanced_100 | dupv | h14 (Spring 6am-1pm) | 0.53907 | 674.6539
geo_advanced_100 | dupv | h15 (Spring 1pm-5pm) | 0.54301 | 790.8298
geo_advanced_100 | dupv | h16 (Spring 5pm-10pm) | 0.10214 | 698.0196
geo_advanced_100 | dupv | h17 (Summer Peak) | 0.76971 | 1172.4065
geo_advanced_100 | distpv | h01 (Summer 10pm-6am) | 0.3093 | 567.4716
geo_advanced_100 | distpv | h02 (Summer 6am-1pm) | 61.9523 | 807.7635
geo_advanced_100 | distpv | h03 (Summer 1pm-5pm) | 66.3323 | 992.7703
geo_advanced_100 | distpv | h04 (Summer 5pm-10pm) | 6.0521 | 833.8483
geo_advanced_100 | distpv | h05 (Fall 10pm-6am) | 0.0015192 | 506.1612
geo_advanced_100 | distpv | h06 (Fall 6am-1pm) | 50.9929 | 690.8966
geo_advanced_100 | distpv | h07 (Fall 1pm-5pm) | 48.9089 | 823.1974
geo_advanced_100 | distpv | h08 (Fall 5pm-10pm) | 1.2481 | 712.69
geo_advanced_100 | distpv | h09 (Winter 10pm-6am) | 0 | 551.2182
geo_advanced_100 | distpv | h10 (Winter 6am-1pm) | 38.8863 | 681.1953
geo_advanced_100 | distpv | h11 (Winter 1pm-5pm) | 40.5053 | 755.6791
geo_advanced_100 | distpv | h12 (Winter 5pm-10pm) | 0.43875 | 722.3325
geo_advanced_100 | distpv | h13 (Spring 10pm-6am) | 0.12907 | 500.4945
geo_advanced_100 | distpv | h14 (Spring 6am-1pm) | 52.6276 | 674.6539
geo_advanced_100 | distpv | h15 (Spring 1pm-5pm) | 54.8135 | 790.8298
geo_advanced_100 | distpv | h16 (Spring 5pm-10pm) | 2.8907 | 698.0196
geo_advanced_100 | distpv | h17 (Summer Peak) | 60.4974 | 1172.4065
geo_advanced_100 | pvb | h01 (Summer 10pm-6am) | 1.4782 | 567.4716
geo_advanced_100 | pvb | h02 (Summer 6am-1pm) | 28.1049 | 807.7635
geo_advanced_100 | pvb | h03 (Summer 1pm-5pm) | 30.6295 | 992.7703
geo_advanced_100 | pvb | h04 (Summer 5pm-10pm) | 10.479 | 833.8483
geo_advanced_100 | pvb | h05 (Fall 10pm-6am) | 0.68255 | 506.1612
geo_advanced_100 | pvb | h06 (Fall 6am-1pm) | 23.7042 | 690.8966
geo_advanced_100 | pvb | h07 (Fall 1pm-5pm) | 24.7282 | 823.1974
geo_advanced_100 | pvb | h08 (Fall 5pm-10pm) | 2.7046 | 712.69
geo_advanced_100 | pvb | h09 (Winter 10pm-6am) | 0.1274 | 551.2182
geo_advanced_100 | pvb | h10 (Winter 6am-1pm) | 13.5711 | 681.1953
geo_advanced_100 | pvb | h11 (Winter 1pm-5pm) | 18.8293 | 755.6791
geo_advanced_100 | pvb | h12 (Winter 5pm-10pm) | 2.6001 | 722.3325
geo_advanced_100 | pvb | h13 (Spring 10pm-6am) | 1.0377 | 500.4945
geo_advanced_100 | pvb | h14 (Spring 6am-1pm) | 18.6511 | 674.6539
geo_advanced_100 | pvb | h15 (Spring 1pm-5pm) | 16.6313 | 790.8298
geo_advanced_100 | pvb | h16 (Spring 5pm-10pm) | 2.771 | 698.0196
geo_advanced_100 | pvb | h17 (Summer Peak) | 32.0965 | 1172.4065
geo_advanced_100 | battery_2 | h01 (Summer 10pm-6am) | -0.83402 | 567.4716
geo_advanced_100 | battery_2 | h02 (Summer 6am-1pm) | -2.8345 | 807.7635
geo_advanced_100 | battery_2 | h03 (Summer 1pm-5pm) | 0.16312 | 992.7703
geo_advanced_100 | battery_2 | h04 (Summer 5pm-10pm) | 2.1155 | 833.8483
geo_advanced_100 | battery_2 | h05 (Fall 10pm-6am) | -0.33821 | 506.1612
geo_advanced_100 | battery_2 | h06 (Fall 6am-1pm) | -2.8515 | 690.8966
geo_advanced_100 | battery_2 | h07 (Fall 1pm-5pm) | 1.2803 | 823.1974
geo_advanced_100 | battery_2 | h08 (Fall 5pm-10pm) | 1.3263 | 712.69
geo_advanced_100 | battery_2 | h09 (Winter 10pm-6am) | -1.2441 | 551.2182
geo_advanced_100 | battery_2 | h10 (Winter 6am-1pm) | -0.8636 | 681.1953
geo_advanced_100 | battery_2 | h11 (Winter 1pm-5pm) | 0.22571 | 755.6791
geo_advanced_100 | battery_2 | h12 (Winter 5pm-10pm) | 1.3595 | 722.3325
geo_advanced_100 | battery_2 | h13 (Spring 10pm-6am) | -0.89737 | 500.4945
geo_advanced_100 | battery_2 | h14 (Spring 6am-1pm) | -2.2324 | 674.6539
geo_advanced_100 | battery_2 | h15 (Spring 1pm-5pm) | -0.97369 | 790.8298
geo_advanced_100 | battery_2 | h16 (Spring 5pm-10pm) | 2.9509 | 698.0196
geo_advanced_100 | battery_2 | h17 (Summer Peak) | 17.3511 | 1172.4065
geo_advanced_100 | battery_4 | h01 (Summer 10pm-6am) | -10.5118 | 567.4716
geo_advanced_100 | battery_4 | h02 (Summer 6am-1pm) | -40.8752 | 807.7635
geo_advanced_100 | battery_4 | h03 (Summer 1pm-5pm) | 1.085 | 992.7703
geo_advanced_100 | battery_4 | h04 (Summer 5pm-10pm) | 51.4542 | 833.8483
geo_advanced_100 | battery_4 | h05 (Fall 10pm-6am) | -13.1943 | 506.1612
geo_advanced_100 | battery_4 | h06 (Fall 6am-1pm) | -35.3766 | 690.8966
geo_advanced_100 | battery_4 | h07 (Fall 1pm-5pm) | 18.6364 | 823.1974
geo_advanced_100 | battery_4 | h08 (Fall 5pm-10pm) | 39.1944 | 712.69
geo_advanced_100 | battery_4 | h09 (Winter 10pm-6am) | -16.3012 | 551.2182
geo_advanced_100 | battery_4 | h10 (Winter 6am-1pm) | -20.7705 | 681.1953
geo_advanced_100 | battery_4 | h11 (Winter 1pm-5pm) | 13.0945 | 755.6791
geo_advanced_100 | battery_4 | h12 (Winter 5pm-10pm) | 31.0275 | 722.3325
geo_advanced_100 | battery_4 | h13 (Spring 10pm-6am) | -12.4504 | 500.4945
geo_advanced_100 | battery_4 | h14 (Spring 6am-1pm) | -26.5714 | 674.6539
geo_advanced_100 | battery_4 | h15 (Spring 1pm-5pm) | -6.2803 | 790.8298
geo_advanced_100 | battery_4 | h16 (Spring 5pm-10pm) | 43.7189 | 698.0196
geo_advanced_100 | battery_4 | h17 (Summer Peak) | 84.0168 | 1172.4065
geo_advanced_100 | battery_6 | h01 (Summer 10pm-6am) | -4.345 | 567.4716
geo_advanced_100 | battery_6 | h02 (Summer 6am-1pm) | -24.4123 | 807.7635
geo_advanced_100 | battery_6 | h03 (Summer 1pm-5pm) | -0.59995 | 992.7703
geo_advanced_100 | battery_6 | h04 (Summer 5pm-10pm) | 30.1763 | 833.8483
geo_advanced_100 | battery_6 | h05 (Fall 10pm-6am) | -4.5557 | 506.1612
geo_advanced_100 | battery_6 | h06 (Fall 6am-1pm) | -24.1029 | 690.8966
geo_advanced_100 | battery_6 | h07 (Fall 1pm-5pm) | 4.8045 | 823.1974
geo_advanced_100 | battery_6 | h08 (Fall 5pm-10pm) | 27.946 | 712.69
geo_advanced_100 | battery_6 | h09 (Winter 10pm-6am) | -7.2995 | 551.2182
geo_advanced_100 | battery_6 | h10 (Winter 6am-1pm) | -14.6972 | 681.1953
geo_advanced_100 | battery_6 | h11 (Winter 1pm-5pm) | 2.1962 | 755.6791
geo_advanced_100 | battery_6 | h12 (Winter 5pm-10pm) | 22.6527 | 722.3325
geo_advanced_100 | battery_6 | h13 (Spring 10pm-6am) | -5.7359 | 500.4945
geo_advanced_100 | battery_6 | h14 (Spring 6am-1pm) | -23.7649 | 674.6539
geo_advanced_100 | battery_6 | h15 (Spring 1pm-5pm) | -0.74543 | 790.8298
geo_advanced_100 | battery_6 | h16 (Spring 5pm-10pm) | 33.374 | 698.0196
geo_advanced_100 | battery_6 | h17 (Summer Peak) | 30.3479 | 1172.4065
geo_advanced_100 | battery_8 | h01 (Summer 10pm-6am) | -9.0218 | 567.4716
geo_advanced_100 | battery_8 | h02 (Summer 6am-1pm) | -16.3937 | 807.7635
geo_advanced_100 | battery_8 | h03 (Summer 1pm-5pm) | 6.5532 | 992.7703
geo_advanced_100 | battery_8 | h04 (Summer 5pm-10pm) | 23.5149 | 833.8483
geo_advanced_100 | battery_8 | h05 (Fall 10pm-6am) | -9.0242 | 506.1612
geo_advanced_100 | battery_8 | h06 (Fall 6am-1pm) | -17.9022 | 690.8966
geo_advanced_100 | battery_8 | h07 (Fall 1pm-5pm) | 10.9043 | 823.1974
geo_advanced_100 | battery_8 | h08 (Fall 5pm-10pm) | 22.7927 | 712.69
geo_advanced_100 | battery_8 | h09 (Winter 10pm-6am) | -6.2481 | 551.2182
geo_advanced_100 | battery_8 | h10 (Winter 6am-1pm) | -12.5529 | 681.1953
geo_advanced_100 | battery_8 | h11 (Winter 1pm-5pm) | 7.2988 | 755.6791
geo_advanced_100 | battery_8 | h12 (Winter 5pm-10pm) | 15.0099 | 722.3325
geo_advanced_100 | battery_8 | h13 (Spring 10pm-6am) | -5.6407 | 500.4945
geo_advanced_100 | battery_8 | h14 (Spring 6am-1pm) | -13.7837 | 674.6539
geo_advanced_100 | battery_8 | h15 (Spring 1pm-5pm) | 1.0325 | 790.8298
geo_advanced_100 | battery_8 | h16 (Spring 5pm-10pm) | 19.0133 | 698.0196
geo_advanced_100 | battery_8 | h17 (Summer Peak) | 25.7485 | 1172.4065
geo_advanced_100 | battery_10 | h01 (Summer 10pm-6am) | 7.1018 | 567.4716
geo_advanced_100 | battery_10 | h02 (Summer 6am-1pm) | -48.061 | 807.7635
geo_advanced_100 | battery_10 | h03 (Summer 1pm-5pm) | -21.7342 | 992.7703
geo_advanced_100 | battery_10 | h04 (Summer 5pm-10pm) | 53.0266 | 833.8483
geo_advanced_100 | battery_10 | h05 (Fall 10pm-6am) | 4.3961 | 506.1612
geo_advanced_100 | battery_10 | h06 (Fall 6am-1pm) | -46.4813 | 690.8966
geo_advanced_100 | battery_10 | h07 (Fall 1pm-5pm) | -20.5661 | 823.1974
geo_advanced_100 | battery_10 | h08 (Fall 5pm-10pm) | 55.8133 | 712.69
geo_advanced_100 | battery_10 | h09 (Winter 10pm-6am) | -1.5788 | 551.2182
geo_advanced_100 | battery_10 | h10 (Winter 6am-1pm) | -24.1936 | 681.1953
geo_advanced_100 | battery_10 | h11 (Winter 1pm-5pm) | -14.6742 | 755.6791
geo_advanced_100 | battery_10 | h12 (Winter 5pm-10pm) | 33.439 | 722.3325
geo_advanced_100 | battery_10 | h13 (Spring 10pm-6am) | -1.8369 | 500.4945
geo_advanced_100 | battery_10 | h14 (Spring 6am-1pm) | -39.8204 | 674.6539
geo_advanced_100 | battery_10 | h15 (Spring 1pm-5pm) | -18.0467 | 790.8298
geo_advanced_100 | battery_10 | h16 (Spring 5pm-10pm) | 53.1281 | 698.0196
geo_advanced_100 | battery_10 | h17 (Summer Peak) | 9.1275 | 1172.4065
geo_advanced_100 | pumped-hydro | h01 (Summer 10pm-6am) | -0.14217 | 567.4716
geo_advanced_100 | pumped-hydro | h02 (Summer 6am-1pm) | -0.29237 | 807.7635
geo_advanced_100 | pumped-hydro | h03 (Summer 1pm-5pm) | -0.13347 | 992.7703
geo_advanced_100 | pumped-hydro | h04 (Summer 5pm-10pm) | 0.15123 | 833.8483
geo_advanced_100 | pumped-hydro | h05 (Fall 10pm-6am) | -0.03035 | 506.1612
geo_advanced_100 | pumped-hydro | h06 (Fall 6am-1pm) | -0.33963 | 690.8966
geo_advanced_100 | pumped-hydro | h07 (Fall 1pm-5pm) | 0.065928 | 823.1974
geo_advanced_100 | pumped-hydro | h08 (Fall 5pm-10pm) | 0.32811 | 712.69
geo_advanced_100 | pumped-hydro | h09 (Winter 10pm-6am) | -0.031817 | 551.2182
geo_advanced_100 | pumped-hydro | h10 (Winter 6am-1pm) | -0.1442 | 681.1953
geo_advanced_100 | pumped-hydro | h11 (Winter 1pm-5pm) | -0.015836 | 755.6791
geo_advanced_100 | pumped-hydro | h12 (Winter 5pm-10pm) | 0.19025 | 722.3325
geo_advanced_100 | pumped-hydro | h13 (Spring 10pm-6am) | -0.0084212 | 500.4945
geo_advanced_100 | pumped-hydro | h14 (Spring 6am-1pm) | -0.49061 | 674.6539
geo_advanced_100 | pumped-hydro | h15 (Spring 1pm-5pm) | -0.67743 | 790.8298
geo_advanced_100 | pumped-hydro | h16 (Spring 5pm-10pm) | 0.91089 | 698.0196
geo_advanced_100 | pumped-hydro | h17 (Summer Peak) | 4.716 | 1172.4065
geo_advanced_100 | Canada | h01 (Summer 10pm-6am) | 10.1407 | 567.4716
geo_advanced_100 | Canada | h02 (Summer 6am-1pm) | 10.1407 | 807.7635
geo_advanced_100 | Canada | h03 (Summer 1pm-5pm) | 10.1407 | 992.7703
geo_advanced_100 | Canada | h04 (Summer 5pm-10pm) | 10.1407 | 833.8483
geo_advanced_100 | Canada | h05 (Fall 10pm-6am) | 6.0205 | 506.1612
geo_advanced_100 | Canada | h06 (Fall 6am-1pm) | 9.4352 | 690.8966
geo_advanced_100 | Canada | h07 (Fall 1pm-5pm) | 9.2684 | 823.1974
geo_advanced_100 | Canada | h08 (Fall 5pm-10pm) | 9.508 | 712.69
geo_advanced_100 | Canada | h09 (Winter 10pm-6am) | 6.3079 | 551.2182
geo_advanced_100 | Canada | h10 (Winter 6am-1pm) | 9.579 | 681.1953
geo_advanced_100 | Canada | h11 (Winter 1pm-5pm) | 9.6265 | 755.6791
geo_advanced_100 | Canada | h12 (Winter 5pm-10pm) | 9.7413 | 722.3325
geo_advanced_100 | Canada | h13 (Spring 10pm-6am) | 6.2505 | 500.4945
geo_advanced_100 | Canada | h14 (Spring 6am-1pm) | 9.5712 | 674.6539
geo_advanced_100 | Canada | h15 (Spring 1pm-5pm) | 9.443 | 790.8298
geo_advanced_100 | Canada | h16 (Spring 5pm-10pm) | 9.5712 | 698.0196
geo_advanced_100 | Canada | h17 (Summer Peak) | 10.1407 | 1172.4065

## 8_Regional Gen Final (TWh)
scenario | tech | cendiv | Generation (TWh) | Net Level Generation (TWh)
geo_advanced_100 | nuclear | ENC | 43.0197 | 690.2753
geo_advanced_100 | nuclear | ESC | 46.4348 | 426.9426
geo_advanced_100 | nuclear | MA | 133.363 | 414.3438
geo_advanced_100 | nuclear | MTN | 2.0693 | 613.6322
geo_advanced_100 | nuclear | NE | 40.5253 | 153.5932
geo_advanced_100 | nuclear | PA | 0.60497 | 631.2289
geo_advanced_100 | nuclear | SA | 182.3555 | 794.1968
geo_advanced_100 | nuclear | WNC | 0.49489 | 997.1921
geo_advanced_100 | nuclear | WSC | 3.5914 | 1245.2536
geo_advanced_100 | hydro | ENC | 3.6271 | 690.2753
geo_advanced_100 | hydro | ESC | 25.1208 | 426.9426
geo_advanced_100 | hydro | MA | 32.486 | 414.3438
geo_advanced_100 | hydro | MTN | 10.6876 | 613.6322
geo_advanced_100 | hydro | NE | 8.1099 | 153.5932
geo_advanced_100 | hydro | PA | 112.1554 | 631.2289
geo_advanced_100 | hydro | SA | 17.1155 | 794.1968
geo_advanced_100 | hydro | WNC | 10.8972 | 997.1921
geo_advanced_100 | hydro | WSC | 6.2315 | 1245.2536
geo_advanced_100 | geothermal | ESC | 7.4755 | 426.9426
geo_advanced_100 | geothermal | MTN | 261.5026 | 613.6322
geo_advanced_100 | geothermal | PA | 203.0701 | 631.2289
geo_advanced_100 | geothermal | SA | 46.5828 | 794.1968
geo_advanced_100 | geothermal | WNC | 26.5831 | 997.1921
geo_advanced_100 | geothermal | WSC | 344.0854 | 1245.2536
geo_advanced_100 | biopower | ENC | 17.9877 | 690.2753
geo_advanced_100 | biopower | ESC | 12.0253 | 426.9426
geo_advanced_100 | biopower | MA | 20.922 | 414.3438
geo_advanced_100 | biopower | MTN | 0.018291 | 613.6322
geo_advanced_100 | biopower | NE | 2.6388 | 153.5932
geo_advanced_100 | biopower | PA | 2.76 | 631.2289
geo_advanced_100 | biopower | SA | 35.3413 | 794.1968
geo_advanced_100 | biopower | WNC | 0.64536 | 997.1921
geo_advanced_100 | biopower | WSC | 13.8892 | 1245.2536
geo_advanced_100 | lfill-gas | ENC | 1.2294 | 690.2753
geo_advanced_100 | lfill-gas | ESC | 0.092869 | 426.9426
geo_advanced_100 | lfill-gas | MA | 3.2707 | 414.3438
geo_advanced_100 | lfill-gas | NE | 2.299 | 153.5932
geo_advanced_100 | lfill-gas | SA | 4.3024 | 794.1968
geo_advanced_100 | lfill-gas | WNC | 0.14074 | 997.1921
geo_advanced_100 | lfill-gas | WSC | 0.014354 | 1245.2536
geo_advanced_100 | wind-ons | ENC | 284.4841 | 690.2753
geo_advanced_100 | wind-ons | ESC | 146.7612 | 426.9426
geo_advanced_100 | wind-ons | MA | 90.0578 | 414.3438
geo_advanced_100 | wind-ons | MTN | 253.8647 | 613.6322
geo_advanced_100 | wind-ons | NE | 20.9488 | 153.5932
geo_advanced_100 | wind-ons | PA | 61.7643 | 631.2289
geo_advanced_100 | wind-ons | SA | 103.6349 | 794.1968
geo_advanced_100 | wind-ons | WNC | 697.4064 | 997.1921
geo_advanced_100 | wind-ons | WSC | 605.8492 | 1245.2536
geo_advanced_100 | wind-ofs | ENC | 0.026654 | 690.2753
geo_advanced_100 | wind-ofs | MA | 55.7015 | 414.3438
geo_advanced_100 | wind-ofs | NE | 29.3706 | 153.5932
geo_advanced_100 | wind-ofs | PA | 104.0452 | 631.2289
geo_advanced_100 | wind-ofs | SA | 36.9915 | 794.1968
geo_advanced_100 | csp | ESC | 1.2529 | 426.9426
geo_advanced_100 | csp | SA | 0.06352 | 794.1968
geo_advanced_100 | csp | WNC | 0.12996 | 997.1921
geo_advanced_100 | csp | WSC | 77.5765 | 1245.2536
geo_advanced_100 | upv | ENC | 312.8631 | 690.2753
geo_advanced_100 | upv | ESC | 175.7839 | 426.9426
geo_advanced_100 | upv | MA | 36.1997 | 414.3438
geo_advanced_100 | upv | MTN | 84.9167 | 613.6322
geo_advanced_100 | upv | NE | 20.2722 | 153.5932
geo_advanced_100 | upv | PA | 89.6107 | 631.2289
geo_advanced_100 | upv | SA | 317.8935 | 794.1968
geo_advanced_100 | upv | WNC | 207.2485 | 997.1921
geo_advanced_100 | upv | WSC | 175.7891 | 1245.2536
geo_advanced_100 | dupv | ENC | 0.63255 | 690.2753
geo_advanced_100 | dupv | ESC | 0.18102 | 426.9426
geo_advanced_100 | dupv | MA | 0.34545 | 414.3438
geo_advanced_100 | dupv | MTN | 0.075266 | 613.6322
geo_advanced_100 | dupv | NE | 0.11926 | 153.5932
geo_advanced_100 | dupv | PA | 0.14181 | 631.2289
geo_advanced_100 | dupv | SA | 0.55991 | 794.1968
geo_advanced_100 | dupv | WNC | 0.14062 | 997.1921
geo_advanced_100 | dupv | WSC | 0.051371 | 1245.2536
geo_advanced_100 | distpv | ENC | 20.011 | 690.2753
geo_advanced_100 | distpv | ESC | 11.371 | 426.9426
geo_advanced_100 | distpv | MA | 23.4182 | 414.3438
geo_advanced_100 | distpv | MTN | 6.114 | 613.6322
geo_advanced_100 | distpv | NE | 10.9615 | 153.5932
geo_advanced_100 | distpv | PA | 48.7244 | 631.2289
geo_advanced_100 | distpv | SA | 52.475 | 794.1968
geo_advanced_100 | distpv | WNC | 9.8112 | 997.1921
geo_advanced_100 | distpv | WSC | 26.1473 | 1245.2536
geo_advanced_100 | pvb | ENC | 14.8809 | 690.2753
geo_advanced_100 | pvb | ESC | 6.7439 | 426.9426
geo_advanced_100 | pvb | MA | 0.0047403 | 414.3438
geo_advanced_100 | pvb | MTN | 1.347 | 613.6322
geo_advanced_100 | pvb | NE | 0.17707 | 153.5932
geo_advanced_100 | pvb | PA | 6.5842 | 631.2289
geo_advanced_100 | pvb | SA | 22.132 | 794.1968
geo_advanced_100 | pvb | WNC | 37.6036 | 997.1921
geo_advanced_100 | pvb | WSC | 5.4683 | 1245.2536
geo_advanced_100 | battery_2 | ENC | -0.35573 | 690.2753
geo_advanced_100 | battery_2 | ESC | -0.051909 | 426.9426
geo_advanced_100 | battery_2 | MA | -0.16761 | 414.3438
geo_advanced_100 | battery_2 | MTN | -0.5282 | 613.6322
geo_advanced_100 | battery_2 | NE | -0.02716 | 153.5932
geo_advanced_100 | battery_2 | PA | -0.7352 | 631.2289
geo_advanced_100 | battery_2 | SA | -1.0664 | 794.1968
geo_advanced_100 | battery_2 | WNC | -0.30352 | 997.1921
geo_advanced_100 | battery_2 | WSC | -0.24336 | 1245.2536
geo_advanced_100 | battery_4 | ENC | -2.3159 | 690.2753
geo_advanced_100 | battery_4 | ESC | -1.5927 | 426.9426
geo_advanced_100 | battery_4 | MA | -2.0275 | 414.3438
geo_advanced_100 | battery_4 | MTN | -2.7044 | 613.6322
geo_advanced_100 | battery_4 | NE | -1.0345 | 153.5932
geo_advanced_100 | battery_4 | PA | -4.7716 | 631.2289
geo_advanced_100 | battery_4 | SA | -6.9225 | 794.1968
geo_advanced_100 | battery_4 | WNC | -3.207 | 997.1921
geo_advanced_100 | battery_4 | WSC | -3.8124 | 1245.2536
geo_advanced_100 | battery_6 | ENC | -0.70527 | 690.2753
geo_advanced_100 | battery_6 | ESC | -2.3364 | 426.9426
geo_advanced_100 | battery_6 | MA | -0.48355 | 414.3438
geo_advanced_100 | battery_6 | MTN | -1.9208 | 613.6322
geo_advanced_100 | battery_6 | NE | -0.12779 | 153.5932
geo_advanced_100 | battery_6 | PA | -1.7287 | 631.2289
geo_advanced_100 | battery_6 | SA | -5.7546 | 794.1968
geo_advanced_100 | battery_6 | WNC | -2.1929 | 997.1921
geo_advanced_100 | battery_6 | WSC | -0.74644 | 1245.2536
geo_advanced_100 | battery_8 | ENC | -1.7434 | 690.2753
geo_advanced_100 | battery_8 | ESC | -0.41349 | 426.9426
geo_advanced_100 | battery_8 | MA | -0.67263 | 414.3438
geo_advanced_100 | battery_8 | MTN | -1.7948 | 613.6322
geo_advanced_100 | battery_8 | NE | -0.24887 | 153.5932
geo_advanced_100 | battery_8 | PA | -0.90636 | 631.2289
geo_advanced_100 | battery_8 | SA | -3.1306 | 794.1968
geo_advanced_100 | battery_8 | WNC | -1.1941 | 997.1921
geo_advanced_100 | battery_8 | WSC | -3.4682 | 1245.2536
geo_advanced_100 | battery_10 | ENC | -6.5569 | 690.2753
geo_advanced_100 | battery_10 | ESC | -1.9061 | 426.9426
geo_advanced_100 | battery_10 | MA | -1.1333 | 414.3438
geo_advanced_100 | battery_10 | MTN | -0.020493 | 613.6322
geo_advanced_100 | battery_10 | NE | -0.89727 | 153.5932
geo_advanced_100 | battery_10 | SA | -8.176 | 794.1968
geo_advanced_100 | battery_10 | WNC | -7.9546 | 997.1921
geo_advanced_100 | battery_10 | WSC | -5.1655 | 1245.2536
geo_advanced_100 | pumped-hydro | MA | -0.020228 | 414.3438
geo_advanced_100 | pumped-hydro | MTN | -0.04781 | 613.6322
geo_advanced_100 | pumped-hydro | NE | -0.0054371 | 153.5932
geo_advanced_100 | pumped-hydro | PA | -0.027657 | 631.2289
geo_advanced_100 | pumped-hydro | SA | -0.20095 | 794.1968
geo_advanced_100 | pumped-hydro | WNC | -0.013382 | 997.1921
geo_advanced_100 | pumped-hydro | WSC | -0.0042676 | 1245.2536
geo_advanced_100 | Canada | ENC | 3.1903 | 690.2753
geo_advanced_100 | Canada | MA | 23.0795 | 414.3438
geo_advanced_100 | Canada | MTN | 0.053261 | 613.6322
geo_advanced_100 | Canada | NE | 20.5117 | 153.5932
geo_advanced_100 | Canada | PA | 9.9373 | 631.2289
geo_advanced_100 | Canada | WNC | 20.9561 | 997.1921

## 9_Operating Reserves (TW-h)
ortype | scenario | tech | year | Reserves (TW-h) | Net Level Reserves (TW-h)
flex | geo_advanced_100 | nuclear | 2010 | 0 | 110.8405
flex | geo_advanced_100 | nuclear | 2012 | 0 | 109.3417
flex | geo_advanced_100 | nuclear | 2014 | 0 | 102.9369
flex | geo_advanced_100 | nuclear | 2016 | 0 | 120.4627
flex | geo_advanced_100 | nuclear | 2018 | 0 | 131.1973
flex | geo_advanced_100 | nuclear | 2020 | 0 | 111.0735
flex | geo_advanced_100 | nuclear | 2022 | 0.099988 | 137.4819
flex | geo_advanced_100 | nuclear | 2024 | 0.84709 | 196.5063
flex | geo_advanced_100 | nuclear | 2026 | 4.0175 | 232.0491
flex | geo_advanced_100 | nuclear | 2028 | 12.4853 | 274.7987
flex | geo_advanced_100 | nuclear | 2030 | 21.0326 | 325.7204
flex | geo_advanced_100 | nuclear | 2032 | 16.7879 | 348.4701
flex | geo_advanced_100 | nuclear | 2034 | 22.1864 | 427.1971
flex | geo_advanced_100 | nuclear | 2036 | 21.228 | 487.1153
flex | geo_advanced_100 | nuclear | 2038 | 6.1689 | 470.7312
flex | geo_advanced_100 | nuclear | 2040 | 7.8899 | 484.8114
flex | geo_advanced_100 | nuclear | 2042 | 6.778 | 495.4041
flex | geo_advanced_100 | nuclear | 2044 | 5.5477 | 553.3949
flex | geo_advanced_100 | nuclear | 2046 | 8.0535 | 527.1102
flex | geo_advanced_100 | nuclear | 2048 | 6.1177 | 531.7414
flex | geo_advanced_100 | nuclear | 2050 | 54.4569 | 556.0534
flex | geo_advanced_100 | coal | 2010 | 18.5523 | 110.8405
flex | geo_advanced_100 | coal | 2012 | 35.8254 | 109.3417
flex | geo_advanced_100 | coal | 2014 | 21.8063 | 102.9369
flex | geo_advanced_100 | coal | 2016 | 59.4048 | 120.4627
flex | geo_advanced_100 | coal | 2018 | 47.9467 | 131.1973
flex | geo_advanced_100 | coal | 2020 | 32.1947 | 111.0735
flex | geo_advanced_100 | coal | 2022 | 39.4889 | 137.4819
flex | geo_advanced_100 | coal | 2024 | 64.6367 | 196.5063
flex | geo_advanced_100 | coal | 2026 | 70.1609 | 232.0491
flex | geo_advanced_100 | coal | 2028 | 55.3061 | 274.7987
flex | geo_advanced_100 | coal | 2030 | 48.5893 | 325.7204
flex | geo_advanced_100 | coal | 2032 | 44.955 | 348.4701
flex | geo_advanced_100 | coal | 2034 | 41.7625 | 427.1971
flex | geo_advanced_100 | coal | 2036 | 0.054961 | 487.1153
flex | geo_advanced_100 | coal | 2038 | 0 | 470.7312
flex | geo_advanced_100 | coal | 2040 | 0 | 484.8114
flex | geo_advanced_100 | coal | 2042 | 0 | 495.4041
flex | geo_advanced_100 | coal | 2044 | 0 | 553.3949
flex | geo_advanced_100 | coal | 2046 | 0 | 527.1102
flex | geo_advanced_100 | coal | 2048 | 0 | 531.7414
flex | geo_advanced_100 | coal | 2050 | 0 | 556.0534
flex | geo_advanced_100 | gas-cc | 2010 | 58.1792 | 110.8405
flex | geo_advanced_100 | gas-cc | 2012 | 24.8629 | 109.3417
flex | geo_advanced_100 | gas-cc | 2014 | 39.2543 | 102.9369
flex | geo_advanced_100 | gas-cc | 2016 | 21.131 | 120.4627
flex | geo_advanced_100 | gas-cc | 2018 | 34.7523 | 131.1973
flex | geo_advanced_100 | gas-cc | 2020 | 25.9216 | 111.0735
flex | geo_advanced_100 | gas-cc | 2022 | 44.4099 | 137.4819
flex | geo_advanced_100 | gas-cc | 2024 | 82.06 | 196.5063
flex | geo_advanced_100 | gas-cc | 2026 | 99.9643 | 232.0491
flex | geo_advanced_100 | gas-cc | 2028 | 106.1015 | 274.7987
flex | geo_advanced_100 | gas-cc | 2030 | 99.8305 | 325.7204
flex | geo_advanced_100 | gas-cc | 2032 | 90.8096 | 348.4701
flex | geo_advanced_100 | gas-cc | 2034 | 63.6445 | 427.1971
flex | geo_advanced_100 | gas-cc | 2036 | 70.8342 | 487.1153
flex | geo_advanced_100 | gas-cc | 2038 | 45.0765 | 470.7312
flex | geo_advanced_100 | gas-cc | 2040 | 33.8055 | 484.8114
flex | geo_advanced_100 | gas-cc | 2042 | 34.703 | 495.4041
flex | geo_advanced_100 | gas-cc | 2044 | 48.318 | 553.3949
flex | geo_advanced_100 | gas-cc | 2046 | 25.2147 | 527.1102
flex | geo_advanced_100 | gas-cc | 2048 | 2.8391 | 531.7414
flex | geo_advanced_100 | gas-cc | 2050 | 0 | 556.0534
flex | geo_advanced_100 | gas-cc-ccs_mod_upgrade | 2010 | 0 | 110.8405
flex | geo_advanced_100 | gas-cc-ccs_mod_upgrade | 2012 | 0 | 109.3417
flex | geo_advanced_100 | gas-cc-ccs_mod_upgrade | 2014 | 0 | 102.9369
flex | geo_advanced_100 | gas-cc-ccs_mod_upgrade | 2016 | 0 | 120.4627
flex | geo_advanced_100 | gas-cc-ccs_mod_upgrade | 2018 | 0 | 131.1973
flex | geo_advanced_100 | gas-cc-ccs_mod_upgrade | 2020 | 0 | 111.0735
flex | geo_advanced_100 | gas-cc-ccs_mod_upgrade | 2022 | 0 | 137.4819
flex | geo_advanced_100 | gas-cc-ccs_mod_upgrade | 2024 | 0 | 196.5063
flex | geo_advanced_100 | gas-cc-ccs_mod_upgrade | 2026 | 0 | 232.0491
flex | geo_advanced_100 | gas-cc-ccs_mod_upgrade | 2028 | 0 | 274.7987
flex | geo_advanced_100 | gas-cc-ccs_mod_upgrade | 2030 | 0 | 325.7204
flex | geo_advanced_100 | gas-cc-ccs_mod_upgrade | 2032 | 0 | 348.4701
flex | geo_advanced_100 | gas-cc-ccs_mod_upgrade | 2034 | 1.4659 | 427.1971
flex | geo_advanced_100 | gas-cc-ccs_mod_upgrade | 2036 | 1.6916 | 487.1153
flex | geo_advanced_100 | gas-cc-ccs_mod_upgrade | 2038 | 9.33 | 470.7312
flex | geo_advanced_100 | gas-cc-ccs_mod_upgrade | 2040 | 8.7559 | 484.8114
flex | geo_advanced_100 | gas-cc-ccs_mod_upgrade | 2042 | 12.0152 | 495.4041
flex | geo_advanced_100 | gas-cc-ccs_mod_upgrade | 2044 | 19.9901 | 553.3949
flex | geo_advanced_100 | gas-cc-ccs_mod_upgrade | 2046 | 35.3099 | 527.1102
flex | geo_advanced_100 | gas-cc-ccs_mod_upgrade | 2048 | 65.6387 | 531.7414
flex | geo_advanced_100 | gas-cc-ccs_mod_upgrade | 2050 | 0 | 556.0534
flex | geo_advanced_100 | gas-ct | 2010 | 2.2529 | 110.8405
flex | geo_advanced_100 | gas-ct | 2012 | 6.2226 | 109.3417
flex | geo_advanced_100 | gas-ct | 2014 | 1.8226 | 102.9369
flex | geo_advanced_100 | gas-ct | 2016 | 4.4298 | 120.4627
flex | geo_advanced_100 | gas-ct | 2018 | 4.0119 | 131.1973
flex | geo_advanced_100 | gas-ct | 2020 | 6.6521 | 111.0735
flex | geo_advanced_100 | gas-ct | 2022 | 7.194 | 137.4819
flex | geo_advanced_100 | gas-ct | 2024 | 12.6751 | 196.5063
flex | geo_advanced_100 | gas-ct | 2026 | 17.0253 | 232.0491
flex | geo_advanced_100 | gas-ct | 2028 | 21.7544 | 274.7987
flex | geo_advanced_100 | gas-ct | 2030 | 25.2167 | 325.7204
flex | geo_advanced_100 | gas-ct | 2032 | 23.2552 | 348.4701
flex | geo_advanced_100 | gas-ct | 2034 | 21.3085 | 427.1971
flex | geo_advanced_100 | gas-ct | 2036 | 9.3648 | 487.1153
flex | geo_advanced_100 | gas-ct | 2038 | 3.2611 | 470.7312
flex | geo_advanced_100 | gas-ct | 2040 | 2.6253 | 484.8114
flex | geo_advanced_100 | gas-ct | 2042 | 0.73646 | 495.4041
flex | geo_advanced_100 | gas-ct | 2044 | 0 | 553.3949
flex | geo_advanced_100 | gas-ct | 2046 | 0 | 527.1102
flex | geo_advanced_100 | gas-ct | 2048 | 0 | 531.7414
flex | geo_advanced_100 | gas-ct | 2050 | 0 | 556.0534
flex | geo_advanced_100 | o-g-s | 2010 | 6.857 | 110.8405
flex | geo_advanced_100 | o-g-s | 2012 | 10.3427 | 109.3417
flex | geo_advanced_100 | o-g-s | 2014 | 7.4101 | 102.9369
flex | geo_advanced_100 | o-g-s | 2016 | 10.4409 | 120.4627
flex | geo_advanced_100 | o-g-s | 2018 | 6.6666 | 131.1973
flex | geo_advanced_100 | o-g-s | 2020 | 6.58 | 111.0735
flex | geo_advanced_100 | o-g-s | 2022 | 8.1604 | 137.4819
flex | geo_advanced_100 | o-g-s | 2024 | 4.1148 | 196.5063
flex | geo_advanced_100 | o-g-s | 2026 | 4.7666 | 232.0491
flex | geo_advanced_100 | o-g-s | 2028 | 4.4477 | 274.7987
flex | geo_advanced_100 | o-g-s | 2030 | 5.4902 | 325.7204
flex | geo_advanced_100 | o-g-s | 2032 | 3.4192 | 348.4701
flex | geo_advanced_100 | o-g-s | 2034 | 7.3609 | 427.1971
flex | geo_advanced_100 | o-g-s | 2036 | 4.6108 | 487.1153
flex | geo_advanced_100 | o-g-s | 2038 | 0.0033939 | 470.7312
flex | geo_advanced_100 | o-g-s | 2040 | 0 | 484.8114
flex | geo_advanced_100 | o-g-s | 2042 | 0 | 495.4041
flex | geo_advanced_100 | o-g-s | 2044 | 0 | 553.3949
flex | geo_advanced_100 | o-g-s | 2046 | 0 | 527.1102
flex | geo_advanced_100 | o-g-s | 2048 | 0 | 531.7414
flex | geo_advanced_100 | o-g-s | 2050 | 0 | 556.0534
flex | geo_advanced_100 | hydro | 2010 | 21.2432 | 110.8405
flex | geo_advanced_100 | hydro | 2012 | 23.4334 | 109.3417
flex | geo_advanced_100 | hydro | 2014 | 26.3432 | 102.9369
flex | geo_advanced_100 | hydro | 2016 | 21.4985 | 120.4627
flex | geo_advanced_100 | hydro | 2018 | 30.0871 | 131.1973
flex | geo_advanced_100 | hydro | 2020 | 30.7599 | 111.0735
flex | geo_advanced_100 | hydro | 2022 | 28.6175 | 137.4819
flex | geo_advanced_100 | hydro | 2024 | 23.1619 | 196.5063
flex | geo_advanced_100 | hydro | 2026 | 25.6343 | 232.0491
flex | geo_advanced_100 | hydro | 2028 | 38.789 | 274.7987
flex | geo_advanced_100 | hydro | 2030 | 49.3379 | 325.7204
flex | geo_advanced_100 | hydro | 2032 | 47.9238 | 348.4701
flex | geo_advanced_100 | hydro | 2034 | 68.9939 | 427.1971
flex | geo_advanced_100 | hydro | 2036 | 56.4603 | 487.1153
flex | geo_advanced_100 | hydro | 2038 | 48.2095 | 470.7312
flex | geo_advanced_100 | hydro | 2040 | 47.9007 | 484.8114
flex | geo_advanced_100 | hydro | 2042 | 42.0959 | 495.4041
flex | geo_advanced_100 | hydro | 2044 | 45.9267 | 553.3949
flex | geo_advanced_100 | hydro | 2046 | 41.0107 | 527.1102
flex | geo_advanced_100 | hydro | 2048 | 37.4633 | 531.7414
flex | geo_advanced_100 | hydro | 2050 | 16.1317 | 556.0534
flex | geo_advanced_100 | geothermal | 2010 | 0 | 110.8405
flex | geo_advanced_100 | geothermal | 2012 | 0 | 109.3417
flex | geo_advanced_100 | geothermal | 2014 | 0 | 102.9369
flex | geo_advanced_100 | geothermal | 2016 | 0 | 120.4627
flex | geo_advanced_100 | geothermal | 2018 | 0 | 131.1973
flex | geo_advanced_100 | geothermal | 2020 | 0 | 111.0735
flex | geo_advanced_100 | geothermal | 2022 | 0.0031534 | 137.4819
flex | geo_advanced_100 | geothermal | 2024 | 0 | 196.5063
flex | geo_advanced_100 | geothermal | 2026 | 0 | 232.0491
flex | geo_advanced_100 | geothermal | 2028 | 0 | 274.7987
flex | geo_advanced_100 | geothermal | 2030 | 0 | 325.7204
flex | geo_advanced_100 | geothermal | 2032 | 0.012413 | 348.4701
flex | geo_advanced_100 | geothermal | 2034 | 0.060839 | 427.1971
flex | geo_advanced_100 | geothermal | 2036 | 1.135 | 487.1153
flex | geo_advanced_100 | geothermal | 2038 | 2.9099 | 470.7312
flex | geo_advanced_100 | geothermal | 2040 | 1.0846 | 484.8114
flex | geo_advanced_100 | geothermal | 2042 | 3.8172 | 495.4041
flex | geo_advanced_100 | geothermal | 2044 | 2.5064 | 553.3949
flex | geo_advanced_100 | geothermal | 2046 | 1.806 | 527.1102
flex | geo_advanced_100 | geothermal | 2048 | 1.3198 | 531.7414
flex | geo_advanced_100 | geothermal | 2050 | 64.8979 | 556.0534
flex | geo_advanced_100 | biopower | 2010 | 0.12654 | 110.8405
flex | geo_advanced_100 | biopower | 2012 | 0.0067691 | 109.3417
flex | geo_advanced_100 | biopower | 2014 | 0.0038382 | 102.9369
flex | geo_advanced_100 | biopower | 2016 | 0.16652 | 120.4627
flex | geo_advanced_100 | biopower | 2018 | 0.15203 | 131.1973
flex | geo_advanced_100 | biopower | 2020 | 0.013274 | 111.0735
flex | geo_advanced_100 | biopower | 2022 | 0.019158 | 137.4819
flex | geo_advanced_100 | biopower | 2024 | 0.13822 | 196.5063
flex | geo_advanced_100 | biopower | 2026 | 0.19295 | 232.0491
flex | geo_advanced_100 | biopower | 2028 | 0.066143 | 274.7987
flex | geo_advanced_100 | biopower | 2030 | 0.077935 | 325.7204
flex | geo_advanced_100 | biopower | 2032 | 0.1222 | 348.4701
flex | geo_advanced_100 | biopower | 2034 | 0.078932 | 427.1971
flex | geo_advanced_100 | biopower | 2036 | 0.069269 | 487.1153
flex | geo_advanced_100 | biopower | 2038 | 0.051536 | 470.7312
flex | geo_advanced_100 | biopower | 2040 | 0.079527 | 484.8114
flex | geo_advanced_100 | biopower | 2042 | 0.040395 | 495.4041
flex | geo_advanced_100 | biopower | 2044 | 0.079855 | 553.3949
flex | geo_advanced_100 | biopower | 2046 | 0.077948 | 527.1102
flex | geo_advanced_100 | biopower | 2048 | 0.022039 | 531.7414
flex | geo_advanced_100 | biopower | 2050 | 19.2861 | 556.0534
flex | geo_advanced_100 | lfill-gas | 2010 | 0 | 110.8405
flex | geo_advanced_100 | lfill-gas | 2012 | 0 | 109.3417
flex | geo_advanced_100 | lfill-gas | 2014 | 0 | 102.9369
flex | geo_advanced_100 | lfill-gas | 2016 | 0.00023405 | 120.4627
flex | geo_advanced_100 | lfill-gas | 2018 | 0 | 131.1973
flex | geo_advanced_100 | lfill-gas | 2020 | 0 | 111.0735
flex | geo_advanced_100 | lfill-gas | 2022 | 0.00095184 | 137.4819
flex | geo_advanced_100 | lfill-gas | 2024 | 0.0074303 | 196.5063
flex | geo_advanced_100 | lfill-gas | 2026 | 0.0084319 | 232.0491
flex | geo_advanced_100 | lfill-gas | 2028 | 0.041954 | 274.7987
flex | geo_advanced_100 | lfill-gas | 2030 | 0.14835 | 325.7204
flex | geo_advanced_100 | lfill-gas | 2032 | 0.14526 | 348.4701
flex | geo_advanced_100 | lfill-gas | 2034 | 0.16551 | 427.1971
flex | geo_advanced_100 | lfill-gas | 2036 | 0.22249 | 487.1153
flex | geo_advanced_100 | lfill-gas | 2038 | 0.097118 | 470.7312
flex | geo_advanced_100 | lfill-gas | 2040 | 0.071443 | 484.8114
flex | geo_advanced_100 | lfill-gas | 2042 | 0.047928 | 495.4041
flex | geo_advanced_100 | lfill-gas | 2044 | 0.059007 | 553.3949
flex | geo_advanced_100 | lfill-gas | 2046 | 0.094404 | 527.1102
flex | geo_advanced_100 | lfill-gas | 2048 | 0.10334 | 531.7414
flex | geo_advanced_100 | lfill-gas | 2050 | 0.1084 | 556.0534
flex | geo_advanced_100 | csp | 2010 | 0 | 110.8405
flex | geo_advanced_100 | csp | 2012 | 0 | 109.3417
flex | geo_advanced_100 | csp | 2014 | 0 | 102.9369
flex | geo_advanced_100 | csp | 2016 | 0 | 120.4627
flex | geo_advanced_100 | csp | 2018 | 0 | 131.1973
flex | geo_advanced_100 | csp | 2020 | 0 | 111.0735
flex | geo_advanced_100 | csp | 2022 | 0 | 137.4819
flex | geo_advanced_100 | csp | 2024 | 0 | 196.5063
flex | geo_advanced_100 | csp | 2026 | 0 | 232.0491
flex | geo_advanced_100 | csp | 2028 | 0 | 274.7987
flex | geo_advanced_100 | csp | 2030 | 0 | 325.7204
flex | geo_advanced_100 | csp | 2032 | 0 | 348.4701
flex | geo_advanced_100 | csp | 2034 | 0 | 427.1971
flex | geo_advanced_100 | csp | 2036 | 0 | 487.1153
flex | geo_advanced_100 | csp | 2038 | 0 | 470.7312
flex | geo_advanced_100 | csp | 2040 | 0 | 484.8114
flex | geo_advanced_100 | csp | 2042 | 0 | 495.4041
flex | geo_advanced_100 | csp | 2044 | 0 | 553.3949
flex | geo_advanced_100 | csp | 2046 | 0 | 527.1102
flex | geo_advanced_100 | csp | 2048 | 0 | 531.7414
flex | geo_advanced_100 | csp | 2050 | 8.86 | 556.0534
flex | geo_advanced_100 | pvb | 2010 | 0 | 110.8405
flex | geo_advanced_100 | pvb | 2012 | 0 | 109.3417
flex | geo_advanced_100 | pvb | 2014 | 2.0638e-05 | 102.9369
flex | geo_advanced_100 | pvb | 2016 | 0.00021562 | 120.4627
flex | geo_advanced_100 | pvb | 2018 | 0.016727 | 131.1973
flex | geo_advanced_100 | pvb | 2020 | 0.0026277 | 111.0735
flex | geo_advanced_100 | pvb | 2022 | 0.00021163 | 137.4819
flex | geo_advanced_100 | pvb | 2024 | 0.11275 | 196.5063
flex | geo_advanced_100 | pvb | 2026 | 0.22061 | 232.0491
flex | geo_advanced_100 | pvb | 2028 | 0.68692 | 274.7987
flex | geo_advanced_100 | pvb | 2030 | 0.89567 | 325.7204
flex | geo_advanced_100 | pvb | 2032 | 0.68965 | 348.4701
flex | geo_advanced_100 | pvb | 2034 | 1.0582 | 427.1971
flex | geo_advanced_100 | pvb | 2036 | 0.89551 | 487.1153
flex | geo_advanced_100 | pvb | 2038 | 0.86964 | 470.7312
flex | geo_advanced_100 | pvb | 2040 | 2.4791 | 484.8114
flex | geo_advanced_100 | pvb | 2042 | 3.8664 | 495.4041
flex | geo_advanced_100 | pvb | 2044 | 2.6894 | 553.3949
flex | geo_advanced_100 | pvb | 2046 | 24.8748 | 527.1102
flex | geo_advanced_100 | pvb | 2048 | 20.821 | 531.7414
flex | geo_advanced_100 | pvb | 2050 | 8.3216 | 556.0534
flex | geo_advanced_100 | battery_2 | 2010 | 0 | 110.8405
flex | geo_advanced_100 | battery_2 | 2012 | 0 | 109.3417
flex | geo_advanced_100 | battery_2 | 2014 | 0 | 102.9369
flex | geo_advanced_100 | battery_2 | 2016 | 0 | 120.4627
flex | geo_advanced_100 | battery_2 | 2018 | 0.0018266 | 131.1973
flex | geo_advanced_100 | battery_2 | 2020 | 0 | 111.0735
flex | geo_advanced_100 | battery_2 | 2022 | 0 | 137.4819
flex | geo_advanced_100 | battery_2 | 2024 | 0.11222 | 196.5063
flex | geo_advanced_100 | battery_2 | 2026 | 0.1734 | 232.0491
flex | geo_advanced_100 | battery_2 | 2028 | 2.597 | 274.7987
flex | geo_advanced_100 | battery_2 | 2030 | 2.5487 | 325.7204
flex | geo_advanced_100 | battery_2 | 2032 | 2.6846 | 348.4701
flex | geo_advanced_100 | battery_2 | 2034 | 2.0256 | 427.1971
flex | geo_advanced_100 | battery_2 | 2036 | 5.4783 | 487.1153
flex | geo_advanced_100 | battery_2 | 2038 | 2.0693 | 470.7312
flex | geo_advanced_100 | battery_2 | 2040 | 1.8543 | 484.8114
flex | geo_advanced_100 | battery_2 | 2042 | 4.2941 | 495.4041
flex | geo_advanced_100 | battery_2 | 2044 | 4.9806 | 553.3949
flex | geo_advanced_100 | battery_2 | 2046 | 3.842 | 527.1102
flex | geo_advanced_100 | battery_2 | 2048 | 3.493 | 531.7414
flex | geo_advanced_100 | battery_2 | 2050 | 1.5265 | 556.0534
flex | geo_advanced_100 | battery_4 | 2010 | 0 | 110.8405
flex | geo_advanced_100 | battery_4 | 2012 | 0 | 109.3417
flex | geo_advanced_100 | battery_4 | 2014 | 0 | 102.9369
flex | geo_advanced_100 | battery_4 | 2016 | 0 | 120.4627
flex | geo_advanced_100 | battery_4 | 2018 | 0.0019339 | 131.1973
flex | geo_advanced_100 | battery_4 | 2020 | 0 | 111.0735
flex | geo_advanced_100 | battery_4 | 2022 | 0 | 137.4819
flex | geo_advanced_100 | battery_4 | 2024 | 0.0022493 | 196.5063
flex | geo_advanced_100 | battery_4 | 2026 | 0.84244 | 232.0491
flex | geo_advanced_100 | battery_4 | 2028 | 10.5208 | 274.7987
flex | geo_advanced_100 | battery_4 | 2030 | 30.1957 | 325.7204
flex | geo_advanced_100 | battery_4 | 2032 | 49.1733 | 348.4701
flex | geo_advanced_100 | battery_4 | 2034 | 62.3496 | 427.1971
flex | geo_advanced_100 | battery_4 | 2036 | 82.7638 | 487.1153
flex | geo_advanced_100 | battery_4 | 2038 | 73.5083 | 470.7312
flex | geo_advanced_100 | battery_4 | 2040 | 51.4233 | 484.8114
flex | geo_advanced_100 | battery_4 | 2042 | 50.2873 | 495.4041
flex | geo_advanced_100 | battery_4 | 2044 | 60.5677 | 553.3949
flex | geo_advanced_100 | battery_4 | 2046 | 49.9637 | 527.1102
flex | geo_advanced_100 | battery_4 | 2048 | 67.5022 | 531.7414
flex | geo_advanced_100 | battery_4 | 2050 | 70.6801 | 556.0534
flex | geo_advanced_100 | battery_6 | 2010 | 0 | 110.8405
flex | geo_advanced_100 | battery_6 | 2012 | 0 | 109.3417
flex | geo_advanced_100 | battery_6 | 2014 | 0 | 102.9369
flex | geo_advanced_100 | battery_6 | 2016 | 0 | 120.4627
flex | geo_advanced_100 | battery_6 | 2018 | 0 | 131.1973
flex | geo_advanced_100 | battery_6 | 2020 | 0 | 111.0735
flex | geo_advanced_100 | battery_6 | 2022 | 0 | 137.4819
flex | geo_advanced_100 | battery_6 | 2024 | 0.001829 | 196.5063
flex | geo_advanced_100 | battery_6 | 2026 | 0.0050406 | 232.0491
flex | geo_advanced_100 | battery_6 | 2028 | 1.1525 | 274.7987
flex | geo_advanced_100 | battery_6 | 2030 | 6.3438 | 325.7204
flex | geo_advanced_100 | battery_6 | 2032 | 28.039 | 348.4701
flex | geo_advanced_100 | battery_6 | 2034 | 53.6711 | 427.1971
flex | geo_advanced_100 | battery_6 | 2036 | 92.6793 | 487.1153
flex | geo_advanced_100 | battery_6 | 2038 | 89.8689 | 470.7312
flex | geo_advanced_100 | battery_6 | 2040 | 95.166 | 484.8114
flex | geo_advanced_100 | battery_6 | 2042 | 93.2587 | 495.4041
flex | geo_advanced_100 | battery_6 | 2044 | 115.9035 | 553.3949
flex | geo_advanced_100 | battery_6 | 2046 | 84.7256 | 527.1102
flex | geo_advanced_100 | battery_6 | 2048 | 70.0045 | 531.7414
flex | geo_advanced_100 | battery_6 | 2050 | 55.1318 | 556.0534
flex | geo_advanced_100 | battery_8 | 2010 | 0 | 110.8405
flex | geo_advanced_100 | battery_8 | 2012 | 0 | 109.3417
flex | geo_advanced_100 | battery_8 | 2014 | 0 | 102.9369
flex | geo_advanced_100 | battery_8 | 2016 | 0 | 120.4627
flex | geo_advanced_100 | battery_8 | 2018 | 0 | 131.1973
flex | geo_advanced_100 | battery_8 | 2020 | 0 | 111.0735
flex | geo_advanced_100 | battery_8 | 2022 | 0 | 137.4819
flex | geo_advanced_100 | battery_8 | 2024 | 0 | 196.5063
flex | geo_advanced_100 | battery_8 | 2026 | 0 | 232.0491
flex | geo_advanced_100 | battery_8 | 2028 | 0 | 274.7987
flex | geo_advanced_100 | battery_8 | 2030 | 0 | 325.7204
flex | geo_advanced_100 | battery_8 | 2032 | 0.44139 | 348.4701
flex | geo_advanced_100 | battery_8 | 2034 | 4.3937 | 427.1971
flex | geo_advanced_100 | battery_8 | 2036 | 30.1533 | 487.1153
flex | geo_advanced_100 | battery_8 | 2038 | 68.1668 | 470.7312
flex | geo_advanced_100 | battery_8 | 2040 | 88.2118 | 484.8114
flex | geo_advanced_100 | battery_8 | 2042 | 108.1335 | 495.4041
flex | geo_advanced_100 | battery_8 | 2044 | 128.0104 | 553.3949
flex | geo_advanced_100 | battery_8 | 2046 | 122.1002 | 527.1102
flex | geo_advanced_100 | battery_8 | 2048 | 116.7341 | 531.7414
flex | geo_advanced_100 | battery_8 | 2050 | 87.1458 | 556.0534
flex | geo_advanced_100 | battery_10 | 2010 | 0 | 110.8405
flex | geo_advanced_100 | battery_10 | 2012 | 0 | 109.3417
flex | geo_advanced_100 | battery_10 | 2014 | 0 | 102.9369
flex | geo_advanced_100 | battery_10 | 2016 | 0 | 120.4627
flex | geo_advanced_100 | battery_10 | 2018 | 0 | 131.1973
flex | geo_advanced_100 | battery_10 | 2020 | 0 | 111.0735
flex | geo_advanced_100 | battery_10 | 2022 | 0 | 137.4819
flex | geo_advanced_100 | battery_10 | 2024 | 0 | 196.5063
flex | geo_advanced_100 | battery_10 | 2026 | 0 | 232.0491
flex | geo_advanced_100 | battery_10 | 2028 | 0 | 274.7987
flex | geo_advanced_100 | battery_10 | 2030 | 0 | 325.7204
flex | geo_advanced_100 | battery_10 | 2032 | 0 | 348.4701
flex | geo_advanced_100 | battery_10 | 2034 | 0 | 427.1971
flex | geo_advanced_100 | battery_10 | 2036 | 8.391 | 487.1153
flex | geo_advanced_100 | battery_10 | 2038 | 21.8136 | 470.7312
flex | geo_advanced_100 | battery_10 | 2040 | 42.4716 | 484.8114
flex | geo_advanced_100 | battery_10 | 2042 | 42.7278 | 495.4041
flex | geo_advanced_100 | battery_10 | 2044 | 53.7927 | 553.3949
flex | geo_advanced_100 | battery_10 | 2046 | 32.292 | 527.1102
flex | geo_advanced_100 | battery_10 | 2048 | 42.6637 | 531.7414
flex | geo_advanced_100 | battery_10 | 2050 | 102.4722 | 556.0534
flex | geo_advanced_100 | pumped-hydro | 2010 | 3.6293 | 110.8405
flex | geo_advanced_100 | pumped-hydro | 2012 | 8.6479 | 109.3417
flex | geo_advanced_100 | pumped-hydro | 2014 | 6.2965 | 102.9369
flex | geo_advanced_100 | pumped-hydro | 2016 | 3.3908 | 120.4627
flex | geo_advanced_100 | pumped-hydro | 2018 | 7.5602 | 131.1973
flex | geo_advanced_100 | pumped-hydro | 2020 | 8.9493 | 111.0735
flex | geo_advanced_100 | pumped-hydro | 2022 | 9.4878 | 137.4819
flex | geo_advanced_100 | pumped-hydro | 2024 | 8.6361 | 196.5063
flex | geo_advanced_100 | pumped-hydro | 2026 | 9.0374 | 232.0491
flex | geo_advanced_100 | pumped-hydro | 2028 | 20.8494 | 274.7987
flex | geo_advanced_100 | pumped-hydro | 2030 | 36.013 | 325.7204
flex | geo_advanced_100 | pumped-hydro | 2032 | 40.0116 | 348.4701
flex | geo_advanced_100 | pumped-hydro | 2034 | 76.6709 | 427.1971
flex | geo_advanced_100 | pumped-hydro | 2036 | 101.0828 | 487.1153
flex | geo_advanced_100 | pumped-hydro | 2038 | 99.3268 | 470.7312
flex | geo_advanced_100 | pumped-hydro | 2040 | 100.9924 | 484.8114
flex | geo_advanced_100 | pumped-hydro | 2042 | 92.6021 | 495.4041
flex | geo_advanced_100 | pumped-hydro | 2044 | 65.0228 | 553.3949
flex | geo_advanced_100 | pumped-hydro | 2046 | 97.7447 | 527.1102
flex | geo_advanced_100 | pumped-hydro | 2048 | 97.0188 | 531.7414
flex | geo_advanced_100 | pumped-hydro | 2050 | 67.0344 | 556.0534
reg | geo_advanced_100 | nuclear | 2010 | 0 | 40.8171
reg | geo_advanced_100 | nuclear | 2012 | 0 | 40.5621
reg | geo_advanced_100 | nuclear | 2014 | 0 | 41.3889
reg | geo_advanced_100 | nuclear | 2016 | 0 | 41.7423
reg | geo_advanced_100 | nuclear | 2018 | 0 | 43.085
reg | geo_advanced_100 | nuclear | 2020 | 0 | 44.7394
reg | geo_advanced_100 | nuclear | 2022 | 0 | 47.8207
reg | geo_advanced_100 | nuclear | 2024 | 0 | 53.1042
reg | geo_advanced_100 | nuclear | 2026 | 0 | 56.8682
reg | geo_advanced_100 | nuclear | 2028 | 0 | 60.9969
reg | geo_advanced_100 | nuclear | 2030 | 0 | 65.8741
reg | geo_advanced_100 | nuclear | 2032 | 0 | 68.5982
reg | geo_advanced_100 | nuclear | 2034 | 0 | 72.0194
reg | geo_advanced_100 | nuclear | 2036 | 0 | 76.9472
reg | geo_advanced_100 | nuclear | 2038 | 0 | 79.3535
reg | geo_advanced_100 | nuclear | 2040 | 0.00070311 | 81.0194
reg | geo_advanced_100 | nuclear | 2042 | 0.0056067 | 82.8778
reg | geo_advanced_100 | nuclear | 2044 | 0.0058299 | 85.2575
reg | geo_advanced_100 | nuclear | 2046 | 0.011492 | 87.5583
reg | geo_advanced_100 | nuclear | 2048 | 0.0015503 | 89.3444
reg | geo_advanced_100 | nuclear | 2050 | 0.10934 | 95.3637
reg | geo_advanced_100 | coal | 2010 | 0.0059825 | 40.8171
reg | geo_advanced_100 | coal | 2012 | 0.13222 | 40.5621
reg | geo_advanced_100 | coal | 2014 | 0.0098058 | 41.3889
reg | geo_advanced_100 | coal | 2016 | 0.19106 | 41.7423
reg | geo_advanced_100 | coal | 2018 | 0.3114 | 43.085
reg | geo_advanced_100 | coal | 2020 | 1.2932 | 44.7394
reg | geo_advanced_100 | coal | 2022 | 0.027156 | 47.8207
reg | geo_advanced_100 | coal | 2024 | 0.050025 | 53.1042
reg | geo_advanced_100 | coal | 2026 | 0.040102 | 56.8682
reg | geo_advanced_100 | coal | 2028 | 0.13456 | 60.9969
reg | geo_advanced_100 | coal | 2030 | 0.0019302 | 65.8741
reg | geo_advanced_100 | coal | 2032 | 0.039526 | 68.5982
reg | geo_advanced_100 | coal | 2034 | 0 | 72.0194
reg | geo_advanced_100 | coal | 2036 | 0 | 76.9472
reg | geo_advanced_100 | coal | 2038 | 0 | 79.3535
reg | geo_advanced_100 | coal | 2040 | 0 | 81.0194
reg | geo_advanced_100 | coal | 2042 | 0 | 82.8778
reg | geo_advanced_100 | coal | 2044 | 0 | 85.2575
reg | geo_advanced_100 | coal | 2046 | 0 | 87.5583
reg | geo_advanced_100 | coal | 2048 | 0 | 89.3444
reg | geo_advanced_100 | coal | 2050 | 0 | 95.3637
reg | geo_advanced_100 | gas-cc | 2010 | 4.5149 | 40.8171
reg | geo_advanced_100 | gas-cc | 2012 | 2.6907 | 40.5621
reg | geo_advanced_100 | gas-cc | 2014 | 3.8213 | 41.3889
reg | geo_advanced_100 | gas-cc | 2016 | 1.6148 | 41.7423
reg | geo_advanced_100 | gas-cc | 2018 | 2.6575 | 43.085
reg | geo_advanced_100 | gas-cc | 2020 | 1.4524 | 44.7394
reg | geo_advanced_100 | gas-cc | 2022 | 0.90942 | 47.8207
reg | geo_advanced_100 | gas-cc | 2024 | 0.87871 | 53.1042
reg | geo_advanced_100 | gas-cc | 2026 | 1.6854 | 56.8682
reg | geo_advanced_100 | gas-cc | 2028 | 2.3116 | 60.9969
reg | geo_advanced_100 | gas-cc | 2030 | 2.4563 | 65.8741
reg | geo_advanced_100 | gas-cc | 2032 | 1.2357 | 68.5982
reg | geo_advanced_100 | gas-cc | 2034 | 1.7195 | 72.0194
reg | geo_advanced_100 | gas-cc | 2036 | 0.60117 | 76.9472
reg | geo_advanced_100 | gas-cc | 2038 | 0.12218 | 79.3535
reg | geo_advanced_100 | gas-cc | 2040 | 0.013819 | 81.0194
reg | geo_advanced_100 | gas-cc | 2042 | 0.041841 | 82.8778
reg | geo_advanced_100 | gas-cc | 2044 | 0.12722 | 85.2575
reg | geo_advanced_100 | gas-cc | 2046 | 0.27124 | 87.5583
reg | geo_advanced_100 | gas-cc | 2048 | 0 | 89.3444
reg | geo_advanced_100 | gas-cc | 2050 | 0 | 95.3637
reg | geo_advanced_100 | gas-cc-ccs_mod_upgrade | 2010 | 0 | 40.8171
reg | geo_advanced_100 | gas-cc-ccs_mod_upgrade | 2012 | 0 | 40.5621
reg | geo_advanced_100 | gas-cc-ccs_mod_upgrade | 2014 | 0 | 41.3889
reg | geo_advanced_100 | gas-cc-ccs_mod_upgrade | 2016 | 0 | 41.7423
reg | geo_advanced_100 | gas-cc-ccs_mod_upgrade | 2018 | 0 | 43.085
reg | geo_advanced_100 | gas-cc-ccs_mod_upgrade | 2020 | 0 | 44.7394
reg | geo_advanced_100 | gas-cc-ccs_mod_upgrade | 2022 | 0 | 47.8207
reg | geo_advanced_100 | gas-cc-ccs_mod_upgrade | 2024 | 0 | 53.1042
reg | geo_advanced_100 | gas-cc-ccs_mod_upgrade | 2026 | 0 | 56.8682
reg | geo_advanced_100 | gas-cc-ccs_mod_upgrade | 2028 | 0 | 60.9969
reg | geo_advanced_100 | gas-cc-ccs_mod_upgrade | 2030 | 0 | 65.8741
reg | geo_advanced_100 | gas-cc-ccs_mod_upgrade | 2032 | 0 | 68.5982
reg | geo_advanced_100 | gas-cc-ccs_mod_upgrade | 2034 | 0 | 72.0194
reg | geo_advanced_100 | gas-cc-ccs_mod_upgrade | 2036 | 0 | 76.9472
reg | geo_advanced_100 | gas-cc-ccs_mod_upgrade | 2038 | 0.017614 | 79.3535
reg | geo_advanced_100 | gas-cc-ccs_mod_upgrade | 2040 | 0.015351 | 81.0194
reg | geo_advanced_100 | gas-cc-ccs_mod_upgrade | 2042 | 0.064188 | 82.8778
reg | geo_advanced_100 | gas-cc-ccs_mod_upgrade | 2044 | 0.0062977 | 85.2575
reg | geo_advanced_100 | gas-cc-ccs_mod_upgrade | 2046 | 0.47504 | 87.5583
reg | geo_advanced_100 | gas-cc-ccs_mod_upgrade | 2048 | 0.39442 | 89.3444
reg | geo_advanced_100 | gas-cc-ccs_mod_upgrade | 2050 | 0 | 95.3637
reg | geo_advanced_100 | gas-ct | 2010 | 4.9761 | 40.8171
reg | geo_advanced_100 | gas-ct | 2012 | 5.6885 | 40.5621
reg | geo_advanced_100 | gas-ct | 2014 | 4.7135 | 41.3889
reg | geo_advanced_100 | gas-ct | 2016 | 4.7766 | 41.7423
reg | geo_advanced_100 | gas-ct | 2018 | 4.3773 | 43.085
reg | geo_advanced_100 | gas-ct | 2020 | 6.5947 | 44.7394
reg | geo_advanced_100 | gas-ct | 2022 | 4.0764 | 47.8207
reg | geo_advanced_100 | gas-ct | 2024 | 4.6545 | 53.1042
reg | geo_advanced_100 | gas-ct | 2026 | 4.7667 | 56.8682
reg | geo_advanced_100 | gas-ct | 2028 | 3.635 | 60.9969
reg | geo_advanced_100 | gas-ct | 2030 | 3.8945 | 65.8741
reg | geo_advanced_100 | gas-ct | 2032 | 1.7397 | 68.5982
reg | geo_advanced_100 | gas-ct | 2034 | 1.6298 | 72.0194
reg | geo_advanced_100 | gas-ct | 2036 | 0.41875 | 76.9472
reg | geo_advanced_100 | gas-ct | 2038 | 0.21959 | 79.3535
reg | geo_advanced_100 | gas-ct | 2040 | 0.035803 | 81.0194
reg | geo_advanced_100 | gas-ct | 2042 | 0 | 82.8778
reg | geo_advanced_100 | gas-ct | 2044 | 0 | 85.2575
reg | geo_advanced_100 | gas-ct | 2046 | 0 | 87.5583
reg | geo_advanced_100 | gas-ct | 2048 | 0 | 89.3444
reg | geo_advanced_100 | gas-ct | 2050 | 0 | 95.3637
reg | geo_advanced_100 | o-g-s | 2010 | 4.2156 | 40.8171
reg | geo_advanced_100 | o-g-s | 2012 | 2.5387 | 40.5621
reg | geo_advanced_100 | o-g-s | 2014 | 3.8182 | 41.3889
reg | geo_advanced_100 | o-g-s | 2016 | 3.9128 | 41.7423
reg | geo_advanced_100 | o-g-s | 2018 | 2.5206 | 43.085
reg | geo_advanced_100 | o-g-s | 2020 | 2.38 | 44.7394
reg | geo_advanced_100 | o-g-s | 2022 | 2.9397 | 47.8207
reg | geo_advanced_100 | o-g-s | 2024 | 2.1378 | 53.1042
reg | geo_advanced_100 | o-g-s | 2026 | 1.1434 | 56.8682
reg | geo_advanced_100 | o-g-s | 2028 | 0.84357 | 60.9969
reg | geo_advanced_100 | o-g-s | 2030 | 0.28147 | 65.8741
reg | geo_advanced_100 | o-g-s | 2032 | 0.33568 | 68.5982
reg | geo_advanced_100 | o-g-s | 2034 | 0.2603 | 72.0194
reg | geo_advanced_100 | o-g-s | 2036 | 0.041138 | 76.9472
reg | geo_advanced_100 | o-g-s | 2038 | 0 | 79.3535
reg | geo_advanced_100 | o-g-s | 2040 | 0 | 81.0194
reg | geo_advanced_100 | o-g-s | 2042 | 0 | 82.8778
reg | geo_advanced_100 | o-g-s | 2044 | 0 | 85.2575
reg | geo_advanced_100 | o-g-s | 2046 | 0 | 87.5583
reg | geo_advanced_100 | o-g-s | 2048 | 0 | 89.3444
reg | geo_advanced_100 | o-g-s | 2050 | 0 | 95.3637
reg | geo_advanced_100 | hydro | 2010 | 0.1052 | 40.8171
reg | geo_advanced_100 | hydro | 2012 | 0.050463 | 40.5621
reg | geo_advanced_100 | hydro | 2014 | 0.022246 | 41.3889
reg | geo_advanced_100 | hydro | 2016 | 0.14867 | 41.7423
reg | geo_advanced_100 | hydro | 2018 | 0.082989 | 43.085
reg | geo_advanced_100 | hydro | 2020 | 0.28172 | 44.7394
reg | geo_advanced_100 | hydro | 2022 | 0.28966 | 47.8207
reg | geo_advanced_100 | hydro | 2024 | 0.50211 | 53.1042
reg | geo_advanced_100 | hydro | 2026 | 1.3967 | 56.8682
reg | geo_advanced_100 | hydro | 2028 | 1.2773 | 60.9969
reg | geo_advanced_100 | hydro | 2030 | 2.6377 | 65.8741
reg | geo_advanced_100 | hydro | 2032 | 1.6497 | 68.5982
reg | geo_advanced_100 | hydro | 2034 | 1.0731 | 72.0194
reg | geo_advanced_100 | hydro | 2036 | 0.21034 | 76.9472
reg | geo_advanced_100 | hydro | 2038 | 0.4316 | 79.3535
reg | geo_advanced_100 | hydro | 2040 | 0.2293 | 81.0194
reg | geo_advanced_100 | hydro | 2042 | 0.0057673 | 82.8778
reg | geo_advanced_100 | hydro | 2044 | 0.11199 | 85.2575
reg | geo_advanced_100 | hydro | 2046 | 0.53267 | 87.5583
reg | geo_advanced_100 | hydro | 2048 | 0.05952 | 89.3444
reg | geo_advanced_100 | hydro | 2050 | 0.0084471 | 95.3637
reg | geo_advanced_100 | geothermal | 2010 | 0 | 40.8171
reg | geo_advanced_100 | geothermal | 2012 | 0 | 40.5621
reg | geo_advanced_100 | geothermal | 2014 | 0 | 41.3889
reg | geo_advanced_100 | geothermal | 2016 | 0 | 41.7423
reg | geo_advanced_100 | geothermal | 2018 | 0 | 43.085
reg | geo_advanced_100 | geothermal | 2020 | 0 | 44.7394
reg | geo_advanced_100 | geothermal | 2022 | 0 | 47.8207
reg | geo_advanced_100 | geothermal | 2024 | 0 | 53.1042
reg | geo_advanced_100 | geothermal | 2026 | 0 | 56.8682
reg | geo_advanced_100 | geothermal | 2028 | 0 | 60.9969
reg | geo_advanced_100 | geothermal | 2030 | 0 | 65.8741
reg | geo_advanced_100 | geothermal | 2032 | 0 | 68.5982
reg | geo_advanced_100 | geothermal | 2034 | 0 | 72.0194
reg | geo_advanced_100 | geothermal | 2036 | 0 | 76.9472
reg | geo_advanced_100 | geothermal | 2038 | 0 | 79.3535
reg | geo_advanced_100 | geothermal | 2040 | 0 | 81.0194
reg | geo_advanced_100 | geothermal | 2042 | 0.063409 | 82.8778
reg | geo_advanced_100 | geothermal | 2044 | 0 | 85.2575
reg | geo_advanced_100 | geothermal | 2046 | 0.0015996 | 87.5583
reg | geo_advanced_100 | geothermal | 2048 | 0 | 89.3444
reg | geo_advanced_100 | geothermal | 2050 | 0.0054926 | 95.3637
reg | geo_advanced_100 | biopower | 2010 | 0.36868 | 40.8171
reg | geo_advanced_100 | biopower | 2012 | 0.27485 | 40.5621
reg | geo_advanced_100 | biopower | 2014 | 0.27531 | 41.3889
reg | geo_advanced_100 | biopower | 2016 | 0.21868 | 41.7423
reg | geo_advanced_100 | biopower | 2018 | 0.22421 | 43.085
reg | geo_advanced_100 | biopower | 2020 | 0.11074 | 44.7394
reg | geo_advanced_100 | biopower | 2022 | 0.12341 | 47.8207
reg | geo_advanced_100 | biopower | 2024 | 0.28589 | 53.1042
reg | geo_advanced_100 | biopower | 2026 | 0.21572 | 56.8682
reg | geo_advanced_100 | biopower | 2028 | 0.089326 | 60.9969
reg | geo_advanced_100 | biopower | 2030 | 0.06083 | 65.8741
reg | geo_advanced_100 | biopower | 2032 | 0.043534 | 68.5982
reg | geo_advanced_100 | biopower | 2034 | 0.012844 | 72.0194
reg | geo_advanced_100 | biopower | 2036 | 0.025795 | 76.9472
reg | geo_advanced_100 | biopower | 2038 | 0.010038 | 79.3535
reg | geo_advanced_100 | biopower | 2040 | 0.0002244 | 81.0194
reg | geo_advanced_100 | biopower | 2042 | 0.0081062 | 82.8778
reg | geo_advanced_100 | biopower | 2044 | 0.0017844 | 85.2575
reg | geo_advanced_100 | biopower | 2046 | 0.0065092 | 87.5583
reg | geo_advanced_100 | biopower | 2048 | 0.0027333 | 89.3444
reg | geo_advanced_100 | biopower | 2050 | 0.092257 | 95.3637
reg | geo_advanced_100 | lfill-gas | 2010 | 0.0011658 | 40.8171
reg | geo_advanced_100 | lfill-gas | 2012 | 0 | 40.5621
reg | geo_advanced_100 | lfill-gas | 2014 | 0 | 41.3889
reg | geo_advanced_100 | lfill-gas | 2016 | 0.0039508 | 41.7423
reg | geo_advanced_100 | lfill-gas | 2018 | 0.0013439 | 43.085
reg | geo_advanced_100 | lfill-gas | 2020 | 0.0050852 | 44.7394
reg | geo_advanced_100 | lfill-gas | 2022 | 0.0043211 | 47.8207
reg | geo_advanced_100 | lfill-gas | 2024 | 0.050637 | 53.1042
reg | geo_advanced_100 | lfill-gas | 2026 | 0.014371 | 56.8682
reg | geo_advanced_100 | lfill-gas | 2028 | 0.031124 | 60.9969
reg | geo_advanced_100 | lfill-gas | 2030 | 0.03323 | 65.8741
reg | geo_advanced_100 | lfill-gas | 2032 | 0.033276 | 68.5982
reg | geo_advanced_100 | lfill-gas | 2034 | 0.023309 | 72.0194
reg | geo_advanced_100 | lfill-gas | 2036 | 0.0031689 | 76.9472
reg | geo_advanced_100 | lfill-gas | 2038 | 0.0017577 | 79.3535
reg | geo_advanced_100 | lfill-gas | 2040 | 0.0033998 | 81.0194
reg | geo_advanced_100 | lfill-gas | 2042 | 0.0015596 | 82.8778
reg | geo_advanced_100 | lfill-gas | 2044 | 0.0014212 | 85.2575
reg | geo_advanced_100 | lfill-gas | 2046 | 0.0097183 | 87.5583
reg | geo_advanced_100 | lfill-gas | 2048 | 0.0079729 | 89.3444
reg | geo_advanced_100 | lfill-gas | 2050 | 0.012313 | 95.3637
reg | geo_advanced_100 | csp | 2010 | 0 | 40.8171
reg | geo_advanced_100 | csp | 2012 | 0 | 40.5621
reg | geo_advanced_100 | csp | 2014 | 0 | 41.3889
reg | geo_advanced_100 | csp | 2016 | 0 | 41.7423
reg | geo_advanced_100 | csp | 2018 | 0 | 43.085
reg | geo_advanced_100 | csp | 2020 | 0 | 44.7394
reg | geo_advanced_100 | csp | 2022 | 0 | 47.8207
reg | geo_advanced_100 | csp | 2024 | 0 | 53.1042
reg | geo_advanced_100 | csp | 2026 | 0 | 56.8682
reg | geo_advanced_100 | csp | 2028 | 0 | 60.9969
reg | geo_advanced_100 | csp | 2030 | 0 | 65.8741
reg | geo_advanced_100 | csp | 2032 | 0 | 68.5982
reg | geo_advanced_100 | csp | 2034 | 0 | 72.0194
reg | geo_advanced_100 | csp | 2036 | 0 | 76.9472
reg | geo_advanced_100 | csp | 2038 | 0 | 79.3535
reg | geo_advanced_100 | csp | 2040 | 0 | 81.0194
reg | geo_advanced_100 | csp | 2042 | 0 | 82.8778
reg | geo_advanced_100 | csp | 2044 | 0 | 85.2575
reg | geo_advanced_100 | csp | 2046 | 0 | 87.5583
reg | geo_advanced_100 | csp | 2048 | 0 | 89.3444
reg | geo_advanced_100 | csp | 2050 | 0.087118 | 95.3637
reg | geo_advanced_100 | pvb | 2010 | 0 | 40.8171
reg | geo_advanced_100 | pvb | 2012 | 0.0026204 | 40.5621
reg | geo_advanced_100 | pvb | 2014 | 0.019339 | 41.3889
reg | geo_advanced_100 | pvb | 2016 | 0.46306 | 41.7423
reg | geo_advanced_100 | pvb | 2018 | 0.5903 | 43.085
reg | geo_advanced_100 | pvb | 2020 | 1.2566 | 44.7394
reg | geo_advanced_100 | pvb | 2022 | 2.6562 | 47.8207
reg | geo_advanced_100 | pvb | 2024 | 3.3402 | 53.1042
reg | geo_advanced_100 | pvb | 2026 | 2.021 | 56.8682
reg | geo_advanced_100 | pvb | 2028 | 1.9931 | 60.9969
reg | geo_advanced_100 | pvb | 2030 | 1.0278 | 65.8741
reg | geo_advanced_100 | pvb | 2032 | 0.60211 | 68.5982
reg | geo_advanced_100 | pvb | 2034 | 0.59742 | 72.0194
reg | geo_advanced_100 | pvb | 2036 | 0.72199 | 76.9472
reg | geo_advanced_100 | pvb | 2038 | 0.76892 | 79.3535
reg | geo_advanced_100 | pvb | 2040 | 1.4802 | 81.0194
reg | geo_advanced_100 | pvb | 2042 | 2.9712 | 82.8778
reg | geo_advanced_100 | pvb | 2044 | 3.085 | 85.2575
reg | geo_advanced_100 | pvb | 2046 | 2.8583 | 87.5583
reg | geo_advanced_100 | pvb | 2048 | 2.568 | 89.3444
reg | geo_advanced_100 | pvb | 2050 | 2.1034 | 95.3637
reg | geo_advanced_100 | battery_2 | 2010 | 0.039212 | 40.8171
reg | geo_advanced_100 | battery_2 | 2012 | 0.17805 | 40.5621
reg | geo_advanced_100 | battery_2 | 2014 | 0.29683 | 41.3889
reg | geo_advanced_100 | battery_2 | 2016 | 0.7271 | 41.7423
reg | geo_advanced_100 | battery_2 | 2018 | 1.111 | 43.085
reg | geo_advanced_100 | battery_2 | 2020 | 1.6324 | 44.7394
reg | geo_advanced_100 | battery_2 | 2022 | 6.5895 | 47.8207
reg | geo_advanced_100 | battery_2 | 2024 | 16.0016 | 53.1042
reg | geo_advanced_100 | battery_2 | 2026 | 15.07 | 56.8682
reg | geo_advanced_100 | battery_2 | 2028 | 15.6059 | 60.9969
reg | geo_advanced_100 | battery_2 | 2030 | 11.0907 | 65.8741
reg | geo_advanced_100 | battery_2 | 2032 | 8.9907 | 68.5982
reg | geo_advanced_100 | battery_2 | 2034 | 11.8995 | 72.0194
reg | geo_advanced_100 | battery_2 | 2036 | 10.537 | 76.9472
reg | geo_advanced_100 | battery_2 | 2038 | 9.1804 | 79.3535
reg | geo_advanced_100 | battery_2 | 2040 | 2.6433 | 81.0194
reg | geo_advanced_100 | battery_2 | 2042 | 2.092 | 82.8778
reg | geo_advanced_100 | battery_2 | 2044 | 2.3913 | 85.2575
reg | geo_advanced_100 | battery_2 | 2046 | 10.391 | 87.5583
reg | geo_advanced_100 | battery_2 | 2048 | 12.099 | 89.3444
reg | geo_advanced_100 | battery_2 | 2050 | 9.3794 | 95.3637
reg | geo_advanced_100 | battery_4 | 2010 | 0 | 40.8171
reg | geo_advanced_100 | battery_4 | 2012 | 0.011197 | 40.5621
reg | geo_advanced_100 | battery_4 | 2014 | 0.055916 | 41.3889
reg | geo_advanced_100 | battery_4 | 2016 | 0.5765 | 41.7423
reg | geo_advanced_100 | battery_4 | 2018 | 1.2026 | 43.085
reg | geo_advanced_100 | battery_4 | 2020 | 2.6836 | 44.7394
reg | geo_advanced_100 | battery_4 | 2022 | 3.0433 | 47.8207
reg | geo_advanced_100 | battery_4 | 2024 | 5.5289 | 53.1042
reg | geo_advanced_100 | battery_4 | 2026 | 14.8718 | 56.8682
reg | geo_advanced_100 | battery_4 | 2028 | 22.3821 | 60.9969
reg | geo_advanced_100 | battery_4 | 2030 | 26.464 | 65.8741
reg | geo_advanced_100 | battery_4 | 2032 | 34.5552 | 68.5982
reg | geo_advanced_100 | battery_4 | 2034 | 21.5682 | 72.0194
reg | geo_advanced_100 | battery_4 | 2036 | 26.924 | 76.9472
reg | geo_advanced_100 | battery_4 | 2038 | 24.9832 | 79.3535
reg | geo_advanced_100 | battery_4 | 2040 | 34.4248 | 81.0194
reg | geo_advanced_100 | battery_4 | 2042 | 16.4039 | 82.8778
reg | geo_advanced_100 | battery_4 | 2044 | 35.6555 | 85.2575
reg | geo_advanced_100 | battery_4 | 2046 | 33.6475 | 87.5583
reg | geo_advanced_100 | battery_4 | 2048 | 34.0723 | 89.3444
reg | geo_advanced_100 | battery_4 | 2050 | 33.6678 | 95.3637
reg | geo_advanced_100 | battery_6 | 2010 | 0 | 40.8171
reg | geo_advanced_100 | battery_6 | 2012 | 0 | 40.5621
reg | geo_advanced_100 | battery_6 | 2014 | 0 | 41.3889
reg | geo_advanced_100 | battery_6 | 2016 | 0 | 41.7423
reg | geo_advanced_100 | battery_6 | 2018 | 0 | 43.085
reg | geo_advanced_100 | battery_6 | 2020 | 0 | 44.7394
reg | geo_advanced_100 | battery_6 | 2022 | 0.096863 | 47.8207
reg | geo_advanced_100 | battery_6 | 2024 | 1.9357 | 53.1042
reg | geo_advanced_100 | battery_6 | 2026 | 2.2559 | 56.8682
reg | geo_advanced_100 | battery_6 | 2028 | 7.4524 | 60.9969
reg | geo_advanced_100 | battery_6 | 2030 | 15.3154 | 65.8741
reg | geo_advanced_100 | battery_6 | 2032 | 18.1446 | 68.5982
reg | geo_advanced_100 | battery_6 | 2034 | 31.3321 | 72.0194
reg | geo_advanced_100 | battery_6 | 2036 | 27.5707 | 76.9472
reg | geo_advanced_100 | battery_6 | 2038 | 20.5736 | 79.3535
reg | geo_advanced_100 | battery_6 | 2040 | 29.1062 | 81.0194
reg | geo_advanced_100 | battery_6 | 2042 | 34.9602 | 82.8778
reg | geo_advanced_100 | battery_6 | 2044 | 16.382 | 85.2575
reg | geo_advanced_100 | battery_6 | 2046 | 20.2448 | 87.5583
reg | geo_advanced_100 | battery_6 | 2048 | 19.0068 | 89.3444
reg | geo_advanced_100 | battery_6 | 2050 | 15.7996 | 95.3637
reg | geo_advanced_100 | battery_8 | 2010 | 0 | 40.8171
reg | geo_advanced_100 | battery_8 | 2012 | 0 | 40.5621
reg | geo_advanced_100 | battery_8 | 2014 | 0 | 41.3889
reg | geo_advanced_100 | battery_8 | 2016 | 0 | 41.7423
reg | geo_advanced_100 | battery_8 | 2018 | 0 | 43.085
reg | geo_advanced_100 | battery_8 | 2020 | 0 | 44.7394
reg | geo_advanced_100 | battery_8 | 2022 | 0 | 47.8207
reg | geo_advanced_100 | battery_8 | 2024 | 0 | 53.1042
reg | geo_advanced_100 | battery_8 | 2026 | 0 | 56.8682
reg | geo_advanced_100 | battery_8 | 2028 | 0 | 60.9969
reg | geo_advanced_100 | battery_8 | 2030 | 0 | 65.8741
reg | geo_advanced_100 | battery_8 | 2032 | 1.171 | 68.5982
reg | geo_advanced_100 | battery_8 | 2034 | 1.876 | 72.0194
reg | geo_advanced_100 | battery_8 | 2036 | 6.7638 | 76.9472
reg | geo_advanced_100 | battery_8 | 2038 | 7.3621 | 79.3535
reg | geo_advanced_100 | battery_8 | 2040 | 9.8499 | 81.0194
reg | geo_advanced_100 | battery_8 | 2042 | 21.6415 | 82.8778
reg | geo_advanced_100 | battery_8 | 2044 | 21.4091 | 85.2575
reg | geo_advanced_100 | battery_8 | 2046 | 13.2238 | 87.5583
reg | geo_advanced_100 | battery_8 | 2048 | 14.9468 | 89.3444
reg | geo_advanced_100 | battery_8 | 2050 | 12.2787 | 95.3637
reg | geo_advanced_100 | battery_10 | 2010 | 0 | 40.8171
reg | geo_advanced_100 | battery_10 | 2012 | 0 | 40.5621
reg | geo_advanced_100 | battery_10 | 2014 | 0 | 41.3889
reg | geo_advanced_100 | battery_10 | 2016 | 0 | 41.7423
reg | geo_advanced_100 | battery_10 | 2018 | 0 | 43.085
reg | geo_advanced_100 | battery_10 | 2020 | 0 | 44.7394
reg | geo_advanced_100 | battery_10 | 2022 | 0 | 47.8207
reg | geo_advanced_100 | battery_10 | 2024 | 0 | 53.1042
reg | geo_advanced_100 | battery_10 | 2026 | 0 | 56.8682
reg | geo_advanced_100 | battery_10 | 2028 | 0 | 60.9969
reg | geo_advanced_100 | battery_10 | 2030 | 0 | 65.8741
reg | geo_advanced_100 | battery_10 | 2032 | 0 | 68.5982
reg | geo_advanced_100 | battery_10 | 2034 | 0 | 72.0194
reg | geo_advanced_100 | battery_10 | 2036 | 3.1294 | 76.9472
reg | geo_advanced_100 | battery_10 | 2038 | 15.6824 | 79.3535
reg | geo_advanced_100 | battery_10 | 2040 | 3.2011 | 81.0194
reg | geo_advanced_100 | battery_10 | 2042 | 4.5865 | 82.8778
reg | geo_advanced_100 | battery_10 | 2044 | 6.0801 | 85.2575
reg | geo_advanced_100 | battery_10 | 2046 | 5.8846 | 87.5583
reg | geo_advanced_100 | battery_10 | 2048 | 6.1846 | 89.3444
reg | geo_advanced_100 | battery_10 | 2050 | 21.8198 | 95.3637
reg | geo_advanced_100 | pumped-hydro | 2010 | 26.5903 | 40.8171
reg | geo_advanced_100 | pumped-hydro | 2012 | 28.9948 | 40.5621
reg | geo_advanced_100 | pumped-hydro | 2014 | 28.3565 | 41.3889
reg | geo_advanced_100 | pumped-hydro | 2016 | 29.1091 | 41.7423
reg | geo_advanced_100 | pumped-hydro | 2018 | 30.0059 | 43.085
reg | geo_advanced_100 | pumped-hydro | 2020 | 27.049 | 44.7394
reg | geo_advanced_100 | pumped-hydro | 2022 | 27.0648 | 47.8207
reg | geo_advanced_100 | pumped-hydro | 2024 | 17.7381 | 53.1042
reg | geo_advanced_100 | pumped-hydro | 2026 | 13.3872 | 56.8682
reg | geo_advanced_100 | pumped-hydro | 2028 | 5.2408 | 60.9969
reg | geo_advanced_100 | pumped-hydro | 2030 | 2.61 | 65.8741
reg | geo_advanced_100 | pumped-hydro | 2032 | 0.057482 | 68.5982
reg | geo_advanced_100 | pumped-hydro | 2034 | 0.027422 | 72.0194
reg | geo_advanced_100 | pumped-hydro | 2036 | 0 | 76.9472
reg | geo_advanced_100 | pumped-hydro | 2038 | 0 | 79.3535
reg | geo_advanced_100 | pumped-hydro | 2040 | 0.015151 | 81.0194
reg | geo_advanced_100 | pumped-hydro | 2042 | 0.032139 | 82.8778
reg | geo_advanced_100 | pumped-hydro | 2044 | 0 | 85.2575
reg | geo_advanced_100 | pumped-hydro | 2046 | 0 | 87.5583
reg | geo_advanced_100 | pumped-hydro | 2048 | 0.000768 | 89.3444
reg | geo_advanced_100 | pumped-hydro | 2050 | 0.00020911 | 95.3637
spin | geo_advanced_100 | nuclear | 2010 | 0.30747 | 147.6224
spin | geo_advanced_100 | nuclear | 2012 | 0.53108 | 140.2441
spin | geo_advanced_100 | nuclear | 2014 | 0.33987 | 140.6068
spin | geo_advanced_100 | nuclear | 2016 | 1.0666 | 150.3831
spin | geo_advanced_100 | nuclear | 2018 | 0.87701 | 159.9948
spin | geo_advanced_100 | nuclear | 2020 | 0.91457 | 133.4357
spin | geo_advanced_100 | nuclear | 2022 | 2.3805 | 142.247
spin | geo_advanced_100 | nuclear | 2024 | 6.3073 | 153.3848
spin | geo_advanced_100 | nuclear | 2026 | 3.7252 | 148.2096
spin | geo_advanced_100 | nuclear | 2028 | 6.1746 | 147.5484
spin | geo_advanced_100 | nuclear | 2030 | 6.751 | 142.457
spin | geo_advanced_100 | nuclear | 2032 | 8.0231 | 146.9566
spin | geo_advanced_100 | nuclear | 2034 | 11.1764 | 194.2939
spin | geo_advanced_100 | nuclear | 2036 | 12.5075 | 176.8845
spin | geo_advanced_100 | nuclear | 2038 | 3.6553 | 161.4225
spin | geo_advanced_100 | nuclear | 2040 | 4.6256 | 234.4511
spin | geo_advanced_100 | nuclear | 2042 | 5.0702 | 212.2324
spin | geo_advanced_100 | nuclear | 2044 | 5.0226 | 240.3328
spin | geo_advanced_100 | nuclear | 2046 | 6.466 | 194.9389
spin | geo_advanced_100 | nuclear | 2048 | 3.0092 | 197.5573
spin | geo_advanced_100 | nuclear | 2050 | 26.9004 | 221.3381
spin | geo_advanced_100 | coal | 2010 | 11.7928 | 147.6224
spin | geo_advanced_100 | coal | 2012 | 8.0011 | 140.2441
spin | geo_advanced_100 | coal | 2014 | 8.8862 | 140.6068
spin | geo_advanced_100 | coal | 2016 | 6.5226 | 150.3831
spin | geo_advanced_100 | coal | 2018 | 3.1073 | 159.9948
spin | geo_advanced_100 | coal | 2020 | 5.9593 | 133.4357
spin | geo_advanced_100 | coal | 2022 | 3.6139 | 142.247
spin | geo_advanced_100 | coal | 2024 | 7.649 | 153.3848
spin | geo_advanced_100 | coal | 2026 | 7.704 | 148.2096
spin | geo_advanced_100 | coal | 2028 | 7.1991 | 147.5484
spin | geo_advanced_100 | coal | 2030 | 8.3606 | 142.457
spin | geo_advanced_100 | coal | 2032 | 6.0991 | 146.9566
spin | geo_advanced_100 | coal | 2034 | 5.0325 | 194.2939
spin | geo_advanced_100 | coal | 2036 | 0.013928 | 176.8845
spin | geo_advanced_100 | coal | 2038 | 0 | 161.4225
spin | geo_advanced_100 | coal | 2040 | 0 | 234.4511
spin | geo_advanced_100 | coal | 2042 | 0 | 212.2324
spin | geo_advanced_100 | coal | 2044 | 0 | 240.3328
spin | geo_advanced_100 | coal | 2046 | 0 | 194.9389
spin | geo_advanced_100 | coal | 2048 | 0 | 197.5573
spin | geo_advanced_100 | coal | 2050 | 0 | 221.3381
spin | geo_advanced_100 | gas-cc | 2010 | 18.4244 | 147.6224
spin | geo_advanced_100 | gas-cc | 2012 | 21.6505 | 140.2441
spin | geo_advanced_100 | gas-cc | 2014 | 20.2419 | 140.6068
spin | geo_advanced_100 | gas-cc | 2016 | 21.6899 | 150.3831
spin | geo_advanced_100 | gas-cc | 2018 | 26.6527 | 159.9948
spin | geo_advanced_100 | gas-cc | 2020 | 27.3091 | 133.4357
spin | geo_advanced_100 | gas-cc | 2022 | 26.3271 | 142.247
spin | geo_advanced_100 | gas-cc | 2024 | 22.995 | 153.3848
spin | geo_advanced_100 | gas-cc | 2026 | 25.9345 | 148.2096
spin | geo_advanced_100 | gas-cc | 2028 | 20.1674 | 147.5484
spin | geo_advanced_100 | gas-cc | 2030 | 22.7894 | 142.457
spin | geo_advanced_100 | gas-cc | 2032 | 13.935 | 146.9566
spin | geo_advanced_100 | gas-cc | 2034 | 10.8696 | 194.2939
spin | geo_advanced_100 | gas-cc | 2036 | 8.0354 | 176.8845
spin | geo_advanced_100 | gas-cc | 2038 | 3.8493 | 161.4225
spin | geo_advanced_100 | gas-cc | 2040 | 1.1548 | 234.4511
spin | geo_advanced_100 | gas-cc | 2042 | 0.46633 | 212.2324
spin | geo_advanced_100 | gas-cc | 2044 | 1.2593 | 240.3328
spin | geo_advanced_100 | gas-cc | 2046 | 0.69624 | 194.9389
spin | geo_advanced_100 | gas-cc | 2048 | 0 | 197.5573
spin | geo_advanced_100 | gas-cc | 2050 | 0 | 221.3381
spin | geo_advanced_100 | gas-cc-ccs_mod_upgrade | 2010 | 0 | 147.6224
spin | geo_advanced_100 | gas-cc-ccs_mod_upgrade | 2012 | 0 | 140.2441
spin | geo_advanced_100 | gas-cc-ccs_mod_upgrade | 2014 | 0 | 140.6068
spin | geo_advanced_100 | gas-cc-ccs_mod_upgrade | 2016 | 0 | 150.3831
spin | geo_advanced_100 | gas-cc-ccs_mod_upgrade | 2018 | 0 | 159.9948
spin | geo_advanced_100 | gas-cc-ccs_mod_upgrade | 2020 | 0 | 133.4357
spin | geo_advanced_100 | gas-cc-ccs_mod_upgrade | 2022 | 0 | 142.247
spin | geo_advanced_100 | gas-cc-ccs_mod_upgrade | 2024 | 0 | 153.3848
spin | geo_advanced_100 | gas-cc-ccs_mod_upgrade | 2026 | 0 | 148.2096
spin | geo_advanced_100 | gas-cc-ccs_mod_upgrade | 2028 | 0 | 147.5484
spin | geo_advanced_100 | gas-cc-ccs_mod_upgrade | 2030 | 0 | 142.457
spin | geo_advanced_100 | gas-cc-ccs_mod_upgrade | 2032 | 0 | 146.9566
spin | geo_advanced_100 | gas-cc-ccs_mod_upgrade | 2034 | 0 | 194.2939
spin | geo_advanced_100 | gas-cc-ccs_mod_upgrade | 2036 | 0 | 176.8845
spin | geo_advanced_100 | gas-cc-ccs_mod_upgrade | 2038 | 0.54586 | 161.4225
spin | geo_advanced_100 | gas-cc-ccs_mod_upgrade | 2040 | 0.037359 | 234.4511
spin | geo_advanced_100 | gas-cc-ccs_mod_upgrade | 2042 | 0.96577 | 212.2324
spin | geo_advanced_100 | gas-cc-ccs_mod_upgrade | 2044 | 0.12691 | 240.3328
spin | geo_advanced_100 | gas-cc-ccs_mod_upgrade | 2046 | 3.7906 | 194.9389
spin | geo_advanced_100 | gas-cc-ccs_mod_upgrade | 2048 | 3.573 | 197.5573
spin | geo_advanced_100 | gas-cc-ccs_mod_upgrade | 2050 | 0 | 221.3381
spin | geo_advanced_100 | gas-ct | 2010 | 0.21243 | 147.6224
spin | geo_advanced_100 | gas-ct | 2012 | 0.42426 | 140.2441
spin | geo_advanced_100 | gas-ct | 2014 | 0.23661 | 140.6068
spin | geo_advanced_100 | gas-ct | 2016 | 0.42907 | 150.3831
spin | geo_advanced_100 | gas-ct | 2018 | 1.191 | 159.9948
spin | geo_advanced_100 | gas-ct | 2020 | 2.3225 | 133.4357
spin | geo_advanced_100 | gas-ct | 2022 | 0.48933 | 142.247
spin | geo_advanced_100 | gas-ct | 2024 | 0.068757 | 153.3848
spin | geo_advanced_100 | gas-ct | 2026 | 0.2123 | 148.2096
spin | geo_advanced_100 | gas-ct | 2028 | 0.20479 | 147.5484
spin | geo_advanced_100 | gas-ct | 2030 | 0.035291 | 142.457
spin | geo_advanced_100 | gas-ct | 2032 | 0.049221 | 146.9566
spin | geo_advanced_100 | gas-ct | 2034 | 0.29636 | 194.2939
spin | geo_advanced_100 | gas-ct | 2036 | 0.14826 | 176.8845
spin | geo_advanced_100 | gas-ct | 2038 | 0.11622 | 161.4225
spin | geo_advanced_100 | gas-ct | 2040 | 0.0065974 | 234.4511
spin | geo_advanced_100 | gas-ct | 2042 | 0 | 212.2324
spin | geo_advanced_100 | gas-ct | 2044 | 0 | 240.3328
spin | geo_advanced_100 | gas-ct | 2046 | 0 | 194.9389
spin | geo_advanced_100 | gas-ct | 2048 | 0 | 197.5573
spin | geo_advanced_100 | gas-ct | 2050 | 0 | 221.3381
spin | geo_advanced_100 | o-g-s | 2010 | 0.85369 | 147.6224
spin | geo_advanced_100 | o-g-s | 2012 | 2.3237 | 140.2441
spin | geo_advanced_100 | o-g-s | 2014 | 0.67474 | 140.6068
spin | geo_advanced_100 | o-g-s | 2016 | 2.4464 | 150.3831
spin | geo_advanced_100 | o-g-s | 2018 | 0.50806 | 159.9948
spin | geo_advanced_100 | o-g-s | 2020 | 0.7379 | 133.4357
spin | geo_advanced_100 | o-g-s | 2022 | 0.23663 | 142.247
spin | geo_advanced_100 | o-g-s | 2024 | 0.28456 | 153.3848
spin | geo_advanced_100 | o-g-s | 2026 | 0.30825 | 148.2096
spin | geo_advanced_100 | o-g-s | 2028 | 0.059909 | 147.5484
spin | geo_advanced_100 | o-g-s | 2030 | 0.034149 | 142.457
spin | geo_advanced_100 | o-g-s | 2032 | 0.039096 | 146.9566
spin | geo_advanced_100 | o-g-s | 2034 | 0.085457 | 194.2939
spin | geo_advanced_100 | o-g-s | 2036 | 0.0047116 | 176.8845
spin | geo_advanced_100 | o-g-s | 2038 | 0 | 161.4225
spin | geo_advanced_100 | o-g-s | 2040 | 0 | 234.4511
spin | geo_advanced_100 | o-g-s | 2042 | 0 | 212.2324
spin | geo_advanced_100 | o-g-s | 2044 | 0 | 240.3328
spin | geo_advanced_100 | o-g-s | 2046 | 0 | 194.9389
spin | geo_advanced_100 | o-g-s | 2048 | 0 | 197.5573
spin | geo_advanced_100 | o-g-s | 2050 | 0 | 221.3381
spin | geo_advanced_100 | hydro | 2010 | 56.7298 | 147.6224
spin | geo_advanced_100 | hydro | 2012 | 45.9307 | 140.2441
spin | geo_advanced_100 | hydro | 2014 | 53.9157 | 140.6068
spin | geo_advanced_100 | hydro | 2016 | 58.662 | 150.3831
spin | geo_advanced_100 | hydro | 2018 | 58.1431 | 159.9948
spin | geo_advanced_100 | hydro | 2020 | 51.5945 | 133.4357
spin | geo_advanced_100 | hydro | 2022 | 50.5947 | 142.247
spin | geo_advanced_100 | hydro | 2024 | 54.6667 | 153.3848
spin | geo_advanced_100 | hydro | 2026 | 51.7371 | 148.2096
spin | geo_advanced_100 | hydro | 2028 | 41.2093 | 147.5484
spin | geo_advanced_100 | hydro | 2030 | 37.1197 | 142.457
spin | geo_advanced_100 | hydro | 2032 | 34.9504 | 146.9566
spin | geo_advanced_100 | hydro | 2034 | 47.3445 | 194.2939
spin | geo_advanced_100 | hydro | 2036 | 45.9463 | 176.8845
spin | geo_advanced_100 | hydro | 2038 | 27.844 | 161.4225
spin | geo_advanced_100 | hydro | 2040 | 42.5027 | 234.4511
spin | geo_advanced_100 | hydro | 2042 | 29.029 | 212.2324
spin | geo_advanced_100 | hydro | 2044 | 43.3998 | 240.3328
spin | geo_advanced_100 | hydro | 2046 | 26.5507 | 194.9389
spin | geo_advanced_100 | hydro | 2048 | 27.556 | 197.5573
spin | geo_advanced_100 | hydro | 2050 | 10.1806 | 221.3381
spin | geo_advanced_100 | geothermal | 2010 | 0 | 147.6224
spin | geo_advanced_100 | geothermal | 2012 | 0 | 140.2441
spin | geo_advanced_100 | geothermal | 2014 | 0 | 140.6068
spin | geo_advanced_100 | geothermal | 2016 | 0 | 150.3831
spin | geo_advanced_100 | geothermal | 2018 | 0 | 159.9948
spin | geo_advanced_100 | geothermal | 2020 | 0 | 133.4357
spin | geo_advanced_100 | geothermal | 2022 | 0 | 142.247
spin | geo_advanced_100 | geothermal | 2024 | 0 | 153.3848
spin | geo_advanced_100 | geothermal | 2026 | 0 | 148.2096
spin | geo_advanced_100 | geothermal | 2028 | 0 | 147.5484
spin | geo_advanced_100 | geothermal | 2030 | 0 | 142.457
spin | geo_advanced_100 | geothermal | 2032 | 0.0025209 | 146.9566
spin | geo_advanced_100 | geothermal | 2034 | 0.013471 | 194.2939
spin | geo_advanced_100 | geothermal | 2036 | 0.36941 | 176.8845
spin | geo_advanced_100 | geothermal | 2038 | 2.6714 | 161.4225
spin | geo_advanced_100 | geothermal | 2040 | 0.64412 | 234.4511
spin | geo_advanced_100 | geothermal | 2042 | 0.29883 | 212.2324
spin | geo_advanced_100 | geothermal | 2044 | 0.85238 | 240.3328
spin | geo_advanced_100 | geothermal | 2046 | 0.86291 | 194.9389
spin | geo_advanced_100 | geothermal | 2048 | 0.44238 | 197.5573
spin | geo_advanced_100 | geothermal | 2050 | 37.3477 | 221.3381
spin | geo_advanced_100 | biopower | 2010 | 1.0749 | 147.6224
spin | geo_advanced_100 | biopower | 2012 | 0.94218 | 140.2441
spin | geo_advanced_100 | biopower | 2014 | 0.88861 | 140.6068
spin | geo_advanced_100 | biopower | 2016 | 0.90169 | 150.3831
spin | geo_advanced_100 | biopower | 2018 | 0.81847 | 159.9948
spin | geo_advanced_100 | biopower | 2020 | 0.5149 | 133.4357
spin | geo_advanced_100 | biopower | 2022 | 0.84705 | 142.247
spin | geo_advanced_100 | biopower | 2024 | 0.81027 | 153.3848
spin | geo_advanced_100 | biopower | 2026 | 0.51556 | 148.2096
spin | geo_advanced_100 | biopower | 2028 | 0.20489 | 147.5484
spin | geo_advanced_100 | biopower | 2030 | 0.20982 | 142.457
spin | geo_advanced_100 | biopower | 2032 | 0.17548 | 146.9566
spin | geo_advanced_100 | biopower | 2034 | 0.10969 | 194.2939
spin | geo_advanced_100 | biopower | 2036 | 0.061578 | 176.8845
spin | geo_advanced_100 | biopower | 2038 | 0.024612 | 161.4225
spin | geo_advanced_100 | biopower | 2040 | 0.016311 | 234.4511
spin | geo_advanced_100 | biopower | 2042 | 0.027176 | 212.2324
spin | geo_advanced_100 | biopower | 2044 | 0.04209 | 240.3328
spin | geo_advanced_100 | biopower | 2046 | 0.047645 | 194.9389
spin | geo_advanced_100 | biopower | 2048 | 0.026039 | 197.5573
spin | geo_advanced_100 | biopower | 2050 | 8.2642 | 221.3381
spin | geo_advanced_100 | lfill-gas | 2010 | 0.0023316 | 147.6224
spin | geo_advanced_100 | lfill-gas | 2012 | 0.026723 | 140.2441
spin | geo_advanced_100 | lfill-gas | 2014 | 0.0034246 | 140.6068
spin | geo_advanced_100 | lfill-gas | 2016 | 0.027133 | 150.3831
spin | geo_advanced_100 | lfill-gas | 2018 | 0.023624 | 159.9948
spin | geo_advanced_100 | lfill-gas | 2020 | 0.072227 | 133.4357
spin | geo_advanced_100 | lfill-gas | 2022 | 0.028679 | 142.247
spin | geo_advanced_100 | lfill-gas | 2024 | 0.090506 | 153.3848
spin | geo_advanced_100 | lfill-gas | 2026 | 0.028491 | 148.2096
spin | geo_advanced_100 | lfill-gas | 2028 | 0.059995 | 147.5484
spin | geo_advanced_100 | lfill-gas | 2030 | 0.060545 | 142.457
spin | geo_advanced_100 | lfill-gas | 2032 | 0.065131 | 146.9566
spin | geo_advanced_100 | lfill-gas | 2034 | 0.058115 | 194.2939
spin | geo_advanced_100 | lfill-gas | 2036 | 0.061848 | 176.8845
spin | geo_advanced_100 | lfill-gas | 2038 | 0.049436 | 161.4225
spin | geo_advanced_100 | lfill-gas | 2040 | 0.035859 | 234.4511
spin | geo_advanced_100 | lfill-gas | 2042 | 0.040137 | 212.2324
spin | geo_advanced_100 | lfill-gas | 2044 | 0.046259 | 240.3328
spin | geo_advanced_100 | lfill-gas | 2046 | 0.046189 | 194.9389
spin | geo_advanced_100 | lfill-gas | 2048 | 0.060354 | 197.5573
spin | geo_advanced_100 | lfill-gas | 2050 | 0.0064739 | 221.3381
spin | geo_advanced_100 | csp | 2010 | 0 | 147.6224
spin | geo_advanced_100 | csp | 2012 | 0 | 140.2441
spin | geo_advanced_100 | csp | 2014 | 0 | 140.6068
spin | geo_advanced_100 | csp | 2016 | 0 | 150.3831
spin | geo_advanced_100 | csp | 2018 | 0 | 159.9948
spin | geo_advanced_100 | csp | 2020 | 0 | 133.4357
spin | geo_advanced_100 | csp | 2022 | 0 | 142.247
spin | geo_advanced_100 | csp | 2024 | 0 | 153.3848
spin | geo_advanced_100 | csp | 2026 | 0 | 148.2096
spin | geo_advanced_100 | csp | 2028 | 0 | 147.5484
spin | geo_advanced_100 | csp | 2030 | 0 | 142.457
spin | geo_advanced_100 | csp | 2032 | 0 | 146.9566
spin | geo_advanced_100 | csp | 2034 | 0 | 194.2939
spin | geo_advanced_100 | csp | 2036 | 0 | 176.8845
spin | geo_advanced_100 | csp | 2038 | 0 | 161.4225
spin | geo_advanced_100 | csp | 2040 | 0 | 234.4511
spin | geo_advanced_100 | csp | 2042 | 0 | 212.2324
spin | geo_advanced_100 | csp | 2044 | 0 | 240.3328
spin | geo_advanced_100 | csp | 2046 | 0 | 194.9389
spin | geo_advanced_100 | csp | 2048 | 0 | 197.5573
spin | geo_advanced_100 | csp | 2050 | 0.63211 | 221.3381
spin | geo_advanced_100 | pvb | 2010 | 0 | 147.6224
spin | geo_advanced_100 | pvb | 2012 | 0 | 140.2441
spin | geo_advanced_100 | pvb | 2014 | 0.0015423 | 140.6068
spin | geo_advanced_100 | pvb | 2016 | 0.0018767 | 150.3831
spin | geo_advanced_100 | pvb | 2018 | 0.014953 | 159.9948
spin | geo_advanced_100 | pvb | 2020 | 0.053617 | 133.4357
spin | geo_advanced_100 | pvb | 2022 | 0.022295 | 142.247
spin | geo_advanced_100 | pvb | 2024 | 0.69928 | 153.3848
spin | geo_advanced_100 | pvb | 2026 | 0.60581 | 148.2096
spin | geo_advanced_100 | pvb | 2028 | 0.044377 | 147.5484
spin | geo_advanced_100 | pvb | 2030 | 0.25642 | 142.457
spin | geo_advanced_100 | pvb | 2032 | 0.13062 | 146.9566
spin | geo_advanced_100 | pvb | 2034 | 0.35099 | 194.2939
spin | geo_advanced_100 | pvb | 2036 | 0.50125 | 176.8845
spin | geo_advanced_100 | pvb | 2038 | 0.54369 | 161.4225
spin | geo_advanced_100 | pvb | 2040 | 0.88367 | 234.4511
spin | geo_advanced_100 | pvb | 2042 | 0.78437 | 212.2324
spin | geo_advanced_100 | pvb | 2044 | 2.0299 | 240.3328
spin | geo_advanced_100 | pvb | 2046 | 4.077 | 194.9389
spin | geo_advanced_100 | pvb | 2048 | 4.8572 | 197.5573
spin | geo_advanced_100 | pvb | 2050 | 3.557 | 221.3381
spin | geo_advanced_100 | battery_2 | 2010 | 0.00019611 | 147.6224
spin | geo_advanced_100 | battery_2 | 2012 | 0.0024121 | 140.2441
spin | geo_advanced_100 | battery_2 | 2014 | 0.0071049 | 140.6068
spin | geo_advanced_100 | battery_2 | 2016 | 0.22697 | 150.3831
spin | geo_advanced_100 | battery_2 | 2018 | 0.17572 | 159.9948
spin | geo_advanced_100 | battery_2 | 2020 | 0.16337 | 133.4357
spin | geo_advanced_100 | battery_2 | 2022 | 0.1908 | 142.247
spin | geo_advanced_100 | battery_2 | 2024 | 1.461 | 153.3848
spin | geo_advanced_100 | battery_2 | 2026 | 2.4036 | 148.2096
spin | geo_advanced_100 | battery_2 | 2028 | 0.99827 | 147.5484
spin | geo_advanced_100 | battery_2 | 2030 | 3.8428 | 142.457
spin | geo_advanced_100 | battery_2 | 2032 | 1.7243 | 146.9566
spin | geo_advanced_100 | battery_2 | 2034 | 1.8667 | 194.2939
spin | geo_advanced_100 | battery_2 | 2036 | 1.3537 | 176.8845
spin | geo_advanced_100 | battery_2 | 2038 | 0.60865 | 161.4225
spin | geo_advanced_100 | battery_2 | 2040 | 1.314 | 234.4511
spin | geo_advanced_100 | battery_2 | 2042 | 3.2226 | 212.2324
spin | geo_advanced_100 | battery_2 | 2044 | 5.1784 | 240.3328
spin | geo_advanced_100 | battery_2 | 2046 | 1.9077 | 194.9389
spin | geo_advanced_100 | battery_2 | 2048 | 2.2744 | 197.5573
spin | geo_advanced_100 | battery_2 | 2050 | 0.96677 | 221.3381
spin | geo_advanced_100 | battery_4 | 2010 | 0 | 147.6224
spin | geo_advanced_100 | battery_4 | 2012 | 0 | 140.2441
spin | geo_advanced_100 | battery_4 | 2014 | 0 | 140.6068
spin | geo_advanced_100 | battery_4 | 2016 | 0 | 150.3831
spin | geo_advanced_100 | battery_4 | 2018 | 0 | 159.9948
spin | geo_advanced_100 | battery_4 | 2020 | 0 | 133.4357
spin | geo_advanced_100 | battery_4 | 2022 | 0.26846 | 142.247
spin | geo_advanced_100 | battery_4 | 2024 | 1.6234 | 153.3848
spin | geo_advanced_100 | battery_4 | 2026 | 6.4747 | 148.2096
spin | geo_advanced_100 | battery_4 | 2028 | 12.5822 | 147.5484
spin | geo_advanced_100 | battery_4 | 2030 | 20.8724 | 142.457
spin | geo_advanced_100 | battery_4 | 2032 | 21.7602 | 146.9566
spin | geo_advanced_100 | battery_4 | 2034 | 28.2898 | 194.2939
spin | geo_advanced_100 | battery_4 | 2036 | 20.7275 | 176.8845
spin | geo_advanced_100 | battery_4 | 2038 | 14.7972 | 161.4225
spin | geo_advanced_100 | battery_4 | 2040 | 26.0953 | 234.4511
spin | geo_advanced_100 | battery_4 | 2042 | 26.846 | 212.2324
spin | geo_advanced_100 | battery_4 | 2044 | 44.8211 | 240.3328
spin | geo_advanced_100 | battery_4 | 2046 | 19.3369 | 194.9389
spin | geo_advanced_100 | battery_4 | 2048 | 23.7367 | 197.5573
spin | geo_advanced_100 | battery_4 | 2050 | 30.2794 | 221.3381
spin | geo_advanced_100 | battery_6 | 2010 | 0 | 147.6224
spin | geo_advanced_100 | battery_6 | 2012 | 0 | 140.2441
spin | geo_advanced_100 | battery_6 | 2014 | 0 | 140.6068
spin | geo_advanced_100 | battery_6 | 2016 | 0 | 150.3831
spin | geo_advanced_100 | battery_6 | 2018 | 0 | 159.9948
spin | geo_advanced_100 | battery_6 | 2020 | 0 | 133.4357
spin | geo_advanced_100 | battery_6 | 2022 | 0.025229 | 142.247
spin | geo_advanced_100 | battery_6 | 2024 | 0.17334 | 153.3848
spin | geo_advanced_100 | battery_6 | 2026 | 0.42196 | 148.2096
spin | geo_advanced_100 | battery_6 | 2028 | 2.138 | 147.5484
spin | geo_advanced_100 | battery_6 | 2030 | 6.3128 | 142.457
spin | geo_advanced_100 | battery_6 | 2032 | 15.9729 | 146.9566
spin | geo_advanced_100 | battery_6 | 2034 | 34.4744 | 194.2939
spin | geo_advanced_100 | battery_6 | 2036 | 36.4797 | 176.8845
spin | geo_advanced_100 | battery_6 | 2038 | 29.571 | 161.4225
spin | geo_advanced_100 | battery_6 | 2040 | 50.7794 | 234.4511
spin | geo_advanced_100 | battery_6 | 2042 | 46.9285 | 212.2324
spin | geo_advanced_100 | battery_6 | 2044 | 36.9932 | 240.3328
spin | geo_advanced_100 | battery_6 | 2046 | 31.9002 | 194.9389
spin | geo_advanced_100 | battery_6 | 2048 | 31.2555 | 197.5573
spin | geo_advanced_100 | battery_6 | 2050 | 20.825 | 221.3381
spin | geo_advanced_100 | battery_8 | 2010 | 0 | 147.6224
spin | geo_advanced_100 | battery_8 | 2012 | 0 | 140.2441
spin | geo_advanced_100 | battery_8 | 2014 | 0 | 140.6068
spin | geo_advanced_100 | battery_8 | 2016 | 0 | 150.3831
spin | geo_advanced_100 | battery_8 | 2018 | 0 | 159.9948
spin | geo_advanced_100 | battery_8 | 2020 | 0 | 133.4357
spin | geo_advanced_100 | battery_8 | 2022 | 0 | 142.247
spin | geo_advanced_100 | battery_8 | 2024 | 0 | 153.3848
spin | geo_advanced_100 | battery_8 | 2026 | 0 | 148.2096
spin | geo_advanced_100 | battery_8 | 2028 | 0 | 147.5484
spin | geo_advanced_100 | battery_8 | 2030 | 0 | 142.457
spin | geo_advanced_100 | battery_8 | 2032 | 0.2481 | 146.9566
spin | geo_advanced_100 | battery_8 | 2034 | 2.1866 | 194.2939
spin | geo_advanced_100 | battery_8 | 2036 | 5.4699 | 176.8845
spin | geo_advanced_100 | battery_8 | 2038 | 21.3104 | 161.4225
spin | geo_advanced_100 | battery_8 | 2040 | 27.5907 | 234.4511
spin | geo_advanced_100 | battery_8 | 2042 | 32.463 | 212.2324
spin | geo_advanced_100 | battery_8 | 2044 | 23.6581 | 240.3328
spin | geo_advanced_100 | battery_8 | 2046 | 26.9078 | 194.9389
spin | geo_advanced_100 | battery_8 | 2048 | 38.8993 | 197.5573
spin | geo_advanced_100 | battery_8 | 2050 | 33.5637 | 221.3381
spin | geo_advanced_100 | battery_10 | 2010 | 0 | 147.6224
spin | geo_advanced_100 | battery_10 | 2012 | 0 | 140.2441
spin | geo_advanced_100 | battery_10 | 2014 | 0 | 140.6068
spin | geo_advanced_100 | battery_10 | 2016 | 0 | 150.3831
spin | geo_advanced_100 | battery_10 | 2018 | 0 | 159.9948
spin | geo_advanced_100 | battery_10 | 2020 | 0 | 133.4357
spin | geo_advanced_100 | battery_10 | 2022 | 0 | 142.247
spin | geo_advanced_100 | battery_10 | 2024 | 0 | 153.3848
spin | geo_advanced_100 | battery_10 | 2026 | 0 | 148.2096
spin | geo_advanced_100 | battery_10 | 2028 | 0 | 147.5484
spin | geo_advanced_100 | battery_10 | 2030 | 0 | 142.457
spin | geo_advanced_100 | battery_10 | 2032 | 0 | 146.9566
spin | geo_advanced_100 | battery_10 | 2034 | 0 | 194.2939
spin | geo_advanced_100 | battery_10 | 2036 | 3.5888 | 176.8845
spin | geo_advanced_100 | battery_10 | 2038 | 12.915 | 161.4225
spin | geo_advanced_100 | battery_10 | 2040 | 20.4794 | 234.4511
spin | geo_advanced_100 | battery_10 | 2042 | 10.8151 | 212.2324
spin | geo_advanced_100 | battery_10 | 2044 | 9.2611 | 240.3328
spin | geo_advanced_100 | battery_10 | 2046 | 15.9891 | 194.9389
spin | geo_advanced_100 | battery_10 | 2048 | 14.9216 | 197.5573
spin | geo_advanced_100 | battery_10 | 2050 | 19.4548 | 221.3381
spin | geo_advanced_100 | pumped-hydro | 2010 | 58.2243 | 147.6224
spin | geo_advanced_100 | pumped-hydro | 2012 | 60.4114 | 140.2441
spin | geo_advanced_100 | pumped-hydro | 2014 | 55.4111 | 140.6068
spin | geo_advanced_100 | pumped-hydro | 2016 | 58.4088 | 150.3831
spin | geo_advanced_100 | pumped-hydro | 2018 | 68.4828 | 159.9948
spin | geo_advanced_100 | pumped-hydro | 2020 | 43.7936 | 133.4357
spin | geo_advanced_100 | pumped-hydro | 2022 | 57.2223 | 142.247
spin | geo_advanced_100 | pumped-hydro | 2024 | 56.5556 | 153.3848
spin | geo_advanced_100 | pumped-hydro | 2026 | 48.138 | 148.2096
spin | geo_advanced_100 | pumped-hydro | 2028 | 56.5056 | 147.5484
spin | geo_advanced_100 | pumped-hydro | 2030 | 35.8121 | 142.457
spin | geo_advanced_100 | pumped-hydro | 2032 | 43.7814 | 146.9566
spin | geo_advanced_100 | pumped-hydro | 2034 | 52.1393 | 194.2939
spin | geo_advanced_100 | pumped-hydro | 2036 | 41.6147 | 176.8845
spin | geo_advanced_100 | pumped-hydro | 2038 | 42.9204 | 161.4225
spin | geo_advanced_100 | pumped-hydro | 2040 | 58.2854 | 234.4511
spin | geo_advanced_100 | pumped-hydro | 2042 | 55.2755 | 212.2324
spin | geo_advanced_100 | pumped-hydro | 2044 | 67.6416 | 240.3328
spin | geo_advanced_100 | pumped-hydro | 2046 | 56.3598 | 194.9389
spin | geo_advanced_100 | pumped-hydro | 2048 | 46.9456 | 197.5573
spin | geo_advanced_100 | pumped-hydro | 2050 | 29.3599 | 221.3381

## 10_Final OpRes by timeslice (GW
ortype | scenario | tech | timeslice | Reserves (GW) | Net Level Reserves (GW)
flex | geo_advanced_100 | nuclear | h01 (Summer 10pm-6am) | 2.8174 | 33.3521
flex | geo_advanced_100 | nuclear | h02 (Summer 6am-1pm) | 15.7756 | 63.5984
flex | geo_advanced_100 | nuclear | h03 (Summer 1pm-5pm) | 11.7328 | 69.7609
flex | geo_advanced_100 | nuclear | h04 (Summer 5pm-10pm) | 12.8484 | 81.4477
flex | geo_advanced_100 | nuclear | h05 (Fall 10pm-6am) | 3.6159 | 34.7778
flex | geo_advanced_100 | nuclear | h06 (Fall 6am-1pm) | 9.8203 | 68.9038
flex | geo_advanced_100 | nuclear | h07 (Fall 1pm-5pm) | 9.3691 | 74.006
flex | geo_advanced_100 | nuclear | h08 (Fall 5pm-10pm) | 13.1321 | 85.3222
flex | geo_advanced_100 | nuclear | h09 (Winter 10pm-6am) | 1.0614 | 40.2708
flex | geo_advanced_100 | nuclear | h10 (Winter 6am-1pm) | 7.1155 | 76.8943
flex | geo_advanced_100 | nuclear | h11 (Winter 1pm-5pm) | 6.2265 | 74.8791
flex | geo_advanced_100 | nuclear | h12 (Winter 5pm-10pm) | 6.424 | 89.9225
flex | geo_advanced_100 | nuclear | h13 (Spring 10pm-6am) | 0.93365 | 40.5338
flex | geo_advanced_100 | nuclear | h14 (Spring 6am-1pm) | 3.5812 | 72.1955
flex | geo_advanced_100 | nuclear | h15 (Spring 1pm-5pm) | 2.9201 | 74.1679
flex | geo_advanced_100 | nuclear | h16 (Spring 5pm-10pm) | 4.0278 | 87.1382
flex | geo_advanced_100 | nuclear | h17 (Summer Peak) | 11.3989 | 71.9088
flex | geo_advanced_100 | coal | h01 (Summer 10pm-6am) | 0 | 33.3521
flex | geo_advanced_100 | coal | h02 (Summer 6am-1pm) | 0 | 63.5984
flex | geo_advanced_100 | coal | h03 (Summer 1pm-5pm) | 0 | 69.7609
flex | geo_advanced_100 | coal | h04 (Summer 5pm-10pm) | 0 | 81.4477
flex | geo_advanced_100 | coal | h05 (Fall 10pm-6am) | 0 | 34.7778
flex | geo_advanced_100 | coal | h06 (Fall 6am-1pm) | 0 | 68.9038
flex | geo_advanced_100 | coal | h07 (Fall 1pm-5pm) | 0 | 74.006
flex | geo_advanced_100 | coal | h08 (Fall 5pm-10pm) | 0 | 85.3222
flex | geo_advanced_100 | coal | h09 (Winter 10pm-6am) | 0 | 40.2708
flex | geo_advanced_100 | coal | h10 (Winter 6am-1pm) | 0 | 76.8943
flex | geo_advanced_100 | coal | h11 (Winter 1pm-5pm) | 0 | 74.8791
flex | geo_advanced_100 | coal | h12 (Winter 5pm-10pm) | 0 | 89.9225
flex | geo_advanced_100 | coal | h13 (Spring 10pm-6am) | 0 | 40.5338
flex | geo_advanced_100 | coal | h14 (Spring 6am-1pm) | 0 | 72.1955
flex | geo_advanced_100 | coal | h15 (Spring 1pm-5pm) | 0 | 74.1679
flex | geo_advanced_100 | coal | h16 (Spring 5pm-10pm) | 0 | 87.1382
flex | geo_advanced_100 | coal | h17 (Summer Peak) | 0 | 71.9088
flex | geo_advanced_100 | gas-cc | h01 (Summer 10pm-6am) | 0 | 33.3521
flex | geo_advanced_100 | gas-cc | h02 (Summer 6am-1pm) | 0 | 63.5984
flex | geo_advanced_100 | gas-cc | h03 (Summer 1pm-5pm) | 0 | 69.7609
flex | geo_advanced_100 | gas-cc | h04 (Summer 5pm-10pm) | 0 | 81.4477
flex | geo_advanced_100 | gas-cc | h05 (Fall 10pm-6am) | 0 | 34.7778
flex | geo_advanced_100 | gas-cc | h06 (Fall 6am-1pm) | 0 | 68.9038
flex | geo_advanced_100 | gas-cc | h07 (Fall 1pm-5pm) | 0 | 74.006
flex | geo_advanced_100 | gas-cc | h08 (Fall 5pm-10pm) | 0 | 85.3222
flex | geo_advanced_100 | gas-cc | h09 (Winter 10pm-6am) | 0 | 40.2708
flex | geo_advanced_100 | gas-cc | h10 (Winter 6am-1pm) | 0 | 76.8943
flex | geo_advanced_100 | gas-cc | h11 (Winter 1pm-5pm) | 0 | 74.8791
flex | geo_advanced_100 | gas-cc | h12 (Winter 5pm-10pm) | 0 | 89.9225
flex | geo_advanced_100 | gas-cc | h13 (Spring 10pm-6am) | 0 | 40.5338
flex | geo_advanced_100 | gas-cc | h14 (Spring 6am-1pm) | 0 | 72.1955
flex | geo_advanced_100 | gas-cc | h15 (Spring 1pm-5pm) | 0 | 74.1679
flex | geo_advanced_100 | gas-cc | h16 (Spring 5pm-10pm) | 0 | 87.1382
flex | geo_advanced_100 | gas-cc | h17 (Summer Peak) | 0 | 71.9088
flex | geo_advanced_100 | gas-cc-ccs_mod_upgrade | h01 (Summer 10pm-6am) | 0 | 33.3521
flex | geo_advanced_100 | gas-cc-ccs_mod_upgrade | h02 (Summer 6am-1pm) | 0 | 63.5984
flex | geo_advanced_100 | gas-cc-ccs_mod_upgrade | h03 (Summer 1pm-5pm) | 0 | 69.7609
flex | geo_advanced_100 | gas-cc-ccs_mod_upgrade | h04 (Summer 5pm-10pm) | 0 | 81.4477
flex | geo_advanced_100 | gas-cc-ccs_mod_upgrade | h05 (Fall 10pm-6am) | 0 | 34.7778
flex | geo_advanced_100 | gas-cc-ccs_mod_upgrade | h06 (Fall 6am-1pm) | 0 | 68.9038
flex | geo_advanced_100 | gas-cc-ccs_mod_upgrade | h07 (Fall 1pm-5pm) | 0 | 74.006
flex | geo_advanced_100 | gas-cc-ccs_mod_upgrade | h08 (Fall 5pm-10pm) | 0 | 85.3222
flex | geo_advanced_100 | gas-cc-ccs_mod_upgrade | h09 (Winter 10pm-6am) | 0 | 40.2708
flex | geo_advanced_100 | gas-cc-ccs_mod_upgrade | h10 (Winter 6am-1pm) | 0 | 76.8943
flex | geo_advanced_100 | gas-cc-ccs_mod_upgrade | h11 (Winter 1pm-5pm) | 0 | 74.8791
flex | geo_advanced_100 | gas-cc-ccs_mod_upgrade | h12 (Winter 5pm-10pm) | 0 | 89.9225
flex | geo_advanced_100 | gas-cc-ccs_mod_upgrade | h13 (Spring 10pm-6am) | 0 | 40.5338
flex | geo_advanced_100 | gas-cc-ccs_mod_upgrade | h14 (Spring 6am-1pm) | 0 | 72.1955
flex | geo_advanced_100 | gas-cc-ccs_mod_upgrade | h15 (Spring 1pm-5pm) | 0 | 74.1679
flex | geo_advanced_100 | gas-cc-ccs_mod_upgrade | h16 (Spring 5pm-10pm) | 0 | 87.1382
flex | geo_advanced_100 | gas-cc-ccs_mod_upgrade | h17 (Summer Peak) | 0 | 71.9088
flex | geo_advanced_100 | gas-ct | h01 (Summer 10pm-6am) | 0 | 33.3521
flex | geo_advanced_100 | gas-ct | h02 (Summer 6am-1pm) | 0 | 63.5984
flex | geo_advanced_100 | gas-ct | h03 (Summer 1pm-5pm) | 0 | 69.7609
flex | geo_advanced_100 | gas-ct | h04 (Summer 5pm-10pm) | 0 | 81.4477
flex | geo_advanced_100 | gas-ct | h05 (Fall 10pm-6am) | 0 | 34.7778
flex | geo_advanced_100 | gas-ct | h06 (Fall 6am-1pm) | 0 | 68.9038
flex | geo_advanced_100 | gas-ct | h07 (Fall 1pm-5pm) | 0 | 74.006
flex | geo_advanced_100 | gas-ct | h08 (Fall 5pm-10pm) | 0 | 85.3222
flex | geo_advanced_100 | gas-ct | h09 (Winter 10pm-6am) | 0 | 40.2708
flex | geo_advanced_100 | gas-ct | h10 (Winter 6am-1pm) | 0 | 76.8943
flex | geo_advanced_100 | gas-ct | h11 (Winter 1pm-5pm) | 0 | 74.8791
flex | geo_advanced_100 | gas-ct | h12 (Winter 5pm-10pm) | 0 | 89.9225
flex | geo_advanced_100 | gas-ct | h13 (Spring 10pm-6am) | 0 | 40.5338
flex | geo_advanced_100 | gas-ct | h14 (Spring 6am-1pm) | 0 | 72.1955
flex | geo_advanced_100 | gas-ct | h15 (Spring 1pm-5pm) | 0 | 74.1679
flex | geo_advanced_100 | gas-ct | h16 (Spring 5pm-10pm) | 0 | 87.1382
flex | geo_advanced_100 | gas-ct | h17 (Summer Peak) | 0 | 71.9088
flex | geo_advanced_100 | o-g-s | h01 (Summer 10pm-6am) | 0 | 33.3521
flex | geo_advanced_100 | o-g-s | h02 (Summer 6am-1pm) | 0 | 63.5984
flex | geo_advanced_100 | o-g-s | h03 (Summer 1pm-5pm) | 0 | 69.7609
flex | geo_advanced_100 | o-g-s | h04 (Summer 5pm-10pm) | 0 | 81.4477
flex | geo_advanced_100 | o-g-s | h05 (Fall 10pm-6am) | 0 | 34.7778
flex | geo_advanced_100 | o-g-s | h06 (Fall 6am-1pm) | 0 | 68.9038
flex | geo_advanced_100 | o-g-s | h07 (Fall 1pm-5pm) | 0 | 74.006
flex | geo_advanced_100 | o-g-s | h08 (Fall 5pm-10pm) | 0 | 85.3222
flex | geo_advanced_100 | o-g-s | h09 (Winter 10pm-6am) | 0 | 40.2708
flex | geo_advanced_100 | o-g-s | h10 (Winter 6am-1pm) | 0 | 76.8943
flex | geo_advanced_100 | o-g-s | h11 (Winter 1pm-5pm) | 0 | 74.8791
flex | geo_advanced_100 | o-g-s | h12 (Winter 5pm-10pm) | 0 | 89.9225
flex | geo_advanced_100 | o-g-s | h13 (Spring 10pm-6am) | 0 | 40.5338
flex | geo_advanced_100 | o-g-s | h14 (Spring 6am-1pm) | 0 | 72.1955
flex | geo_advanced_100 | o-g-s | h15 (Spring 1pm-5pm) | 0 | 74.1679
flex | geo_advanced_100 | o-g-s | h16 (Spring 5pm-10pm) | 0 | 87.1382
flex | geo_advanced_100 | o-g-s | h17 (Summer Peak) | 0 | 71.9088
flex | geo_advanced_100 | hydro | h01 (Summer 10pm-6am) | 1.6124 | 33.3521
flex | geo_advanced_100 | hydro | h02 (Summer 6am-1pm) | 1.066 | 63.5984
flex | geo_advanced_100 | hydro | h03 (Summer 1pm-5pm) | 1.7686 | 69.7609
flex | geo_advanced_100 | hydro | h04 (Summer 5pm-10pm) | 1.0702 | 81.4477
flex | geo_advanced_100 | hydro | h05 (Fall 10pm-6am) | 1.7052 | 34.7778
flex | geo_advanced_100 | hydro | h06 (Fall 6am-1pm) | 2.1886 | 68.9038
flex | geo_advanced_100 | hydro | h07 (Fall 1pm-5pm) | 1.1806 | 74.006
flex | geo_advanced_100 | hydro | h08 (Fall 5pm-10pm) | 1.4311 | 85.3222
flex | geo_advanced_100 | hydro | h09 (Winter 10pm-6am) | 3.2364 | 40.2708
flex | geo_advanced_100 | hydro | h10 (Winter 6am-1pm) | 5.1383 | 76.8943
flex | geo_advanced_100 | hydro | h11 (Winter 1pm-5pm) | 2.0193 | 74.8791
flex | geo_advanced_100 | hydro | h12 (Winter 5pm-10pm) | 1.5662 | 89.9225
flex | geo_advanced_100 | hydro | h13 (Spring 10pm-6am) | 0.26615 | 40.5338
flex | geo_advanced_100 | hydro | h14 (Spring 6am-1pm) | 1.1149 | 72.1955
flex | geo_advanced_100 | hydro | h15 (Spring 1pm-5pm) | 0.096654 | 74.1679
flex | geo_advanced_100 | hydro | h16 (Spring 5pm-10pm) | 0.77692 | 87.1382
flex | geo_advanced_100 | hydro | h17 (Summer Peak) | 1.3992 | 71.9088
flex | geo_advanced_100 | geothermal | h01 (Summer 10pm-6am) | 4.3367 | 33.3521
flex | geo_advanced_100 | geothermal | h02 (Summer 6am-1pm) | 5.7287 | 63.5984
flex | geo_advanced_100 | geothermal | h03 (Summer 1pm-5pm) | 7.8643 | 69.7609
flex | geo_advanced_100 | geothermal | h04 (Summer 5pm-10pm) | 8.7495 | 81.4477
flex | geo_advanced_100 | geothermal | h05 (Fall 10pm-6am) | 2.7717 | 34.7778
flex | geo_advanced_100 | geothermal | h06 (Fall 6am-1pm) | 7.1866 | 68.9038
flex | geo_advanced_100 | geothermal | h07 (Fall 1pm-5pm) | 8.351 | 74.006
flex | geo_advanced_100 | geothermal | h08 (Fall 5pm-10pm) | 6.0691 | 85.3222
flex | geo_advanced_100 | geothermal | h09 (Winter 10pm-6am) | 4.9395 | 40.2708
flex | geo_advanced_100 | geothermal | h10 (Winter 6am-1pm) | 7.2356 | 76.8943
flex | geo_advanced_100 | geothermal | h11 (Winter 1pm-5pm) | 7.6594 | 74.8791
flex | geo_advanced_100 | geothermal | h12 (Winter 5pm-10pm) | 7.3621 | 89.9225
flex | geo_advanced_100 | geothermal | h13 (Spring 10pm-6am) | 8.1528 | 40.5338
flex | geo_advanced_100 | geothermal | h14 (Spring 6am-1pm) | 13.6176 | 72.1955
flex | geo_advanced_100 | geothermal | h15 (Spring 1pm-5pm) | 11.7797 | 74.1679
flex | geo_advanced_100 | geothermal | h16 (Spring 5pm-10pm) | 10.2239 | 87.1382
flex | geo_advanced_100 | geothermal | h17 (Summer Peak) | 9.5233 | 71.9088
flex | geo_advanced_100 | biopower | h01 (Summer 10pm-6am) | 2.811 | 33.3521
flex | geo_advanced_100 | biopower | h02 (Summer 6am-1pm) | 2.9971 | 63.5984
flex | geo_advanced_100 | biopower | h03 (Summer 1pm-5pm) | 4.0531 | 69.7609
flex | geo_advanced_100 | biopower | h04 (Summer 5pm-10pm) | 8.5131 | 81.4477
flex | geo_advanced_100 | biopower | h05 (Fall 10pm-6am) | 2.1458 | 34.7778
flex | geo_advanced_100 | biopower | h06 (Fall 6am-1pm) | 2.5283 | 68.9038
flex | geo_advanced_100 | biopower | h07 (Fall 1pm-5pm) | 0.2881 | 74.006
flex | geo_advanced_100 | biopower | h08 (Fall 5pm-10pm) | 0.66301 | 85.3222
flex | geo_advanced_100 | biopower | h09 (Winter 10pm-6am) | 1.9354 | 40.2708
flex | geo_advanced_100 | biopower | h10 (Winter 6am-1pm) | 3.6283 | 76.8943
flex | geo_advanced_100 | biopower | h11 (Winter 1pm-5pm) | 1.7242 | 74.8791
flex | geo_advanced_100 | biopower | h12 (Winter 5pm-10pm) | 1.7242 | 89.9225
flex | geo_advanced_100 | biopower | h13 (Spring 10pm-6am) | 0 | 40.5338
flex | geo_advanced_100 | biopower | h14 (Spring 6am-1pm) | 0.47939 | 72.1955
flex | geo_advanced_100 | biopower | h15 (Spring 1pm-5pm) | 0.25334 | 74.1679
flex | geo_advanced_100 | biopower | h16 (Spring 5pm-10pm) | 0.29356 | 87.1382
flex | geo_advanced_100 | biopower | h17 (Summer Peak) | 8.4372 | 71.9088
flex | geo_advanced_100 | lfill-gas | h01 (Summer 10pm-6am) | 0 | 33.3521
flex | geo_advanced_100 | lfill-gas | h02 (Summer 6am-1pm) | 0.025476 | 63.5984
flex | geo_advanced_100 | lfill-gas | h03 (Summer 1pm-5pm) | 0.016654 | 69.7609
flex | geo_advanced_100 | lfill-gas | h04 (Summer 5pm-10pm) | 0.008525 | 81.4477
flex | geo_advanced_100 | lfill-gas | h05 (Fall 10pm-6am) | 0 | 34.7778
flex | geo_advanced_100 | lfill-gas | h06 (Fall 6am-1pm) | 0.02391 | 68.9038
flex | geo_advanced_100 | lfill-gas | h07 (Fall 1pm-5pm) | 0.033491 | 74.006
flex | geo_advanced_100 | lfill-gas | h08 (Fall 5pm-10pm) | 0 | 85.3222
flex | geo_advanced_100 | lfill-gas | h09 (Winter 10pm-6am) | 0 | 40.2708
flex | geo_advanced_100 | lfill-gas | h10 (Winter 6am-1pm) | 0.022747 | 76.8943
flex | geo_advanced_100 | lfill-gas | h11 (Winter 1pm-5pm) | 0.016293 | 74.8791
flex | geo_advanced_100 | lfill-gas | h12 (Winter 5pm-10pm) | 0.0084687 | 89.9225
flex | geo_advanced_100 | lfill-gas | h13 (Spring 10pm-6am) | 0 | 40.5338
flex | geo_advanced_100 | lfill-gas | h14 (Spring 6am-1pm) | 0.021782 | 72.1955
flex | geo_advanced_100 | lfill-gas | h15 (Spring 1pm-5pm) | 0.01989 | 74.1679
flex | geo_advanced_100 | lfill-gas | h16 (Spring 5pm-10pm) | 0.021782 | 87.1382
flex | geo_advanced_100 | lfill-gas | h17 (Summer Peak) | 0.021362 | 71.9088
flex | geo_advanced_100 | csp | h01 (Summer 10pm-6am) | 1.4889 | 33.3521
flex | geo_advanced_100 | csp | h02 (Summer 6am-1pm) | 0 | 63.5984
flex | geo_advanced_100 | csp | h03 (Summer 1pm-5pm) | 0 | 69.7609
flex | geo_advanced_100 | csp | h04 (Summer 5pm-10pm) | 2.5598 | 81.4477
flex | geo_advanced_100 | csp | h05 (Fall 10pm-6am) | 0 | 34.7778
flex | geo_advanced_100 | csp | h06 (Fall 6am-1pm) | 0 | 68.9038
flex | geo_advanced_100 | csp | h07 (Fall 1pm-5pm) | 0 | 74.006
flex | geo_advanced_100 | csp | h08 (Fall 5pm-10pm) | 2.6594 | 85.3222
flex | geo_advanced_100 | csp | h09 (Winter 10pm-6am) | 0.01577 | 40.2708
flex | geo_advanced_100 | csp | h10 (Winter 6am-1pm) | 0 | 76.8943
flex | geo_advanced_100 | csp | h11 (Winter 1pm-5pm) | 1.1895 | 74.8791
flex | geo_advanced_100 | csp | h12 (Winter 5pm-10pm) | 2.1684 | 89.9225
flex | geo_advanced_100 | csp | h13 (Spring 10pm-6am) | 2.4541 | 40.5338
flex | geo_advanced_100 | csp | h14 (Spring 6am-1pm) | 0.75218 | 72.1955
flex | geo_advanced_100 | csp | h15 (Spring 1pm-5pm) | 1.4619 | 74.1679
flex | geo_advanced_100 | csp | h16 (Spring 5pm-10pm) | 2.3038 | 87.1382
flex | geo_advanced_100 | csp | h17 (Summer Peak) | 0 | 71.9088
flex | geo_advanced_100 | pvb | h01 (Summer 10pm-6am) | 0.066286 | 33.3521
flex | geo_advanced_100 | pvb | h02 (Summer 6am-1pm) | 0.71208 | 63.5984
flex | geo_advanced_100 | pvb | h03 (Summer 1pm-5pm) | 2.6506 | 69.7609
flex | geo_advanced_100 | pvb | h04 (Summer 5pm-10pm) | 0.97099 | 81.4477
flex | geo_advanced_100 | pvb | h05 (Fall 10pm-6am) | 0.18222 | 34.7778
flex | geo_advanced_100 | pvb | h06 (Fall 6am-1pm) | 3.2844 | 68.9038
flex | geo_advanced_100 | pvb | h07 (Fall 1pm-5pm) | 0.64842 | 74.006
flex | geo_advanced_100 | pvb | h08 (Fall 5pm-10pm) | 0.48672 | 85.3222
flex | geo_advanced_100 | pvb | h09 (Winter 10pm-6am) | 0 | 40.2708
flex | geo_advanced_100 | pvb | h10 (Winter 6am-1pm) | 1.3669 | 76.8943
flex | geo_advanced_100 | pvb | h11 (Winter 1pm-5pm) | 0.58312 | 74.8791
flex | geo_advanced_100 | pvb | h12 (Winter 5pm-10pm) | 1.0768 | 89.9225
flex | geo_advanced_100 | pvb | h13 (Spring 10pm-6am) | 0.21828 | 40.5338
flex | geo_advanced_100 | pvb | h14 (Spring 6am-1pm) | 1.4811 | 72.1955
flex | geo_advanced_100 | pvb | h15 (Spring 1pm-5pm) | 2.705 | 74.1679
flex | geo_advanced_100 | pvb | h16 (Spring 5pm-10pm) | 0.83139 | 87.1382
flex | geo_advanced_100 | pvb | h17 (Summer Peak) | 3.3394 | 71.9088
flex | geo_advanced_100 | battery_2 | h01 (Summer 10pm-6am) | 0.0474 | 33.3521
flex | geo_advanced_100 | battery_2 | h02 (Summer 6am-1pm) | 0.011345 | 63.5984
flex | geo_advanced_100 | battery_2 | h03 (Summer 1pm-5pm) | 0.033071 | 69.7609
flex | geo_advanced_100 | battery_2 | h04 (Summer 5pm-10pm) | 0.50222 | 81.4477
flex | geo_advanced_100 | battery_2 | h05 (Fall 10pm-6am) | 0.19654 | 34.7778
flex | geo_advanced_100 | battery_2 | h06 (Fall 6am-1pm) | 0 | 68.9038
flex | geo_advanced_100 | battery_2 | h07 (Fall 1pm-5pm) | 0 | 74.006
flex | geo_advanced_100 | battery_2 | h08 (Fall 5pm-10pm) | 0.45263 | 85.3222
flex | geo_advanced_100 | battery_2 | h09 (Winter 10pm-6am) | 0 | 40.2708
flex | geo_advanced_100 | battery_2 | h10 (Winter 6am-1pm) | 0.046189 | 76.8943
flex | geo_advanced_100 | battery_2 | h11 (Winter 1pm-5pm) | 0.00017854 | 74.8791
flex | geo_advanced_100 | battery_2 | h12 (Winter 5pm-10pm) | 0.46258 | 89.9225
flex | geo_advanced_100 | battery_2 | h13 (Spring 10pm-6am) | 0 | 40.5338
flex | geo_advanced_100 | battery_2 | h14 (Spring 6am-1pm) | 0.11331 | 72.1955
flex | geo_advanced_100 | battery_2 | h15 (Spring 1pm-5pm) | 0.2636 | 74.1679
flex | geo_advanced_100 | battery_2 | h16 (Spring 5pm-10pm) | 1.1312 | 87.1382
flex | geo_advanced_100 | battery_2 | h17 (Summer Peak) | 0.043922 | 71.9088
flex | geo_advanced_100 | battery_4 | h01 (Summer 10pm-6am) | 5.1021 | 33.3521
flex | geo_advanced_100 | battery_4 | h02 (Summer 6am-1pm) | 6.534 | 63.5984
flex | geo_advanced_100 | battery_4 | h03 (Summer 1pm-5pm) | 16.8195 | 69.7609
flex | geo_advanced_100 | battery_4 | h04 (Summer 5pm-10pm) | 10.6061 | 81.4477
flex | geo_advanced_100 | battery_4 | h05 (Fall 10pm-6am) | 1.0698 | 34.7778
flex | geo_advanced_100 | battery_4 | h06 (Fall 6am-1pm) | 7.9862 | 68.9038
flex | geo_advanced_100 | battery_4 | h07 (Fall 1pm-5pm) | 9.0616 | 74.006
flex | geo_advanced_100 | battery_4 | h08 (Fall 5pm-10pm) | 12.478 | 85.3222
flex | geo_advanced_100 | battery_4 | h09 (Winter 10pm-6am) | 4.4524 | 40.2708
flex | geo_advanced_100 | battery_4 | h10 (Winter 6am-1pm) | 5.4456 | 76.8943
flex | geo_advanced_100 | battery_4 | h11 (Winter 1pm-5pm) | 12.6425 | 74.8791
flex | geo_advanced_100 | battery_4 | h12 (Winter 5pm-10pm) | 9.1738 | 89.9225
flex | geo_advanced_100 | battery_4 | h13 (Spring 10pm-6am) | 2.6211 | 40.5338
flex | geo_advanced_100 | battery_4 | h14 (Spring 6am-1pm) | 6.3443 | 72.1955
flex | geo_advanced_100 | battery_4 | h15 (Spring 1pm-5pm) | 18.6609 | 74.1679
flex | geo_advanced_100 | battery_4 | h16 (Spring 5pm-10pm) | 18.4913 | 87.1382
flex | geo_advanced_100 | battery_4 | h17 (Summer Peak) | 14.0793 | 71.9088
flex | geo_advanced_100 | battery_6 | h01 (Summer 10pm-6am) | 2.7258 | 33.3521
flex | geo_advanced_100 | battery_6 | h02 (Summer 6am-1pm) | 5.5794 | 63.5984
flex | geo_advanced_100 | battery_6 | h03 (Summer 1pm-5pm) | 12.7405 | 69.7609
flex | geo_advanced_100 | battery_6 | h04 (Summer 5pm-10pm) | 7.7431 | 81.4477
flex | geo_advanced_100 | battery_6 | h05 (Fall 10pm-6am) | 5.0921 | 34.7778
flex | geo_advanced_100 | battery_6 | h06 (Fall 6am-1pm) | 6.1853 | 68.9038
flex | geo_advanced_100 | battery_6 | h07 (Fall 1pm-5pm) | 11.2385 | 74.006
flex | geo_advanced_100 | battery_6 | h08 (Fall 5pm-10pm) | 7.7585 | 85.3222
flex | geo_advanced_100 | battery_6 | h09 (Winter 10pm-6am) | 1.1599 | 40.2708
flex | geo_advanced_100 | battery_6 | h10 (Winter 6am-1pm) | 8.3819 | 76.8943
flex | geo_advanced_100 | battery_6 | h11 (Winter 1pm-5pm) | 8.4171 | 74.8791
flex | geo_advanced_100 | battery_6 | h12 (Winter 5pm-10pm) | 9.7813 | 89.9225
flex | geo_advanced_100 | battery_6 | h13 (Spring 10pm-6am) | 4.8149 | 40.5338
flex | geo_advanced_100 | battery_6 | h14 (Spring 6am-1pm) | 7.835 | 72.1955
flex | geo_advanced_100 | battery_6 | h15 (Spring 1pm-5pm) | 6.1053 | 74.1679
flex | geo_advanced_100 | battery_6 | h16 (Spring 5pm-10pm) | 5.35 | 87.1382
flex | geo_advanced_100 | battery_6 | h17 (Summer Peak) | 4.913 | 71.9088
flex | geo_advanced_100 | battery_8 | h01 (Summer 10pm-6am) | 3.4748 | 33.3521
flex | geo_advanced_100 | battery_8 | h02 (Summer 6am-1pm) | 9.8575 | 63.5984
flex | geo_advanced_100 | battery_8 | h03 (Summer 1pm-5pm) | 6.6964 | 69.7609
flex | geo_advanced_100 | battery_8 | h04 (Summer 5pm-10pm) | 10.3494 | 81.4477
flex | geo_advanced_100 | battery_8 | h05 (Fall 10pm-6am) | 5.9055 | 34.7778
flex | geo_advanced_100 | battery_8 | h06 (Fall 6am-1pm) | 11.5309 | 68.9038
flex | geo_advanced_100 | battery_8 | h07 (Fall 1pm-5pm) | 11.6951 | 74.006
flex | geo_advanced_100 | battery_8 | h08 (Fall 5pm-10pm) | 12.582 | 85.3222
flex | geo_advanced_100 | battery_8 | h09 (Winter 10pm-6am) | 7.46 | 40.2708
flex | geo_advanced_100 | battery_8 | h10 (Winter 6am-1pm) | 15.2125 | 76.8943
flex | geo_advanced_100 | battery_8 | h11 (Winter 1pm-5pm) | 10.7449 | 74.8791
flex | geo_advanced_100 | battery_8 | h12 (Winter 5pm-10pm) | 15.6917 | 89.9225
flex | geo_advanced_100 | battery_8 | h13 (Spring 10pm-6am) | 4.9554 | 40.5338
flex | geo_advanced_100 | battery_8 | h14 (Spring 6am-1pm) | 10.8236 | 72.1955
flex | geo_advanced_100 | battery_8 | h15 (Spring 1pm-5pm) | 10.339 | 74.1679
flex | geo_advanced_100 | battery_8 | h16 (Spring 5pm-10pm) | 16.6833 | 87.1382
flex | geo_advanced_100 | battery_8 | h17 (Summer Peak) | 4.4271 | 71.9088
flex | geo_advanced_100 | battery_10 | h01 (Summer 10pm-6am) | 4.1734 | 33.3521
flex | geo_advanced_100 | battery_10 | h02 (Summer 6am-1pm) | 6.8598 | 63.5984
flex | geo_advanced_100 | battery_10 | h03 (Summer 1pm-5pm) | 2.1534 | 69.7609
flex | geo_advanced_100 | battery_10 | h04 (Summer 5pm-10pm) | 9.3396 | 81.4477
flex | geo_advanced_100 | battery_10 | h05 (Fall 10pm-6am) | 8.5888 | 34.7778
flex | geo_advanced_100 | battery_10 | h06 (Fall 6am-1pm) | 11.1959 | 68.9038
flex | geo_advanced_100 | battery_10 | h07 (Fall 1pm-5pm) | 11.3142 | 74.006
flex | geo_advanced_100 | battery_10 | h08 (Fall 5pm-10pm) | 15.3314 | 85.3222
flex | geo_advanced_100 | battery_10 | h09 (Winter 10pm-6am) | 12.9175 | 40.2708
flex | geo_advanced_100 | battery_10 | h10 (Winter 6am-1pm) | 16.652 | 76.8943
flex | geo_advanced_100 | battery_10 | h11 (Winter 1pm-5pm) | 13.617 | 74.8791
flex | geo_advanced_100 | battery_10 | h12 (Winter 5pm-10pm) | 22.1262 | 89.9225
flex | geo_advanced_100 | battery_10 | h13 (Spring 10pm-6am) | 9.889 | 40.5338
flex | geo_advanced_100 | battery_10 | h14 (Spring 6am-1pm) | 15.2982 | 72.1955
flex | geo_advanced_100 | battery_10 | h15 (Spring 1pm-5pm) | 11.5279 | 74.1679
flex | geo_advanced_100 | battery_10 | h16 (Spring 5pm-10pm) | 12.3009 | 87.1382
flex | geo_advanced_100 | battery_10 | h17 (Summer Peak) | 8.5051 | 71.9088
flex | geo_advanced_100 | pumped-hydro | h01 (Summer 10pm-6am) | 4.6958 | 33.3521
flex | geo_advanced_100 | pumped-hydro | h02 (Summer 6am-1pm) | 8.4514 | 63.5984
flex | geo_advanced_100 | pumped-hydro | h03 (Summer 1pm-5pm) | 3.232 | 69.7609
flex | geo_advanced_100 | pumped-hydro | h04 (Summer 5pm-10pm) | 8.187 | 81.4477
flex | geo_advanced_100 | pumped-hydro | h05 (Fall 10pm-6am) | 3.5042 | 34.7778
flex | geo_advanced_100 | pumped-hydro | h06 (Fall 6am-1pm) | 6.9732 | 68.9038
flex | geo_advanced_100 | pumped-hydro | h07 (Fall 1pm-5pm) | 10.826 | 74.006
flex | geo_advanced_100 | pumped-hydro | h08 (Fall 5pm-10pm) | 12.2782 | 85.3222
flex | geo_advanced_100 | pumped-hydro | h09 (Winter 10pm-6am) | 3.0925 | 40.2708
flex | geo_advanced_100 | pumped-hydro | h10 (Winter 6am-1pm) | 6.6489 | 76.8943
flex | geo_advanced_100 | pumped-hydro | h11 (Winter 1pm-5pm) | 10.039 | 74.8791
flex | geo_advanced_100 | pumped-hydro | h12 (Winter 5pm-10pm) | 12.3567 | 89.9225
flex | geo_advanced_100 | pumped-hydro | h13 (Spring 10pm-6am) | 6.2285 | 40.5338
flex | geo_advanced_100 | pumped-hydro | h14 (Spring 6am-1pm) | 10.7329 | 72.1955
flex | geo_advanced_100 | pumped-hydro | h15 (Spring 1pm-5pm) | 8.0346 | 74.1679
flex | geo_advanced_100 | pumped-hydro | h16 (Spring 5pm-10pm) | 14.7023 | 87.1382
flex | geo_advanced_100 | pumped-hydro | h17 (Summer Peak) | 5.821 | 71.9088
reg | geo_advanced_100 | nuclear | h01 (Summer 10pm-6am) | 0 | 7.1215
reg | geo_advanced_100 | nuclear | h02 (Summer 6am-1pm) | 0 | 12.5256
reg | geo_advanced_100 | nuclear | h03 (Summer 1pm-5pm) | 0 | 14.5005
reg | geo_advanced_100 | nuclear | h04 (Summer 5pm-10pm) | 0 | 13.5692
reg | geo_advanced_100 | nuclear | h05 (Fall 10pm-6am) | 0 | 6.6781
reg | geo_advanced_100 | nuclear | h06 (Fall 6am-1pm) | 0 | 11.3798
reg | geo_advanced_100 | nuclear | h07 (Fall 1pm-5pm) | 0 | 12.8374
reg | geo_advanced_100 | nuclear | h08 (Fall 5pm-10pm) | 0 | 12.3984
reg | geo_advanced_100 | nuclear | h09 (Winter 10pm-6am) | 0 | 7.7398
reg | geo_advanced_100 | nuclear | h10 (Winter 6am-1pm) | 0 | 11.6734
reg | geo_advanced_100 | nuclear | h11 (Winter 1pm-5pm) | 0 | 12.4239
reg | geo_advanced_100 | nuclear | h12 (Winter 5pm-10pm) | 0 | 12.8108
reg | geo_advanced_100 | nuclear | h13 (Spring 10pm-6am) | 0 | 7.965
reg | geo_advanced_100 | nuclear | h14 (Spring 6am-1pm) | 0.16979 | 11.3523
reg | geo_advanced_100 | nuclear | h15 (Spring 1pm-5pm) | 0 | 14.5947
reg | geo_advanced_100 | nuclear | h16 (Spring 5pm-10pm) | 0 | 12.9176
reg | geo_advanced_100 | nuclear | h17 (Summer Peak) | 0 | 16.3515
reg | geo_advanced_100 | coal | h01 (Summer 10pm-6am) | 0 | 7.1215
reg | geo_advanced_100 | coal | h02 (Summer 6am-1pm) | 0 | 12.5256
reg | geo_advanced_100 | coal | h03 (Summer 1pm-5pm) | 0 | 14.5005
reg | geo_advanced_100 | coal | h04 (Summer 5pm-10pm) | 0 | 13.5692
reg | geo_advanced_100 | coal | h05 (Fall 10pm-6am) | 0 | 6.6781
reg | geo_advanced_100 | coal | h06 (Fall 6am-1pm) | 0 | 11.3798
reg | geo_advanced_100 | coal | h07 (Fall 1pm-5pm) | 0 | 12.8374
reg | geo_advanced_100 | coal | h08 (Fall 5pm-10pm) | 0 | 12.3984
reg | geo_advanced_100 | coal | h09 (Winter 10pm-6am) | 0 | 7.7398
reg | geo_advanced_100 | coal | h10 (Winter 6am-1pm) | 0 | 11.6734
reg | geo_advanced_100 | coal | h11 (Winter 1pm-5pm) | 0 | 12.4239
reg | geo_advanced_100 | coal | h12 (Winter 5pm-10pm) | 0 | 12.8108
reg | geo_advanced_100 | coal | h13 (Spring 10pm-6am) | 0 | 7.965
reg | geo_advanced_100 | coal | h14 (Spring 6am-1pm) | 0 | 11.3523
reg | geo_advanced_100 | coal | h15 (Spring 1pm-5pm) | 0 | 14.5947
reg | geo_advanced_100 | coal | h16 (Spring 5pm-10pm) | 0 | 12.9176
reg | geo_advanced_100 | coal | h17 (Summer Peak) | 0 | 16.3515
reg | geo_advanced_100 | gas-cc | h01 (Summer 10pm-6am) | 0 | 7.1215
reg | geo_advanced_100 | gas-cc | h02 (Summer 6am-1pm) | 0 | 12.5256
reg | geo_advanced_100 | gas-cc | h03 (Summer 1pm-5pm) | 0 | 14.5005
reg | geo_advanced_100 | gas-cc | h04 (Summer 5pm-10pm) | 0 | 13.5692
reg | geo_advanced_100 | gas-cc | h05 (Fall 10pm-6am) | 0 | 6.6781
reg | geo_advanced_100 | gas-cc | h06 (Fall 6am-1pm) | 0 | 11.3798
reg | geo_advanced_100 | gas-cc | h07 (Fall 1pm-5pm) | 0 | 12.8374
reg | geo_advanced_100 | gas-cc | h08 (Fall 5pm-10pm) | 0 | 12.3984
reg | geo_advanced_100 | gas-cc | h09 (Winter 10pm-6am) | 0 | 7.7398
reg | geo_advanced_100 | gas-cc | h10 (Winter 6am-1pm) | 0 | 11.6734
reg | geo_advanced_100 | gas-cc | h11 (Winter 1pm-5pm) | 0 | 12.4239
reg | geo_advanced_100 | gas-cc | h12 (Winter 5pm-10pm) | 0 | 12.8108
reg | geo_advanced_100 | gas-cc | h13 (Spring 10pm-6am) | 0 | 7.965
reg | geo_advanced_100 | gas-cc | h14 (Spring 6am-1pm) | 0 | 11.3523
reg | geo_advanced_100 | gas-cc | h15 (Spring 1pm-5pm) | 0 | 14.5947
reg | geo_advanced_100 | gas-cc | h16 (Spring 5pm-10pm) | 0 | 12.9176
reg | geo_advanced_100 | gas-cc | h17 (Summer Peak) | 0 | 16.3515
reg | geo_advanced_100 | gas-cc-ccs_mod_upgrade | h01 (Summer 10pm-6am) | 0 | 7.1215
reg | geo_advanced_100 | gas-cc-ccs_mod_upgrade | h02 (Summer 6am-1pm) | 0 | 12.5256
reg | geo_advanced_100 | gas-cc-ccs_mod_upgrade | h03 (Summer 1pm-5pm) | 0 | 14.5005
reg | geo_advanced_100 | gas-cc-ccs_mod_upgrade | h04 (Summer 5pm-10pm) | 0 | 13.5692
reg | geo_advanced_100 | gas-cc-ccs_mod_upgrade | h05 (Fall 10pm-6am) | 0 | 6.6781
reg | geo_advanced_100 | gas-cc-ccs_mod_upgrade | h06 (Fall 6am-1pm) | 0 | 11.3798
reg | geo_advanced_100 | gas-cc-ccs_mod_upgrade | h07 (Fall 1pm-5pm) | 0 | 12.8374
reg | geo_advanced_100 | gas-cc-ccs_mod_upgrade | h08 (Fall 5pm-10pm) | 0 | 12.3984
reg | geo_advanced_100 | gas-cc-ccs_mod_upgrade | h09 (Winter 10pm-6am) | 0 | 7.7398
reg | geo_advanced_100 | gas-cc-ccs_mod_upgrade | h10 (Winter 6am-1pm) | 0 | 11.6734
reg | geo_advanced_100 | gas-cc-ccs_mod_upgrade | h11 (Winter 1pm-5pm) | 0 | 12.4239
reg | geo_advanced_100 | gas-cc-ccs_mod_upgrade | h12 (Winter 5pm-10pm) | 0 | 12.8108
reg | geo_advanced_100 | gas-cc-ccs_mod_upgrade | h13 (Spring 10pm-6am) | 0 | 7.965
reg | geo_advanced_100 | gas-cc-ccs_mod_upgrade | h14 (Spring 6am-1pm) | 0 | 11.3523
reg | geo_advanced_100 | gas-cc-ccs_mod_upgrade | h15 (Spring 1pm-5pm) | 0 | 14.5947
reg | geo_advanced_100 | gas-cc-ccs_mod_upgrade | h16 (Spring 5pm-10pm) | 0 | 12.9176
reg | geo_advanced_100 | gas-cc-ccs_mod_upgrade | h17 (Summer Peak) | 0 | 16.3515
reg | geo_advanced_100 | gas-ct | h01 (Summer 10pm-6am) | 0 | 7.1215
reg | geo_advanced_100 | gas-ct | h02 (Summer 6am-1pm) | 0 | 12.5256
reg | geo_advanced_100 | gas-ct | h03 (Summer 1pm-5pm) | 0 | 14.5005
reg | geo_advanced_100 | gas-ct | h04 (Summer 5pm-10pm) | 0 | 13.5692
reg | geo_advanced_100 | gas-ct | h05 (Fall 10pm-6am) | 0 | 6.6781
reg | geo_advanced_100 | gas-ct | h06 (Fall 6am-1pm) | 0 | 11.3798
reg | geo_advanced_100 | gas-ct | h07 (Fall 1pm-5pm) | 0 | 12.8374
reg | geo_advanced_100 | gas-ct | h08 (Fall 5pm-10pm) | 0 | 12.3984
reg | geo_advanced_100 | gas-ct | h09 (Winter 10pm-6am) | 0 | 7.7398
reg | geo_advanced_100 | gas-ct | h10 (Winter 6am-1pm) | 0 | 11.6734
reg | geo_advanced_100 | gas-ct | h11 (Winter 1pm-5pm) | 0 | 12.4239
reg | geo_advanced_100 | gas-ct | h12 (Winter 5pm-10pm) | 0 | 12.8108
reg | geo_advanced_100 | gas-ct | h13 (Spring 10pm-6am) | 0 | 7.965
reg | geo_advanced_100 | gas-ct | h14 (Spring 6am-1pm) | 0 | 11.3523
reg | geo_advanced_100 | gas-ct | h15 (Spring 1pm-5pm) | 0 | 14.5947
reg | geo_advanced_100 | gas-ct | h16 (Spring 5pm-10pm) | 0 | 12.9176
reg | geo_advanced_100 | gas-ct | h17 (Summer Peak) | 0 | 16.3515
reg | geo_advanced_100 | o-g-s | h01 (Summer 10pm-6am) | 0 | 7.1215
reg | geo_advanced_100 | o-g-s | h02 (Summer 6am-1pm) | 0 | 12.5256
reg | geo_advanced_100 | o-g-s | h03 (Summer 1pm-5pm) | 0 | 14.5005
reg | geo_advanced_100 | o-g-s | h04 (Summer 5pm-10pm) | 0 | 13.5692
reg | geo_advanced_100 | o-g-s | h05 (Fall 10pm-6am) | 0 | 6.6781
reg | geo_advanced_100 | o-g-s | h06 (Fall 6am-1pm) | 0 | 11.3798
reg | geo_advanced_100 | o-g-s | h07 (Fall 1pm-5pm) | 0 | 12.8374
reg | geo_advanced_100 | o-g-s | h08 (Fall 5pm-10pm) | 0 | 12.3984
reg | geo_advanced_100 | o-g-s | h09 (Winter 10pm-6am) | 0 | 7.7398
reg | geo_advanced_100 | o-g-s | h10 (Winter 6am-1pm) | 0 | 11.6734
reg | geo_advanced_100 | o-g-s | h11 (Winter 1pm-5pm) | 0 | 12.4239
reg | geo_advanced_100 | o-g-s | h12 (Winter 5pm-10pm) | 0 | 12.8108
reg | geo_advanced_100 | o-g-s | h13 (Spring 10pm-6am) | 0 | 7.965
reg | geo_advanced_100 | o-g-s | h14 (Spring 6am-1pm) | 0 | 11.3523
reg | geo_advanced_100 | o-g-s | h15 (Spring 1pm-5pm) | 0 | 14.5947
reg | geo_advanced_100 | o-g-s | h16 (Spring 5pm-10pm) | 0 | 12.9176
reg | geo_advanced_100 | o-g-s | h17 (Summer Peak) | 0 | 16.3515
reg | geo_advanced_100 | hydro | h01 (Summer 10pm-6am) | 0 | 7.1215
reg | geo_advanced_100 | hydro | h02 (Summer 6am-1pm) | 0 | 12.5256
reg | geo_advanced_100 | hydro | h03 (Summer 1pm-5pm) | 0 | 14.5005
reg | geo_advanced_100 | hydro | h04 (Summer 5pm-10pm) | 0 | 13.5692
reg | geo_advanced_100 | hydro | h05 (Fall 10pm-6am) | 0 | 6.6781
reg | geo_advanced_100 | hydro | h06 (Fall 6am-1pm) | 0 | 11.3798
reg | geo_advanced_100 | hydro | h07 (Fall 1pm-5pm) | 0.00083534 | 12.8374
reg | geo_advanced_100 | hydro | h08 (Fall 5pm-10pm) | 0 | 12.3984
reg | geo_advanced_100 | hydro | h09 (Winter 10pm-6am) | 0 | 7.7398
reg | geo_advanced_100 | hydro | h10 (Winter 6am-1pm) | 0 | 11.6734
reg | geo_advanced_100 | hydro | h11 (Winter 1pm-5pm) | 0 | 12.4239
reg | geo_advanced_100 | hydro | h12 (Winter 5pm-10pm) | 0.013739 | 12.8108
reg | geo_advanced_100 | hydro | h13 (Spring 10pm-6am) | 0 | 7.965
reg | geo_advanced_100 | hydro | h14 (Spring 6am-1pm) | 0 | 11.3523
reg | geo_advanced_100 | hydro | h15 (Spring 1pm-5pm) | 0 | 14.5947
reg | geo_advanced_100 | hydro | h16 (Spring 5pm-10pm) | 0 | 12.9176
reg | geo_advanced_100 | hydro | h17 (Summer Peak) | 0 | 16.3515
reg | geo_advanced_100 | geothermal | h01 (Summer 10pm-6am) | 0 | 7.1215
reg | geo_advanced_100 | geothermal | h02 (Summer 6am-1pm) | 0 | 12.5256
reg | geo_advanced_100 | geothermal | h03 (Summer 1pm-5pm) | 0 | 14.5005
reg | geo_advanced_100 | geothermal | h04 (Summer 5pm-10pm) | 0 | 13.5692
reg | geo_advanced_100 | geothermal | h05 (Fall 10pm-6am) | 0 | 6.6781
reg | geo_advanced_100 | geothermal | h06 (Fall 6am-1pm) | 0 | 11.3798
reg | geo_advanced_100 | geothermal | h07 (Fall 1pm-5pm) | 0 | 12.8374
reg | geo_advanced_100 | geothermal | h08 (Fall 5pm-10pm) | 0.013285 | 12.3984
reg | geo_advanced_100 | geothermal | h09 (Winter 10pm-6am) | 0 | 7.7398
reg | geo_advanced_100 | geothermal | h10 (Winter 6am-1pm) | 0 | 11.6734
reg | geo_advanced_100 | geothermal | h11 (Winter 1pm-5pm) | 0 | 12.4239
reg | geo_advanced_100 | geothermal | h12 (Winter 5pm-10pm) | 0 | 12.8108
reg | geo_advanced_100 | geothermal | h13 (Spring 10pm-6am) | 0 | 7.965
reg | geo_advanced_100 | geothermal | h14 (Spring 6am-1pm) | 0 | 11.3523
reg | geo_advanced_100 | geothermal | h15 (Spring 1pm-5pm) | 0 | 14.5947
reg | geo_advanced_100 | geothermal | h16 (Spring 5pm-10pm) | 0 | 12.9176
reg | geo_advanced_100 | geothermal | h17 (Summer Peak) | 0.036018 | 16.3515
reg | geo_advanced_100 | biopower | h01 (Summer 10pm-6am) | 0 | 7.1215
reg | geo_advanced_100 | biopower | h02 (Summer 6am-1pm) | 0.084553 | 12.5256
reg | geo_advanced_100 | biopower | h03 (Summer 1pm-5pm) | 0.094692 | 14.5005
reg | geo_advanced_100 | biopower | h04 (Summer 5pm-10pm) | 0 | 13.5692
reg | geo_advanced_100 | biopower | h05 (Fall 10pm-6am) | 0 | 6.6781
reg | geo_advanced_100 | biopower | h06 (Fall 6am-1pm) | 0 | 11.3798
reg | geo_advanced_100 | biopower | h07 (Fall 1pm-5pm) | 0 | 12.8374
reg | geo_advanced_100 | biopower | h08 (Fall 5pm-10pm) | 0.0081696 | 12.3984
reg | geo_advanced_100 | biopower | h09 (Winter 10pm-6am) | 0 | 7.7398
reg | geo_advanced_100 | biopower | h10 (Winter 6am-1pm) | 0 | 11.6734
reg | geo_advanced_100 | biopower | h11 (Winter 1pm-5pm) | 0 | 12.4239
reg | geo_advanced_100 | biopower | h12 (Winter 5pm-10pm) | 0 | 12.8108
reg | geo_advanced_100 | biopower | h13 (Spring 10pm-6am) | 0 | 7.965
reg | geo_advanced_100 | biopower | h14 (Spring 6am-1pm) | 0 | 11.3523
reg | geo_advanced_100 | biopower | h15 (Spring 1pm-5pm) | 0 | 14.5947
reg | geo_advanced_100 | biopower | h16 (Spring 5pm-10pm) | 0 | 12.9176
reg | geo_advanced_100 | biopower | h17 (Summer Peak) | 0.10635 | 16.3515
reg | geo_advanced_100 | lfill-gas | h01 (Summer 10pm-6am) | 0 | 7.1215
reg | geo_advanced_100 | lfill-gas | h02 (Summer 6am-1pm) | 0.00341 | 12.5256
reg | geo_advanced_100 | lfill-gas | h03 (Summer 1pm-5pm) | 0 | 14.5005
reg | geo_advanced_100 | lfill-gas | h04 (Summer 5pm-10pm) | 0 | 13.5692
reg | geo_advanced_100 | lfill-gas | h05 (Fall 10pm-6am) | 0 | 6.6781
reg | geo_advanced_100 | lfill-gas | h06 (Fall 6am-1pm) | 0.0028637 | 11.3798
reg | geo_advanced_100 | lfill-gas | h07 (Fall 1pm-5pm) | 0.00020528 | 12.8374
reg | geo_advanced_100 | lfill-gas | h08 (Fall 5pm-10pm) | 0 | 12.3984
reg | geo_advanced_100 | lfill-gas | h09 (Winter 10pm-6am) | 0 | 7.7398
reg | geo_advanced_100 | lfill-gas | h10 (Winter 6am-1pm) | 0.0033875 | 11.6734
reg | geo_advanced_100 | lfill-gas | h11 (Winter 1pm-5pm) | 0 | 12.4239
reg | geo_advanced_100 | lfill-gas | h12 (Winter 5pm-10pm) | 0 | 12.8108
reg | geo_advanced_100 | lfill-gas | h13 (Spring 10pm-6am) | 0 | 7.965
reg | geo_advanced_100 | lfill-gas | h14 (Spring 6am-1pm) | 0.0093146 | 11.3523
reg | geo_advanced_100 | lfill-gas | h15 (Spring 1pm-5pm) | 0 | 14.5947
reg | geo_advanced_100 | lfill-gas | h16 (Spring 5pm-10pm) | 0 | 12.9176
reg | geo_advanced_100 | lfill-gas | h17 (Summer Peak) | 0 | 16.3515
reg | geo_advanced_100 | csp | h01 (Summer 10pm-6am) | 0 | 7.1215
reg | geo_advanced_100 | csp | h02 (Summer 6am-1pm) | 0 | 12.5256
reg | geo_advanced_100 | csp | h03 (Summer 1pm-5pm) | 0 | 14.5005
reg | geo_advanced_100 | csp | h04 (Summer 5pm-10pm) | 0 | 13.5692
reg | geo_advanced_100 | csp | h05 (Fall 10pm-6am) | 0 | 6.6781
reg | geo_advanced_100 | csp | h06 (Fall 6am-1pm) | 0 | 11.3798
reg | geo_advanced_100 | csp | h07 (Fall 1pm-5pm) | 0 | 12.8374
reg | geo_advanced_100 | csp | h08 (Fall 5pm-10pm) | 0.13167 | 12.3984
reg | geo_advanced_100 | csp | h09 (Winter 10pm-6am) | 0 | 7.7398
reg | geo_advanced_100 | csp | h10 (Winter 6am-1pm) | 0 | 11.6734
reg | geo_advanced_100 | csp | h11 (Winter 1pm-5pm) | 0 | 12.4239
reg | geo_advanced_100 | csp | h12 (Winter 5pm-10pm) | 0.078265 | 12.8108
reg | geo_advanced_100 | csp | h13 (Spring 10pm-6am) | 0 | 7.965
reg | geo_advanced_100 | csp | h14 (Spring 6am-1pm) | 0 | 11.3523
reg | geo_advanced_100 | csp | h15 (Spring 1pm-5pm) | 0 | 14.5947
reg | geo_advanced_100 | csp | h16 (Spring 5pm-10pm) | 0 | 12.9176
reg | geo_advanced_100 | csp | h17 (Summer Peak) | 0 | 16.3515
reg | geo_advanced_100 | pvb | h01 (Summer 10pm-6am) | 0.1551 | 7.1215
reg | geo_advanced_100 | pvb | h02 (Summer 6am-1pm) | 0.3142 | 12.5256
reg | geo_advanced_100 | pvb | h03 (Summer 1pm-5pm) | 1.0202 | 14.5005
reg | geo_advanced_100 | pvb | h04 (Summer 5pm-10pm) | 0.21485 | 13.5692
reg | geo_advanced_100 | pvb | h05 (Fall 10pm-6am) | 0 | 6.6781
reg | geo_advanced_100 | pvb | h06 (Fall 6am-1pm) | 0.046721 | 11.3798
reg | geo_advanced_100 | pvb | h07 (Fall 1pm-5pm) | 0.49266 | 12.8374
reg | geo_advanced_100 | pvb | h08 (Fall 5pm-10pm) | 0.076283 | 12.3984
reg | geo_advanced_100 | pvb | h09 (Winter 10pm-6am) | 0.0019741 | 7.7398
reg | geo_advanced_100 | pvb | h10 (Winter 6am-1pm) | 0.31988 | 11.6734
reg | geo_advanced_100 | pvb | h11 (Winter 1pm-5pm) | 0.36728 | 12.4239
reg | geo_advanced_100 | pvb | h12 (Winter 5pm-10pm) | 0.035496 | 12.8108
reg | geo_advanced_100 | pvb | h13 (Spring 10pm-6am) | 0.15331 | 7.965
reg | geo_advanced_100 | pvb | h14 (Spring 6am-1pm) | 0.35932 | 11.3523
reg | geo_advanced_100 | pvb | h15 (Spring 1pm-5pm) | 0.30026 | 14.5947
reg | geo_advanced_100 | pvb | h16 (Spring 5pm-10pm) | 0.53371 | 12.9176
reg | geo_advanced_100 | pvb | h17 (Summer Peak) | 0.53853 | 16.3515
reg | geo_advanced_100 | battery_2 | h01 (Summer 10pm-6am) | 0.71747 | 7.1215
reg | geo_advanced_100 | battery_2 | h02 (Summer 6am-1pm) | 1.0673 | 12.5256
reg | geo_advanced_100 | battery_2 | h03 (Summer 1pm-5pm) | 1.1658 | 14.5005
reg | geo_advanced_100 | battery_2 | h04 (Summer 5pm-10pm) | 1.3066 | 13.5692
reg | geo_advanced_100 | battery_2 | h05 (Fall 10pm-6am) | 0.084077 | 6.6781
reg | geo_advanced_100 | battery_2 | h06 (Fall 6am-1pm) | 1.2896 | 11.3798
reg | geo_advanced_100 | battery_2 | h07 (Fall 1pm-5pm) | 1.0579 | 12.8374
reg | geo_advanced_100 | battery_2 | h08 (Fall 5pm-10pm) | 2.0433 | 12.3984
reg | geo_advanced_100 | battery_2 | h09 (Winter 10pm-6am) | 0.58158 | 7.7398
reg | geo_advanced_100 | battery_2 | h10 (Winter 6am-1pm) | 1.2213 | 11.6734
reg | geo_advanced_100 | battery_2 | h11 (Winter 1pm-5pm) | 1.9135 | 12.4239
reg | geo_advanced_100 | battery_2 | h12 (Winter 5pm-10pm) | 1.9641 | 12.8108
reg | geo_advanced_100 | battery_2 | h13 (Spring 10pm-6am) | 0.36265 | 7.965
reg | geo_advanced_100 | battery_2 | h14 (Spring 6am-1pm) | 0.72804 | 11.3523
reg | geo_advanced_100 | battery_2 | h15 (Spring 1pm-5pm) | 1.5662 | 14.5947
reg | geo_advanced_100 | battery_2 | h16 (Spring 5pm-10pm) | 1.2842 | 12.9176
reg | geo_advanced_100 | battery_2 | h17 (Summer Peak) | 3.0889 | 16.3515
reg | geo_advanced_100 | battery_4 | h01 (Summer 10pm-6am) | 1.9338 | 7.1215
reg | geo_advanced_100 | battery_4 | h02 (Summer 6am-1pm) | 4.4267 | 12.5256
reg | geo_advanced_100 | battery_4 | h03 (Summer 1pm-5pm) | 5.9901 | 14.5005
reg | geo_advanced_100 | battery_4 | h04 (Summer 5pm-10pm) | 6.1115 | 13.5692
reg | geo_advanced_100 | battery_4 | h05 (Fall 10pm-6am) | 1.1988 | 6.6781
reg | geo_advanced_100 | battery_4 | h06 (Fall 6am-1pm) | 4.8004 | 11.3798
reg | geo_advanced_100 | battery_4 | h07 (Fall 1pm-5pm) | 4.7676 | 12.8374
reg | geo_advanced_100 | battery_4 | h08 (Fall 5pm-10pm) | 5.0751 | 12.3984
reg | geo_advanced_100 | battery_4 | h09 (Winter 10pm-6am) | 0.92071 | 7.7398
reg | geo_advanced_100 | battery_4 | h10 (Winter 6am-1pm) | 4.5698 | 11.6734
reg | geo_advanced_100 | battery_4 | h11 (Winter 1pm-5pm) | 4.9532 | 12.4239
reg | geo_advanced_100 | battery_4 | h12 (Winter 5pm-10pm) | 5.3144 | 12.8108
reg | geo_advanced_100 | battery_4 | h13 (Spring 10pm-6am) | 1.9175 | 7.965
reg | geo_advanced_100 | battery_4 | h14 (Spring 6am-1pm) | 5.1193 | 11.3523
reg | geo_advanced_100 | battery_4 | h15 (Spring 1pm-5pm) | 5.6841 | 14.5947
reg | geo_advanced_100 | battery_4 | h16 (Spring 5pm-10pm) | 4.2235 | 12.9176
reg | geo_advanced_100 | battery_4 | h17 (Summer Peak) | 6.0111 | 16.3515
reg | geo_advanced_100 | battery_6 | h01 (Summer 10pm-6am) | 1.2776 | 7.1215
reg | geo_advanced_100 | battery_6 | h02 (Summer 6am-1pm) | 3.1578 | 12.5256
reg | geo_advanced_100 | battery_6 | h03 (Summer 1pm-5pm) | 1.7587 | 14.5005
reg | geo_advanced_100 | battery_6 | h04 (Summer 5pm-10pm) | 2.9885 | 13.5692
reg | geo_advanced_100 | battery_6 | h05 (Fall 10pm-6am) | 0.783 | 6.6781
reg | geo_advanced_100 | battery_6 | h06 (Fall 6am-1pm) | 1.8528 | 11.3798
reg | geo_advanced_100 | battery_6 | h07 (Fall 1pm-5pm) | 2.6399 | 12.8374
reg | geo_advanced_100 | battery_6 | h08 (Fall 5pm-10pm) | 1.9325 | 12.3984
reg | geo_advanced_100 | battery_6 | h09 (Winter 10pm-6am) | 0.96374 | 7.7398
reg | geo_advanced_100 | battery_6 | h10 (Winter 6am-1pm) | 2.1654 | 11.6734
reg | geo_advanced_100 | battery_6 | h11 (Winter 1pm-5pm) | 1.15 | 12.4239
reg | geo_advanced_100 | battery_6 | h12 (Winter 5pm-10pm) | 1.0701 | 12.8108
reg | geo_advanced_100 | battery_6 | h13 (Spring 10pm-6am) | 1.4996 | 7.965
reg | geo_advanced_100 | battery_6 | h14 (Spring 6am-1pm) | 1.6983 | 11.3523
reg | geo_advanced_100 | battery_6 | h15 (Spring 1pm-5pm) | 3.1337 | 14.5947
reg | geo_advanced_100 | battery_6 | h16 (Spring 5pm-10pm) | 2.429 | 12.9176
reg | geo_advanced_100 | battery_6 | h17 (Summer Peak) | 1.5291 | 16.3515
reg | geo_advanced_100 | battery_8 | h01 (Summer 10pm-6am) | 0.29393 | 7.1215
reg | geo_advanced_100 | battery_8 | h02 (Summer 6am-1pm) | 2.0554 | 12.5256
reg | geo_advanced_100 | battery_8 | h03 (Summer 1pm-5pm) | 1.4369 | 14.5005
reg | geo_advanced_100 | battery_8 | h04 (Summer 5pm-10pm) | 1.381 | 13.5692
reg | geo_advanced_100 | battery_8 | h05 (Fall 10pm-6am) | 0.73437 | 6.6781
reg | geo_advanced_100 | battery_8 | h06 (Fall 6am-1pm) | 2.2796 | 11.3798
reg | geo_advanced_100 | battery_8 | h07 (Fall 1pm-5pm) | 1.5321 | 12.8374
reg | geo_advanced_100 | battery_8 | h08 (Fall 5pm-10pm) | 1.9282 | 12.3984
reg | geo_advanced_100 | battery_8 | h09 (Winter 10pm-6am) | 0.29958 | 7.7398
reg | geo_advanced_100 | battery_8 | h10 (Winter 6am-1pm) | 1.6066 | 11.6734
reg | geo_advanced_100 | battery_8 | h11 (Winter 1pm-5pm) | 1.9227 | 12.4239
reg | geo_advanced_100 | battery_8 | h12 (Winter 5pm-10pm) | 1.2246 | 12.8108
reg | geo_advanced_100 | battery_8 | h13 (Spring 10pm-6am) | 1.6613 | 7.965
reg | geo_advanced_100 | battery_8 | h14 (Spring 6am-1pm) | 1.7484 | 11.3523
reg | geo_advanced_100 | battery_8 | h15 (Spring 1pm-5pm) | 2.3621 | 14.5947
reg | geo_advanced_100 | battery_8 | h16 (Spring 5pm-10pm) | 1.6824 | 12.9176
reg | geo_advanced_100 | battery_8 | h17 (Summer Peak) | 1.2948 | 16.3515
reg | geo_advanced_100 | battery_10 | h01 (Summer 10pm-6am) | 2.7436 | 7.1215
reg | geo_advanced_100 | battery_10 | h02 (Summer 6am-1pm) | 1.4162 | 12.5256
reg | geo_advanced_100 | battery_10 | h03 (Summer 1pm-5pm) | 3.0342 | 14.5005
reg | geo_advanced_100 | battery_10 | h04 (Summer 5pm-10pm) | 1.5667 | 13.5692
reg | geo_advanced_100 | battery_10 | h05 (Fall 10pm-6am) | 3.8778 | 6.6781
reg | geo_advanced_100 | battery_10 | h06 (Fall 6am-1pm) | 1.1078 | 11.3798
reg | geo_advanced_100 | battery_10 | h07 (Fall 1pm-5pm) | 2.3463 | 12.8374
reg | geo_advanced_100 | battery_10 | h08 (Fall 5pm-10pm) | 1.1899 | 12.3984
reg | geo_advanced_100 | battery_10 | h09 (Winter 10pm-6am) | 4.9722 | 7.7398
reg | geo_advanced_100 | battery_10 | h10 (Winter 6am-1pm) | 1.7871 | 11.6734
reg | geo_advanced_100 | battery_10 | h11 (Winter 1pm-5pm) | 2.1173 | 12.4239
reg | geo_advanced_100 | battery_10 | h12 (Winter 5pm-10pm) | 3.1102 | 12.8108
reg | geo_advanced_100 | battery_10 | h13 (Spring 10pm-6am) | 2.3706 | 7.965
reg | geo_advanced_100 | battery_10 | h14 (Spring 6am-1pm) | 1.5198 | 11.3523
reg | geo_advanced_100 | battery_10 | h15 (Spring 1pm-5pm) | 1.5484 | 14.5947
reg | geo_advanced_100 | battery_10 | h16 (Spring 5pm-10pm) | 2.7648 | 12.9176
reg | geo_advanced_100 | battery_10 | h17 (Summer Peak) | 3.7415 | 16.3515
reg | geo_advanced_100 | pumped-hydro | h01 (Summer 10pm-6am) | 0 | 7.1215
reg | geo_advanced_100 | pumped-hydro | h02 (Summer 6am-1pm) | 0 | 12.5256
reg | geo_advanced_100 | pumped-hydro | h03 (Summer 1pm-5pm) | 0 | 14.5005
reg | geo_advanced_100 | pumped-hydro | h04 (Summer 5pm-10pm) | 0 | 13.5692
reg | geo_advanced_100 | pumped-hydro | h05 (Fall 10pm-6am) | 0 | 6.6781
reg | geo_advanced_100 | pumped-hydro | h06 (Fall 6am-1pm) | 0 | 11.3798
reg | geo_advanced_100 | pumped-hydro | h07 (Fall 1pm-5pm) | 0 | 12.8374
reg | geo_advanced_100 | pumped-hydro | h08 (Fall 5pm-10pm) | 0 | 12.3984
reg | geo_advanced_100 | pumped-hydro | h09 (Winter 10pm-6am) | 0 | 7.7398
reg | geo_advanced_100 | pumped-hydro | h10 (Winter 6am-1pm) | 0 | 11.6734
reg | geo_advanced_100 | pumped-hydro | h11 (Winter 1pm-5pm) | 0 | 12.4239
reg | geo_advanced_100 | pumped-hydro | h12 (Winter 5pm-10pm) | 0 | 12.8108
reg | geo_advanced_100 | pumped-hydro | h13 (Spring 10pm-6am) | 0 | 7.965
reg | geo_advanced_100 | pumped-hydro | h14 (Spring 6am-1pm) | 0 | 11.3523
reg | geo_advanced_100 | pumped-hydro | h15 (Spring 1pm-5pm) | 0 | 14.5947
reg | geo_advanced_100 | pumped-hydro | h16 (Spring 5pm-10pm) | 0 | 12.9176
reg | geo_advanced_100 | pumped-hydro | h17 (Summer Peak) | 0.0052279 | 16.3515
spin | geo_advanced_100 | nuclear | h01 (Summer 10pm-6am) | 8.5987 | 25.91
spin | geo_advanced_100 | nuclear | h02 (Summer 6am-1pm) | 7.6898 | 32.3132
spin | geo_advanced_100 | nuclear | h03 (Summer 1pm-5pm) | 9.7908 | 41.7053
spin | geo_advanced_100 | nuclear | h04 (Summer 5pm-10pm) | 4.8484 | 25.379
spin | geo_advanced_100 | nuclear | h05 (Fall 10pm-6am) | 5.1215 | 21.0362
spin | geo_advanced_100 | nuclear | h06 (Fall 6am-1pm) | 2.9569 | 24.0712
spin | geo_advanced_100 | nuclear | h07 (Fall 1pm-5pm) | 2.8137 | 25.6582
spin | geo_advanced_100 | nuclear | h08 (Fall 5pm-10pm) | 4.9564 | 23.6425
spin | geo_advanced_100 | nuclear | h09 (Winter 10pm-6am) | 0.8828 | 19.2988
spin | geo_advanced_100 | nuclear | h10 (Winter 6am-1pm) | 1.22 | 24.2281
spin | geo_advanced_100 | nuclear | h11 (Winter 1pm-5pm) | 0.91383 | 26.3653
spin | geo_advanced_100 | nuclear | h12 (Winter 5pm-10pm) | 0.1153 | 27.2491
spin | geo_advanced_100 | nuclear | h13 (Spring 10pm-6am) | 0.32676 | 20.8367
spin | geo_advanced_100 | nuclear | h14 (Spring 6am-1pm) | 1.064 | 24.9952
spin | geo_advanced_100 | nuclear | h15 (Spring 1pm-5pm) | 0.75573 | 28.1212
spin | geo_advanced_100 | nuclear | h16 (Spring 5pm-10pm) | 0.69125 | 23.3471
spin | geo_advanced_100 | nuclear | h17 (Summer Peak) | 7.8967 | 42.1268
spin | geo_advanced_100 | coal | h01 (Summer 10pm-6am) | 0 | 25.91
spin | geo_advanced_100 | coal | h02 (Summer 6am-1pm) | 0 | 32.3132
spin | geo_advanced_100 | coal | h03 (Summer 1pm-5pm) | 0 | 41.7053
spin | geo_advanced_100 | coal | h04 (Summer 5pm-10pm) | 0 | 25.379
spin | geo_advanced_100 | coal | h05 (Fall 10pm-6am) | 0 | 21.0362
spin | geo_advanced_100 | coal | h06 (Fall 6am-1pm) | 0 | 24.0712
spin | geo_advanced_100 | coal | h07 (Fall 1pm-5pm) | 0 | 25.6582
spin | geo_advanced_100 | coal | h08 (Fall 5pm-10pm) | 0 | 23.6425
spin | geo_advanced_100 | coal | h09 (Winter 10pm-6am) | 0 | 19.2988
spin | geo_advanced_100 | coal | h10 (Winter 6am-1pm) | 0 | 24.2281
spin | geo_advanced_100 | coal | h11 (Winter 1pm-5pm) | 0 | 26.3653
spin | geo_advanced_100 | coal | h12 (Winter 5pm-10pm) | 0 | 27.2491
spin | geo_advanced_100 | coal | h13 (Spring 10pm-6am) | 0 | 20.8367
spin | geo_advanced_100 | coal | h14 (Spring 6am-1pm) | 0 | 24.9952
spin | geo_advanced_100 | coal | h15 (Spring 1pm-5pm) | 0 | 28.1212
spin | geo_advanced_100 | coal | h16 (Spring 5pm-10pm) | 0 | 23.3471
spin | geo_advanced_100 | coal | h17 (Summer Peak) | 0 | 42.1268
spin | geo_advanced_100 | gas-cc | h01 (Summer 10pm-6am) | 0 | 25.91
spin | geo_advanced_100 | gas-cc | h02 (Summer 6am-1pm) | 0 | 32.3132
spin | geo_advanced_100 | gas-cc | h03 (Summer 1pm-5pm) | 0 | 41.7053
spin | geo_advanced_100 | gas-cc | h04 (Summer 5pm-10pm) | 0 | 25.379
spin | geo_advanced_100 | gas-cc | h05 (Fall 10pm-6am) | 0 | 21.0362
spin | geo_advanced_100 | gas-cc | h06 (Fall 6am-1pm) | 0 | 24.0712
spin | geo_advanced_100 | gas-cc | h07 (Fall 1pm-5pm) | 0 | 25.6582
spin | geo_advanced_100 | gas-cc | h08 (Fall 5pm-10pm) | 0 | 23.6425
spin | geo_advanced_100 | gas-cc | h09 (Winter 10pm-6am) | 0 | 19.2988
spin | geo_advanced_100 | gas-cc | h10 (Winter 6am-1pm) | 0 | 24.2281
spin | geo_advanced_100 | gas-cc | h11 (Winter 1pm-5pm) | 0 | 26.3653
spin | geo_advanced_100 | gas-cc | h12 (Winter 5pm-10pm) | 0 | 27.2491
spin | geo_advanced_100 | gas-cc | h13 (Spring 10pm-6am) | 0 | 20.8367
spin | geo_advanced_100 | gas-cc | h14 (Spring 6am-1pm) | 0 | 24.9952
spin | geo_advanced_100 | gas-cc | h15 (Spring 1pm-5pm) | 0 | 28.1212
spin | geo_advanced_100 | gas-cc | h16 (Spring 5pm-10pm) | 0 | 23.3471
spin | geo_advanced_100 | gas-cc | h17 (Summer Peak) | 0 | 42.1268
spin | geo_advanced_100 | gas-cc-ccs_mod_upgrade | h01 (Summer 10pm-6am) | 0 | 25.91
spin | geo_advanced_100 | gas-cc-ccs_mod_upgrade | h02 (Summer 6am-1pm) | 0 | 32.3132
spin | geo_advanced_100 | gas-cc-ccs_mod_upgrade | h03 (Summer 1pm-5pm) | 0 | 41.7053
spin | geo_advanced_100 | gas-cc-ccs_mod_upgrade | h04 (Summer 5pm-10pm) | 0 | 25.379
spin | geo_advanced_100 | gas-cc-ccs_mod_upgrade | h05 (Fall 10pm-6am) | 0 | 21.0362
spin | geo_advanced_100 | gas-cc-ccs_mod_upgrade | h06 (Fall 6am-1pm) | 0 | 24.0712
spin | geo_advanced_100 | gas-cc-ccs_mod_upgrade | h07 (Fall 1pm-5pm) | 0 | 25.6582
spin | geo_advanced_100 | gas-cc-ccs_mod_upgrade | h08 (Fall 5pm-10pm) | 0 | 23.6425
spin | geo_advanced_100 | gas-cc-ccs_mod_upgrade | h09 (Winter 10pm-6am) | 0 | 19.2988
spin | geo_advanced_100 | gas-cc-ccs_mod_upgrade | h10 (Winter 6am-1pm) | 0 | 24.2281
spin | geo_advanced_100 | gas-cc-ccs_mod_upgrade | h11 (Winter 1pm-5pm) | 0 | 26.3653
spin | geo_advanced_100 | gas-cc-ccs_mod_upgrade | h12 (Winter 5pm-10pm) | 0 | 27.2491
spin | geo_advanced_100 | gas-cc-ccs_mod_upgrade | h13 (Spring 10pm-6am) | 0 | 20.8367
spin | geo_advanced_100 | gas-cc-ccs_mod_upgrade | h14 (Spring 6am-1pm) | 0 | 24.9952
spin | geo_advanced_100 | gas-cc-ccs_mod_upgrade | h15 (Spring 1pm-5pm) | 0 | 28.1212
spin | geo_advanced_100 | gas-cc-ccs_mod_upgrade | h16 (Spring 5pm-10pm) | 0 | 23.3471
spin | geo_advanced_100 | gas-cc-ccs_mod_upgrade | h17 (Summer Peak) | 0 | 42.1268
spin | geo_advanced_100 | gas-ct | h01 (Summer 10pm-6am) | 0 | 25.91
spin | geo_advanced_100 | gas-ct | h02 (Summer 6am-1pm) | 0 | 32.3132
spin | geo_advanced_100 | gas-ct | h03 (Summer 1pm-5pm) | 0 | 41.7053
spin | geo_advanced_100 | gas-ct | h04 (Summer 5pm-10pm) | 0 | 25.379
spin | geo_advanced_100 | gas-ct | h05 (Fall 10pm-6am) | 0 | 21.0362
spin | geo_advanced_100 | gas-ct | h06 (Fall 6am-1pm) | 0 | 24.0712
spin | geo_advanced_100 | gas-ct | h07 (Fall 1pm-5pm) | 0 | 25.6582
spin | geo_advanced_100 | gas-ct | h08 (Fall 5pm-10pm) | 0 | 23.6425
spin | geo_advanced_100 | gas-ct | h09 (Winter 10pm-6am) | 0 | 19.2988
spin | geo_advanced_100 | gas-ct | h10 (Winter 6am-1pm) | 0 | 24.2281
spin | geo_advanced_100 | gas-ct | h11 (Winter 1pm-5pm) | 0 | 26.3653
spin | geo_advanced_100 | gas-ct | h12 (Winter 5pm-10pm) | 0 | 27.2491
spin | geo_advanced_100 | gas-ct | h13 (Spring 10pm-6am) | 0 | 20.8367
spin | geo_advanced_100 | gas-ct | h14 (Spring 6am-1pm) | 0 | 24.9952
spin | geo_advanced_100 | gas-ct | h15 (Spring 1pm-5pm) | 0 | 28.1212
spin | geo_advanced_100 | gas-ct | h16 (Spring 5pm-10pm) | 0 | 23.3471
spin | geo_advanced_100 | gas-ct | h17 (Summer Peak) | 0 | 42.1268
spin | geo_advanced_100 | o-g-s | h01 (Summer 10pm-6am) | 0 | 25.91
spin | geo_advanced_100 | o-g-s | h02 (Summer 6am-1pm) | 0 | 32.3132
spin | geo_advanced_100 | o-g-s | h03 (Summer 1pm-5pm) | 0 | 41.7053
spin | geo_advanced_100 | o-g-s | h04 (Summer 5pm-10pm) | 0 | 25.379
spin | geo_advanced_100 | o-g-s | h05 (Fall 10pm-6am) | 0 | 21.0362
spin | geo_advanced_100 | o-g-s | h06 (Fall 6am-1pm) | 0 | 24.0712
spin | geo_advanced_100 | o-g-s | h07 (Fall 1pm-5pm) | 0 | 25.6582
spin | geo_advanced_100 | o-g-s | h08 (Fall 5pm-10pm) | 0 | 23.6425
spin | geo_advanced_100 | o-g-s | h09 (Winter 10pm-6am) | 0 | 19.2988
spin | geo_advanced_100 | o-g-s | h10 (Winter 6am-1pm) | 0 | 24.2281
spin | geo_advanced_100 | o-g-s | h11 (Winter 1pm-5pm) | 0 | 26.3653
spin | geo_advanced_100 | o-g-s | h12 (Winter 5pm-10pm) | 0 | 27.2491
spin | geo_advanced_100 | o-g-s | h13 (Spring 10pm-6am) | 0 | 20.8367
spin | geo_advanced_100 | o-g-s | h14 (Spring 6am-1pm) | 0 | 24.9952
spin | geo_advanced_100 | o-g-s | h15 (Spring 1pm-5pm) | 0 | 28.1212
spin | geo_advanced_100 | o-g-s | h16 (Spring 5pm-10pm) | 0 | 23.3471
spin | geo_advanced_100 | o-g-s | h17 (Summer Peak) | 0 | 42.1268
spin | geo_advanced_100 | hydro | h01 (Summer 10pm-6am) | 1.4267 | 25.91
spin | geo_advanced_100 | hydro | h02 (Summer 6am-1pm) | 2.8407 | 32.3132
spin | geo_advanced_100 | hydro | h03 (Summer 1pm-5pm) | 0.54717 | 41.7053
spin | geo_advanced_100 | hydro | h04 (Summer 5pm-10pm) | 0.99257 | 25.379
spin | geo_advanced_100 | hydro | h05 (Fall 10pm-6am) | 0.8104 | 21.0362
spin | geo_advanced_100 | hydro | h06 (Fall 6am-1pm) | 2.4767 | 24.0712
spin | geo_advanced_100 | hydro | h07 (Fall 1pm-5pm) | 1.2832 | 25.6582
spin | geo_advanced_100 | hydro | h08 (Fall 5pm-10pm) | 0.3396 | 23.6425
spin | geo_advanced_100 | hydro | h09 (Winter 10pm-6am) | 1.8003 | 19.2988
spin | geo_advanced_100 | hydro | h10 (Winter 6am-1pm) | 1.5903 | 24.2281
spin | geo_advanced_100 | hydro | h11 (Winter 1pm-5pm) | 0.71093 | 26.3653
spin | geo_advanced_100 | hydro | h12 (Winter 5pm-10pm) | 0.51365 | 27.2491
spin | geo_advanced_100 | hydro | h13 (Spring 10pm-6am) | 0.53948 | 20.8367
spin | geo_advanced_100 | hydro | h14 (Spring 6am-1pm) | 0.70055 | 24.9952
spin | geo_advanced_100 | hydro | h15 (Spring 1pm-5pm) | 0.2984 | 28.1212
spin | geo_advanced_100 | hydro | h16 (Spring 5pm-10pm) | 0.208 | 23.3471
spin | geo_advanced_100 | hydro | h17 (Summer Peak) | 0.70199 | 42.1268
spin | geo_advanced_100 | geothermal | h01 (Summer 10pm-6am) | 2.2151 | 25.91
spin | geo_advanced_100 | geothermal | h02 (Summer 6am-1pm) | 4.2942 | 32.3132
spin | geo_advanced_100 | geothermal | h03 (Summer 1pm-5pm) | 4.2395 | 41.7053
spin | geo_advanced_100 | geothermal | h04 (Summer 5pm-10pm) | 3.8677 | 25.379
spin | geo_advanced_100 | geothermal | h05 (Fall 10pm-6am) | 1.9172 | 21.0362
spin | geo_advanced_100 | geothermal | h06 (Fall 6am-1pm) | 4.2185 | 24.0712
spin | geo_advanced_100 | geothermal | h07 (Fall 1pm-5pm) | 3.1998 | 25.6582
spin | geo_advanced_100 | geothermal | h08 (Fall 5pm-10pm) | 1.7496 | 23.6425
spin | geo_advanced_100 | geothermal | h09 (Winter 10pm-6am) | 4.498 | 19.2988
spin | geo_advanced_100 | geothermal | h10 (Winter 6am-1pm) | 3.627 | 24.2281
spin | geo_advanced_100 | geothermal | h11 (Winter 1pm-5pm) | 4.2884 | 26.3653
spin | geo_advanced_100 | geothermal | h12 (Winter 5pm-10pm) | 4.4932 | 27.2491
spin | geo_advanced_100 | geothermal | h13 (Spring 10pm-6am) | 5.9532 | 20.8367
spin | geo_advanced_100 | geothermal | h14 (Spring 6am-1pm) | 7.5101 | 24.9952
spin | geo_advanced_100 | geothermal | h15 (Spring 1pm-5pm) | 4.5249 | 28.1212
spin | geo_advanced_100 | geothermal | h16 (Spring 5pm-10pm) | 5.2205 | 23.3471
spin | geo_advanced_100 | geothermal | h17 (Summer Peak) | 8.1798 | 42.1268
spin | geo_advanced_100 | biopower | h01 (Summer 10pm-6am) | 1.3471 | 25.91
spin | geo_advanced_100 | biopower | h02 (Summer 6am-1pm) | 2.9409 | 32.3132
spin | geo_advanced_100 | biopower | h03 (Summer 1pm-5pm) | 3.3696 | 41.7053
spin | geo_advanced_100 | biopower | h04 (Summer 5pm-10pm) | 3.3966 | 25.379
spin | geo_advanced_100 | biopower | h05 (Fall 10pm-6am) | 0.52851 | 21.0362
spin | geo_advanced_100 | biopower | h06 (Fall 6am-1pm) | 0.41285 | 24.0712
spin | geo_advanced_100 | biopower | h07 (Fall 1pm-5pm) | 0.62239 | 25.6582
spin | geo_advanced_100 | biopower | h08 (Fall 5pm-10pm) | 0.94402 | 23.6425
spin | geo_advanced_100 | biopower | h09 (Winter 10pm-6am) | 0 | 19.2988
spin | geo_advanced_100 | biopower | h10 (Winter 6am-1pm) | 0.72194 | 24.2281
spin | geo_advanced_100 | biopower | h11 (Winter 1pm-5pm) | 0 | 26.3653
spin | geo_advanced_100 | biopower | h12 (Winter 5pm-10pm) | 1.7242 | 27.2491
spin | geo_advanced_100 | biopower | h13 (Spring 10pm-6am) | 0 | 20.8367
spin | geo_advanced_100 | biopower | h14 (Spring 6am-1pm) | 0 | 24.9952
spin | geo_advanced_100 | biopower | h15 (Spring 1pm-5pm) | 0 | 28.1212
spin | geo_advanced_100 | biopower | h16 (Spring 5pm-10pm) | 0 | 23.3471
spin | geo_advanced_100 | biopower | h17 (Summer Peak) | 4.9058 | 42.1268
spin | geo_advanced_100 | lfill-gas | h01 (Summer 10pm-6am) | 0 | 25.91
spin | geo_advanced_100 | lfill-gas | h02 (Summer 6am-1pm) | 0 | 32.3132
spin | geo_advanced_100 | lfill-gas | h03 (Summer 1pm-5pm) | 0.000638 | 41.7053
spin | geo_advanced_100 | lfill-gas | h04 (Summer 5pm-10pm) | 0.00341 | 25.379
spin | geo_advanced_100 | lfill-gas | h05 (Fall 10pm-6am) | 0 | 21.0362
spin | geo_advanced_100 | lfill-gas | h06 (Fall 6am-1pm) | 0 | 24.0712
spin | geo_advanced_100 | lfill-gas | h07 (Fall 1pm-5pm) | 0.00030792 | 25.6582
spin | geo_advanced_100 | lfill-gas | h08 (Fall 5pm-10pm) | 0 | 23.6425
spin | geo_advanced_100 | lfill-gas | h09 (Winter 10pm-6am) | 0 | 19.2988
spin | geo_advanced_100 | lfill-gas | h10 (Winter 6am-1pm) | 0 | 24.2281
spin | geo_advanced_100 | lfill-gas | h11 (Winter 1pm-5pm) | 0 | 26.3653
spin | geo_advanced_100 | lfill-gas | h12 (Winter 5pm-10pm) | 0.0033875 | 27.2491
spin | geo_advanced_100 | lfill-gas | h13 (Spring 10pm-6am) | 0 | 20.8367
spin | geo_advanced_100 | lfill-gas | h14 (Spring 6am-1pm) | 0.0024223 | 24.9952
spin | geo_advanced_100 | lfill-gas | h15 (Spring 1pm-5pm) | 0 | 28.1212
spin | geo_advanced_100 | lfill-gas | h16 (Spring 5pm-10pm) | 0 | 23.3471
spin | geo_advanced_100 | lfill-gas | h17 (Summer Peak) | 0.025712 | 42.1268
spin | geo_advanced_100 | csp | h01 (Summer 10pm-6am) | 0 | 25.91
spin | geo_advanced_100 | csp | h02 (Summer 6am-1pm) | 0 | 32.3132
spin | geo_advanced_100 | csp | h03 (Summer 1pm-5pm) | 0 | 41.7053
spin | geo_advanced_100 | csp | h04 (Summer 5pm-10pm) | 0 | 25.379
spin | geo_advanced_100 | csp | h05 (Fall 10pm-6am) | 0.01577 | 21.0362
spin | geo_advanced_100 | csp | h06 (Fall 6am-1pm) | 0 | 24.0712
spin | geo_advanced_100 | csp | h07 (Fall 1pm-5pm) | 0 | 25.6582
spin | geo_advanced_100 | csp | h08 (Fall 5pm-10pm) | 1.5679 | 23.6425
spin | geo_advanced_100 | csp | h09 (Winter 10pm-6am) | 0 | 19.2988
spin | geo_advanced_100 | csp | h10 (Winter 6am-1pm) | 0 | 24.2281
spin | geo_advanced_100 | csp | h11 (Winter 1pm-5pm) | 0 | 26.3653
spin | geo_advanced_100 | csp | h12 (Winter 5pm-10pm) | 0.086583 | 27.2491
spin | geo_advanced_100 | csp | h13 (Spring 10pm-6am) | 0.076727 | 20.8367
spin | geo_advanced_100 | csp | h14 (Spring 6am-1pm) | 0 | 24.9952
spin | geo_advanced_100 | csp | h15 (Spring 1pm-5pm) | 0.10268 | 28.1212
spin | geo_advanced_100 | csp | h16 (Spring 5pm-10pm) | 0 | 23.3471
spin | geo_advanced_100 | csp | h17 (Summer Peak) | 0 | 42.1268
spin | geo_advanced_100 | pvb | h01 (Summer 10pm-6am) | 0.03737 | 25.91
spin | geo_advanced_100 | pvb | h02 (Summer 6am-1pm) | 1.3321 | 32.3132
spin | geo_advanced_100 | pvb | h03 (Summer 1pm-5pm) | 1.1785 | 41.7053
spin | geo_advanced_100 | pvb | h04 (Summer 5pm-10pm) | 9.1099e-05 | 25.379
spin | geo_advanced_100 | pvb | h05 (Fall 10pm-6am) | 0.064937 | 21.0362
spin | geo_advanced_100 | pvb | h06 (Fall 6am-1pm) | 0 | 24.0712
spin | geo_advanced_100 | pvb | h07 (Fall 1pm-5pm) | 1.0979 | 25.6582
spin | geo_advanced_100 | pvb | h08 (Fall 5pm-10pm) | 1.2851 | 23.6425
spin | geo_advanced_100 | pvb | h09 (Winter 10pm-6am) | 0 | 19.2988
spin | geo_advanced_100 | pvb | h10 (Winter 6am-1pm) | 0.17189 | 24.2281
spin | geo_advanced_100 | pvb | h11 (Winter 1pm-5pm) | 0.002179 | 26.3653
spin | geo_advanced_100 | pvb | h12 (Winter 5pm-10pm) | 0.044394 | 27.2491
spin | geo_advanced_100 | pvb | h13 (Spring 10pm-6am) | 0.033029 | 20.8367
spin | geo_advanced_100 | pvb | h14 (Spring 6am-1pm) | 0.085117 | 24.9952
spin | geo_advanced_100 | pvb | h15 (Spring 1pm-5pm) | 1.5558 | 28.1212
spin | geo_advanced_100 | pvb | h16 (Spring 5pm-10pm) | 1.6593 | 23.3471
spin | geo_advanced_100 | pvb | h17 (Summer Peak) | 0.16306 | 42.1268
spin | geo_advanced_100 | battery_2 | h01 (Summer 10pm-6am) | 0 | 25.91
spin | geo_advanced_100 | battery_2 | h02 (Summer 6am-1pm) | 0 | 32.3132
spin | geo_advanced_100 | battery_2 | h03 (Summer 1pm-5pm) | 0.14448 | 41.7053
spin | geo_advanced_100 | battery_2 | h04 (Summer 5pm-10pm) | 0 | 25.379
spin | geo_advanced_100 | battery_2 | h05 (Fall 10pm-6am) | 0.32965 | 21.0362
spin | geo_advanced_100 | battery_2 | h06 (Fall 6am-1pm) | 0.56422 | 24.0712
spin | geo_advanced_100 | battery_2 | h07 (Fall 1pm-5pm) | 0.017496 | 25.6582
spin | geo_advanced_100 | battery_2 | h08 (Fall 5pm-10pm) | 0.12011 | 23.6425
spin | geo_advanced_100 | battery_2 | h09 (Winter 10pm-6am) | 0.19828 | 19.2988
spin | geo_advanced_100 | battery_2 | h10 (Winter 6am-1pm) | 0.083591 | 24.2281
spin | geo_advanced_100 | battery_2 | h11 (Winter 1pm-5pm) | 0.17028 | 26.3653
spin | geo_advanced_100 | battery_2 | h12 (Winter 5pm-10pm) | 0.12011 | 27.2491
spin | geo_advanced_100 | battery_2 | h13 (Spring 10pm-6am) | 0.0023774 | 20.8367
spin | geo_advanced_100 | battery_2 | h14 (Spring 6am-1pm) | 0.0045521 | 24.9952
spin | geo_advanced_100 | battery_2 | h15 (Spring 1pm-5pm) | 0 | 28.1212
spin | geo_advanced_100 | battery_2 | h16 (Spring 5pm-10pm) | 0.037392 | 23.3471
spin | geo_advanced_100 | battery_2 | h17 (Summer Peak) | 1.0108 | 42.1268
spin | geo_advanced_100 | battery_4 | h01 (Summer 10pm-6am) | 1.0716 | 25.91
spin | geo_advanced_100 | battery_4 | h02 (Summer 6am-1pm) | 2.8602 | 32.3132
spin | geo_advanced_100 | battery_4 | h03 (Summer 1pm-5pm) | 2.9788 | 41.7053
spin | geo_advanced_100 | battery_4 | h04 (Summer 5pm-10pm) | 3.539 | 25.379
spin | geo_advanced_100 | battery_4 | h05 (Fall 10pm-6am) | 3.725 | 21.0362
spin | geo_advanced_100 | battery_4 | h06 (Fall 6am-1pm) | 4.0999 | 24.0712
spin | geo_advanced_100 | battery_4 | h07 (Fall 1pm-5pm) | 4.7027 | 25.6582
spin | geo_advanced_100 | battery_4 | h08 (Fall 5pm-10pm) | 1.7686 | 23.6425
spin | geo_advanced_100 | battery_4 | h09 (Winter 10pm-6am) | 2.6453 | 19.2988
spin | geo_advanced_100 | battery_4 | h10 (Winter 6am-1pm) | 4.9953 | 24.2281
spin | geo_advanced_100 | battery_4 | h11 (Winter 1pm-5pm) | 4.5321 | 26.3653
spin | geo_advanced_100 | battery_4 | h12 (Winter 5pm-10pm) | 4.522 | 27.2491
spin | geo_advanced_100 | battery_4 | h13 (Spring 10pm-6am) | 2.1534 | 20.8367
spin | geo_advanced_100 | battery_4 | h14 (Spring 6am-1pm) | 4.5868 | 24.9952
spin | geo_advanced_100 | battery_4 | h15 (Spring 1pm-5pm) | 5.6799 | 28.1212
spin | geo_advanced_100 | battery_4 | h16 (Spring 5pm-10pm) | 3.0858 | 23.3471
spin | geo_advanced_100 | battery_4 | h17 (Summer Peak) | 2.8942 | 42.1268
spin | geo_advanced_100 | battery_6 | h01 (Summer 10pm-6am) | 1.8015 | 25.91
spin | geo_advanced_100 | battery_6 | h02 (Summer 6am-1pm) | 0.43083 | 32.3132
spin | geo_advanced_100 | battery_6 | h03 (Summer 1pm-5pm) | 3.4381 | 41.7053
spin | geo_advanced_100 | battery_6 | h04 (Summer 5pm-10pm) | 2.2047 | 25.379
spin | geo_advanced_100 | battery_6 | h05 (Fall 10pm-6am) | 0.44298 | 21.0362
spin | geo_advanced_100 | battery_6 | h06 (Fall 6am-1pm) | 0.72989 | 24.0712
spin | geo_advanced_100 | battery_6 | h07 (Fall 1pm-5pm) | 4.8932 | 25.6582
spin | geo_advanced_100 | battery_6 | h08 (Fall 5pm-10pm) | 4.4065 | 23.6425
spin | geo_advanced_100 | battery_6 | h09 (Winter 10pm-6am) | 2.218 | 19.2988
spin | geo_advanced_100 | battery_6 | h10 (Winter 6am-1pm) | 2.1136 | 24.2281
spin | geo_advanced_100 | battery_6 | h11 (Winter 1pm-5pm) | 7.0378 | 26.3653
spin | geo_advanced_100 | battery_6 | h12 (Winter 5pm-10pm) | 1.5633 | 27.2491
spin | geo_advanced_100 | battery_6 | h13 (Spring 10pm-6am) | 1.1354 | 20.8367
spin | geo_advanced_100 | battery_6 | h14 (Spring 6am-1pm) | 2.4186 | 24.9952
spin | geo_advanced_100 | battery_6 | h15 (Spring 1pm-5pm) | 4.7565 | 28.1212
spin | geo_advanced_100 | battery_6 | h16 (Spring 5pm-10pm) | 3.1388 | 23.3471
spin | geo_advanced_100 | battery_6 | h17 (Summer Peak) | 5.1438 | 42.1268
spin | geo_advanced_100 | battery_8 | h01 (Summer 10pm-6am) | 4.1357 | 25.91
spin | geo_advanced_100 | battery_8 | h02 (Summer 6am-1pm) | 6.9209 | 32.3132
spin | geo_advanced_100 | battery_8 | h03 (Summer 1pm-5pm) | 5.8321 | 41.7053
spin | geo_advanced_100 | battery_8 | h04 (Summer 5pm-10pm) | 0.93402 | 25.379
spin | geo_advanced_100 | battery_8 | h05 (Fall 10pm-6am) | 2.4916 | 21.0362
spin | geo_advanced_100 | battery_8 | h06 (Fall 6am-1pm) | 1.8763 | 24.0712
spin | geo_advanced_100 | battery_8 | h07 (Fall 1pm-5pm) | 1.585 | 25.6582
spin | geo_advanced_100 | battery_8 | h08 (Fall 5pm-10pm) | 2.3858 | 23.6425
spin | geo_advanced_100 | battery_8 | h09 (Winter 10pm-6am) | 3.0284 | 19.2988
spin | geo_advanced_100 | battery_8 | h10 (Winter 6am-1pm) | 3.2595 | 24.2281
spin | geo_advanced_100 | battery_8 | h11 (Winter 1pm-5pm) | 4.1382 | 26.3653
spin | geo_advanced_100 | battery_8 | h12 (Winter 5pm-10pm) | 7.462 | 27.2491
spin | geo_advanced_100 | battery_8 | h13 (Spring 10pm-6am) | 4.0612 | 20.8367
spin | geo_advanced_100 | battery_8 | h14 (Spring 6am-1pm) | 3.2854 | 24.9952
spin | geo_advanced_100 | battery_8 | h15 (Spring 1pm-5pm) | 3.1216 | 28.1212
spin | geo_advanced_100 | battery_8 | h16 (Spring 5pm-10pm) | 4.357 | 23.3471
spin | geo_advanced_100 | battery_8 | h17 (Summer Peak) | 5.5543 | 42.1268
spin | geo_advanced_100 | battery_10 | h01 (Summer 10pm-6am) | 0.31268 | 25.91
spin | geo_advanced_100 | battery_10 | h02 (Summer 6am-1pm) | 1.2764 | 32.3132
spin | geo_advanced_100 | battery_10 | h03 (Summer 1pm-5pm) | 8.7066 | 41.7053
spin | geo_advanced_100 | battery_10 | h04 (Summer 5pm-10pm) | 0.901 | 25.379
spin | geo_advanced_100 | battery_10 | h05 (Fall 10pm-6am) | 2.3644 | 21.0362
spin | geo_advanced_100 | battery_10 | h06 (Fall 6am-1pm) | 1.3955 | 24.0712
spin | geo_advanced_100 | battery_10 | h07 (Fall 1pm-5pm) | 2.221 | 25.6582
spin | geo_advanced_100 | battery_10 | h08 (Fall 5pm-10pm) | 2.0081 | 23.6425
spin | geo_advanced_100 | battery_10 | h09 (Winter 10pm-6am) | 2.1283 | 19.2988
spin | geo_advanced_100 | battery_10 | h10 (Winter 6am-1pm) | 2.2491 | 24.2281
spin | geo_advanced_100 | battery_10 | h11 (Winter 1pm-5pm) | 2.8476 | 26.3653
spin | geo_advanced_100 | battery_10 | h12 (Winter 5pm-10pm) | 3.3512 | 27.2491
spin | geo_advanced_100 | battery_10 | h13 (Spring 10pm-6am) | 2.3209 | 20.8367
spin | geo_advanced_100 | battery_10 | h14 (Spring 6am-1pm) | 1.1015 | 24.9952
spin | geo_advanced_100 | battery_10 | h15 (Spring 1pm-5pm) | 4.6316 | 28.1212
spin | geo_advanced_100 | battery_10 | h16 (Spring 5pm-10pm) | 1.7116 | 23.3471
spin | geo_advanced_100 | battery_10 | h17 (Summer Peak) | 0.22677 | 42.1268
spin | geo_advanced_100 | pumped-hydro | h01 (Summer 10pm-6am) | 4.9635 | 25.91
spin | geo_advanced_100 | pumped-hydro | h02 (Summer 6am-1pm) | 1.7272 | 32.3132
spin | geo_advanced_100 | pumped-hydro | h03 (Summer 1pm-5pm) | 1.4789 | 41.7053
spin | geo_advanced_100 | pumped-hydro | h04 (Summer 5pm-10pm) | 4.6915 | 25.379
spin | geo_advanced_100 | pumped-hydro | h05 (Fall 10pm-6am) | 3.2244 | 21.0362
spin | geo_advanced_100 | pumped-hydro | h06 (Fall 6am-1pm) | 5.3404 | 24.0712
spin | geo_advanced_100 | pumped-hydro | h07 (Fall 1pm-5pm) | 3.2215 | 25.6582
spin | geo_advanced_100 | pumped-hydro | h08 (Fall 5pm-10pm) | 2.1109 | 23.6425
spin | geo_advanced_100 | pumped-hydro | h09 (Winter 10pm-6am) | 1.8994 | 19.2988
spin | geo_advanced_100 | pumped-hydro | h10 (Winter 6am-1pm) | 4.1959 | 24.2281
spin | geo_advanced_100 | pumped-hydro | h11 (Winter 1pm-5pm) | 1.7241 | 26.3653
spin | geo_advanced_100 | pumped-hydro | h12 (Winter 5pm-10pm) | 3.2498 | 27.2491
spin | geo_advanced_100 | pumped-hydro | h13 (Spring 10pm-6am) | 4.2343 | 20.8367
spin | geo_advanced_100 | pumped-hydro | h14 (Spring 6am-1pm) | 4.2362 | 24.9952
spin | geo_advanced_100 | pumped-hydro | h15 (Spring 1pm-5pm) | 2.694 | 28.1212
spin | geo_advanced_100 | pumped-hydro | h16 (Spring 5pm-10pm) | 3.2374 | 23.3471
spin | geo_advanced_100 | pumped-hydro | h17 (Summer Peak) | 5.4239 | 42.1268

## 11_Firm Capacity (GW)
season | scenario | tech | year | Firm Capacity (GW) | Net Level Firm Capacity (GW)
fall | geo_advanced_100 | nuclear | 2010 | 103.7491 | 938.1478
fall | geo_advanced_100 | nuclear | 2012 | 103.7491 | 944.6178
fall | geo_advanced_100 | nuclear | 2014 | 99.5688 | 930.3386
fall | geo_advanced_100 | nuclear | 2016 | 100.208 | 912.592
fall | geo_advanced_100 | nuclear | 2018 | 99.6003 | 902.3851
fall | geo_advanced_100 | nuclear | 2020 | 96.5236 | 893.9455
fall | geo_advanced_100 | nuclear | 2022 | 96.9468 | 935.9881
fall | geo_advanced_100 | nuclear | 2024 | 96.9468 | 892.8607
fall | geo_advanced_100 | nuclear | 2026 | 96.9468 | 903.4832
fall | geo_advanced_100 | nuclear | 2028 | 96.9468 | 910.5976
fall | geo_advanced_100 | nuclear | 2030 | 94.7068 | 932.1708
fall | geo_advanced_100 | nuclear | 2032 | 94.7068 | 957.2545
fall | geo_advanced_100 | nuclear | 2034 | 91.9726 | 988.1984
fall | geo_advanced_100 | nuclear | 2036 | 91.9726 | 1025.6382
fall | geo_advanced_100 | nuclear | 2038 | 91.9726 | 1069.2622
fall | geo_advanced_100 | nuclear | 2040 | 91.9726 | 1106.8123
fall | geo_advanced_100 | nuclear | 2042 | 91.9726 | 1144.6879
fall | geo_advanced_100 | nuclear | 2044 | 91.9726 | 1178.1733
fall | geo_advanced_100 | nuclear | 2046 | 91.9726 | 1210.5282
fall | geo_advanced_100 | nuclear | 2048 | 91.9726 | 1242.3303
fall | geo_advanced_100 | nuclear | 2050 | 232.2757 | 1272.7149
fall | geo_advanced_100 | coal | 2010 | 296.7419 | 938.1478
fall | geo_advanced_100 | coal | 2012 | 291.2386 | 944.6178
fall | geo_advanced_100 | coal | 2014 | 281.2835 | 930.3386
fall | geo_advanced_100 | coal | 2016 | 258.6969 | 912.592
fall | geo_advanced_100 | coal | 2018 | 237.8386 | 902.3851
fall | geo_advanced_100 | coal | 2020 | 220.2663 | 893.9455
fall | geo_advanced_100 | coal | 2022 | 202.02 | 935.9881
fall | geo_advanced_100 | coal | 2024 | 188.8639 | 892.8607
fall | geo_advanced_100 | coal | 2026 | 178.9799 | 903.4832
fall | geo_advanced_100 | coal | 2028 | 160.1003 | 910.5976
fall | geo_advanced_100 | coal | 2030 | 147.0988 | 932.1708
fall | geo_advanced_100 | coal | 2032 | 144.6424 | 957.2545
fall | geo_advanced_100 | coal | 2034 | 139.651 | 988.1984
fall | geo_advanced_100 | coal | 2036 | 3.348 | 1025.6382
fall | geo_advanced_100 | coal | 2038 | 0 | 1069.2622
fall | geo_advanced_100 | coal | 2040 | 0 | 1106.8123
fall | geo_advanced_100 | coal | 2042 | 0 | 1144.6879
fall | geo_advanced_100 | coal | 2044 | 0 | 1178.1733
fall | geo_advanced_100 | coal | 2046 | 0 | 1210.5282
fall | geo_advanced_100 | coal | 2048 | 0 | 1242.3303
fall | geo_advanced_100 | coal | 2050 | 0 | 1272.7149
fall | geo_advanced_100 | gas-cc | 2010 | 201.204 | 938.1478
fall | geo_advanced_100 | gas-cc | 2012 | 215.7431 | 944.6178
fall | geo_advanced_100 | gas-cc | 2014 | 225.5781 | 930.3386
fall | geo_advanced_100 | gas-cc | 2016 | 234.2477 | 912.592
fall | geo_advanced_100 | gas-cc | 2018 | 257.9461 | 902.3851
fall | geo_advanced_100 | gas-cc | 2020 | 268.2452 | 893.9455
fall | geo_advanced_100 | gas-cc | 2022 | 280.414 | 935.9881
fall | geo_advanced_100 | gas-cc | 2024 | 280.7791 | 892.8607
fall | geo_advanced_100 | gas-cc | 2026 | 282.0331 | 903.4832
fall | geo_advanced_100 | gas-cc | 2028 | 276.4468 | 910.5976
fall | geo_advanced_100 | gas-cc | 2030 | 273.3546 | 932.1708
fall | geo_advanced_100 | gas-cc | 2032 | 271.8505 | 957.2545
fall | geo_advanced_100 | gas-cc | 2034 | 271.6335 | 988.1984
fall | geo_advanced_100 | gas-cc | 2036 | 352.1302 | 1025.6382
fall | geo_advanced_100 | gas-cc | 2038 | 357.5799 | 1069.2622
fall | geo_advanced_100 | gas-cc | 2040 | 310.2744 | 1106.8123
fall | geo_advanced_100 | gas-cc | 2042 | 287.9879 | 1144.6879
fall | geo_advanced_100 | gas-cc | 2044 | 226.5821 | 1178.1733
fall | geo_advanced_100 | gas-cc | 2046 | 131.2868 | 1210.5282
fall | geo_advanced_100 | gas-cc | 2048 | 35.4444 | 1242.3303
fall | geo_advanced_100 | gas-cc | 2050 | 0 | 1272.7149
fall | geo_advanced_100 | gas-cc-ccs_mod_upgrade | 2010 | 0 | 938.1478
fall | geo_advanced_100 | gas-cc-ccs_mod_upgrade | 2012 | 0 | 944.6178
fall | geo_advanced_100 | gas-cc-ccs_mod_upgrade | 2014 | 0 | 930.3386
fall | geo_advanced_100 | gas-cc-ccs_mod_upgrade | 2016 | 0 | 912.592
fall | geo_advanced_100 | gas-cc-ccs_mod_upgrade | 2018 | 0 | 902.3851
fall | geo_advanced_100 | gas-cc-ccs_mod_upgrade | 2020 | 0 | 893.9455
fall | geo_advanced_100 | gas-cc-ccs_mod_upgrade | 2022 | 0 | 935.9881
fall | geo_advanced_100 | gas-cc-ccs_mod_upgrade | 2024 | 0 | 892.8607
fall | geo_advanced_100 | gas-cc-ccs_mod_upgrade | 2026 | 0 | 903.4832
fall | geo_advanced_100 | gas-cc-ccs_mod_upgrade | 2028 | 7.0615 | 910.5976
fall | geo_advanced_100 | gas-cc-ccs_mod_upgrade | 2030 | 7.0615 | 932.1708
fall | geo_advanced_100 | gas-cc-ccs_mod_upgrade | 2032 | 7.0615 | 957.2545
fall | geo_advanced_100 | gas-cc-ccs_mod_upgrade | 2034 | 7.0615 | 988.1984
fall | geo_advanced_100 | gas-cc-ccs_mod_upgrade | 2036 | 7.0615 | 1025.6382
fall | geo_advanced_100 | gas-cc-ccs_mod_upgrade | 2038 | 36.7891 | 1069.2622
fall | geo_advanced_100 | gas-cc-ccs_mod_upgrade | 2040 | 138.2579 | 1106.8123
fall | geo_advanced_100 | gas-cc-ccs_mod_upgrade | 2042 | 213.154 | 1144.6879
fall | geo_advanced_100 | gas-cc-ccs_mod_upgrade | 2044 | 311.3663 | 1178.1733
fall | geo_advanced_100 | gas-cc-ccs_mod_upgrade | 2046 | 418.2426 | 1210.5282
fall | geo_advanced_100 | gas-cc-ccs_mod_upgrade | 2048 | 520.7399 | 1242.3303
fall | geo_advanced_100 | gas-cc-ccs_mod_upgrade | 2050 | 0 | 1272.7149
fall | geo_advanced_100 | gas-ct | 2010 | 117.7247 | 938.1478
fall | geo_advanced_100 | gas-ct | 2012 | 120.8117 | 944.6178
fall | geo_advanced_100 | gas-ct | 2014 | 123.8407 | 930.3386
fall | geo_advanced_100 | gas-ct | 2016 | 124.6101 | 912.592
fall | geo_advanced_100 | gas-ct | 2018 | 126.4449 | 902.3851
fall | geo_advanced_100 | gas-ct | 2020 | 127.2607 | 893.9455
fall | geo_advanced_100 | gas-ct | 2022 | 130.2439 | 935.9881
fall | geo_advanced_100 | gas-ct | 2024 | 114.6864 | 892.8607
fall | geo_advanced_100 | gas-ct | 2026 | 112.4443 | 903.4832
fall | geo_advanced_100 | gas-ct | 2028 | 112.9449 | 910.5976
fall | geo_advanced_100 | gas-ct | 2030 | 111.1255 | 932.1708
fall | geo_advanced_100 | gas-ct | 2032 | 110.3705 | 957.2545
fall | geo_advanced_100 | gas-ct | 2034 | 110.2869 | 988.1984
fall | geo_advanced_100 | gas-ct | 2036 | 111.2087 | 1025.6382
fall | geo_advanced_100 | gas-ct | 2038 | 89.3409 | 1069.2622
fall | geo_advanced_100 | gas-ct | 2040 | 58.9688 | 1106.8123
fall | geo_advanced_100 | gas-ct | 2042 | 17.283 | 1144.6879
fall | geo_advanced_100 | gas-ct | 2044 | 0 | 1178.1733
fall | geo_advanced_100 | gas-ct | 2046 | 0 | 1210.5282
fall | geo_advanced_100 | gas-ct | 2048 | 0 | 1242.3303
fall | geo_advanced_100 | gas-ct | 2050 | 0 | 1272.7149
fall | geo_advanced_100 | o-g-s | 2010 | 140.2354 | 938.1478
fall | geo_advanced_100 | o-g-s | 2012 | 132.4567 | 944.6178
fall | geo_advanced_100 | o-g-s | 2014 | 123.1645 | 930.3386
fall | geo_advanced_100 | o-g-s | 2016 | 110.9605 | 912.592
fall | geo_advanced_100 | o-g-s | 2018 | 96.372 | 902.3851
fall | geo_advanced_100 | o-g-s | 2020 | 89.885 | 893.9455
fall | geo_advanced_100 | o-g-s | 2022 | 85.1197 | 935.9881
fall | geo_advanced_100 | o-g-s | 2024 | 34.7311 | 892.8607
fall | geo_advanced_100 | o-g-s | 2026 | 32.0242 | 903.4832
fall | geo_advanced_100 | o-g-s | 2028 | 30.172 | 910.5976
fall | geo_advanced_100 | o-g-s | 2030 | 25.7826 | 932.1708
fall | geo_advanced_100 | o-g-s | 2032 | 25.0405 | 957.2545
fall | geo_advanced_100 | o-g-s | 2034 | 23.8268 | 988.1984
fall | geo_advanced_100 | o-g-s | 2036 | 22.2614 | 1025.6382
fall | geo_advanced_100 | o-g-s | 2038 | 3.5006 | 1069.2622
fall | geo_advanced_100 | o-g-s | 2040 | 2.6687 | 1106.8123
fall | geo_advanced_100 | o-g-s | 2042 | 2.0729 | 1144.6879
fall | geo_advanced_100 | o-g-s | 2044 | 0 | 1178.1733
fall | geo_advanced_100 | o-g-s | 2046 | 0 | 1210.5282
fall | geo_advanced_100 | o-g-s | 2048 | 0 | 1242.3303
fall | geo_advanced_100 | o-g-s | 2050 | 0 | 1272.7149
fall | geo_advanced_100 | hydro | 2010 | 56.1473 | 938.1478
fall | geo_advanced_100 | hydro | 2012 | 55.4815 | 944.6178
fall | geo_advanced_100 | hydro | 2014 | 55.0099 | 930.3386
fall | geo_advanced_100 | hydro | 2016 | 54.3648 | 912.592
fall | geo_advanced_100 | hydro | 2018 | 56.6835 | 902.3851
fall | geo_advanced_100 | hydro | 2020 | 57.0203 | 893.9455
fall | geo_advanced_100 | hydro | 2022 | 57.0882 | 935.9881
fall | geo_advanced_100 | hydro | 2024 | 57.1105 | 892.8607
fall | geo_advanced_100 | hydro | 2026 | 58.2871 | 903.4832
fall | geo_advanced_100 | hydro | 2028 | 59.4311 | 910.5976
fall | geo_advanced_100 | hydro | 2030 | 59.4923 | 932.1708
fall | geo_advanced_100 | hydro | 2032 | 59.5731 | 957.2545
fall | geo_advanced_100 | hydro | 2034 | 59.6681 | 988.1984
fall | geo_advanced_100 | hydro | 2036 | 60.0904 | 1025.6382
fall | geo_advanced_100 | hydro | 2038 | 60.3881 | 1069.2622
fall | geo_advanced_100 | hydro | 2040 | 60.5557 | 1106.8123
fall | geo_advanced_100 | hydro | 2042 | 60.7194 | 1144.6879
fall | geo_advanced_100 | hydro | 2044 | 60.8919 | 1178.1733
fall | geo_advanced_100 | hydro | 2046 | 61.0567 | 1210.5282
fall | geo_advanced_100 | hydro | 2048 | 61.2216 | 1242.3303
fall | geo_advanced_100 | hydro | 2050 | 61.5569 | 1272.7149
fall | geo_advanced_100 | geothermal | 2010 | 2.6812 | 938.1478
fall | geo_advanced_100 | geothermal | 2012 | 2.8162 | 944.6178
fall | geo_advanced_100 | geothermal | 2014 | 2.9016 | 930.3386
fall | geo_advanced_100 | geothermal | 2016 | 2.9516 | 912.592
fall | geo_advanced_100 | geothermal | 2018 | 3.0119 | 902.3851
fall | geo_advanced_100 | geothermal | 2020 | 4.1588 | 893.9455
fall | geo_advanced_100 | geothermal | 2022 | 4.2008 | 935.9881
fall | geo_advanced_100 | geothermal | 2024 | 4.2008 | 892.8607
fall | geo_advanced_100 | geothermal | 2026 | 4.2008 | 903.4832
fall | geo_advanced_100 | geothermal | 2028 | 6.2426 | 910.5976
fall | geo_advanced_100 | geothermal | 2030 | 6.2426 | 932.1708
fall | geo_advanced_100 | geothermal | 2032 | 6.2426 | 957.2545
fall | geo_advanced_100 | geothermal | 2034 | 6.2426 | 988.1984
fall | geo_advanced_100 | geothermal | 2036 | 8.5285 | 1025.6382
fall | geo_advanced_100 | geothermal | 2038 | 12.0735 | 1069.2622
fall | geo_advanced_100 | geothermal | 2040 | 14.6669 | 1106.8123
fall | geo_advanced_100 | geothermal | 2042 | 18.7254 | 1144.6879
fall | geo_advanced_100 | geothermal | 2044 | 21.2417 | 1178.1733
fall | geo_advanced_100 | geothermal | 2046 | 23.8625 | 1210.5282
fall | geo_advanced_100 | geothermal | 2048 | 27.6658 | 1242.3303
fall | geo_advanced_100 | geothermal | 2050 | 168.4429 | 1272.7149
fall | geo_advanced_100 | biopower | 2010 | 2.8885 | 938.1478
fall | geo_advanced_100 | biopower | 2012 | 2.9776 | 944.6178
fall | geo_advanced_100 | biopower | 2014 | 3.4299 | 930.3386
fall | geo_advanced_100 | biopower | 2016 | 3.2245 | 912.592
fall | geo_advanced_100 | biopower | 2018 | 3.184 | 902.3851
fall | geo_advanced_100 | biopower | 2020 | 3.0193 | 893.9455
fall | geo_advanced_100 | biopower | 2022 | 2.8851 | 935.9881
fall | geo_advanced_100 | biopower | 2024 | 2.8881 | 892.8607
fall | geo_advanced_100 | biopower | 2026 | 2.8881 | 903.4832
fall | geo_advanced_100 | biopower | 2028 | 2.6292 | 910.5976
fall | geo_advanced_100 | biopower | 2030 | 2.393 | 932.1708
fall | geo_advanced_100 | biopower | 2032 | 2.0992 | 957.2545
fall | geo_advanced_100 | biopower | 2034 | 1.7199 | 988.1984
fall | geo_advanced_100 | biopower | 2036 | 1.5139 | 1025.6382
fall | geo_advanced_100 | biopower | 2038 | 1.3738 | 1069.2622
fall | geo_advanced_100 | biopower | 2040 | 1.3388 | 1106.8123
fall | geo_advanced_100 | biopower | 2042 | 1.2559 | 1144.6879
fall | geo_advanced_100 | biopower | 2044 | 1.1709 | 1178.1733
fall | geo_advanced_100 | biopower | 2046 | 1.1659 | 1210.5282
fall | geo_advanced_100 | biopower | 2048 | 1.1329 | 1242.3303
fall | geo_advanced_100 | biopower | 2050 | 202.1083 | 1272.7149
fall | geo_advanced_100 | lfill-gas | 2010 | 3.4027 | 938.1478
fall | geo_advanced_100 | lfill-gas | 2012 | 3.6413 | 944.6178
fall | geo_advanced_100 | lfill-gas | 2014 | 3.7416 | 930.3386
fall | geo_advanced_100 | lfill-gas | 2016 | 3.7374 | 912.592
fall | geo_advanced_100 | lfill-gas | 2018 | 3.6803 | 902.3851
fall | geo_advanced_100 | lfill-gas | 2020 | 3.5039 | 893.9455
fall | geo_advanced_100 | lfill-gas | 2022 | 3.5006 | 935.9881
fall | geo_advanced_100 | lfill-gas | 2024 | 3.5006 | 892.8607
fall | geo_advanced_100 | lfill-gas | 2026 | 3.5006 | 903.4832
fall | geo_advanced_100 | lfill-gas | 2028 | 3.4646 | 910.5976
fall | geo_advanced_100 | lfill-gas | 2030 | 3.4646 | 932.1708
fall | geo_advanced_100 | lfill-gas | 2032 | 3.4646 | 957.2545
fall | geo_advanced_100 | lfill-gas | 2034 | 3.4646 | 988.1984
fall | geo_advanced_100 | lfill-gas | 2036 | 3.4646 | 1025.6382
fall | geo_advanced_100 | lfill-gas | 2038 | 3.4646 | 1069.2622
fall | geo_advanced_100 | lfill-gas | 2040 | 3.4646 | 1106.8123
fall | geo_advanced_100 | lfill-gas | 2042 | 3.4646 | 1144.6879
fall | geo_advanced_100 | lfill-gas | 2044 | 3.4646 | 1178.1733
fall | geo_advanced_100 | lfill-gas | 2046 | 3.4646 | 1210.5282
fall | geo_advanced_100 | lfill-gas | 2048 | 3.4646 | 1242.3303
fall | geo_advanced_100 | lfill-gas | 2050 | 3.4646 | 1272.7149
fall | geo_advanced_100 | wind-ons | 2010 | 1.6374 | 938.1478
fall | geo_advanced_100 | wind-ons | 2012 | 7.4807 | 944.6178
fall | geo_advanced_100 | wind-ons | 2014 | 2.3639 | 930.3386
fall | geo_advanced_100 | wind-ons | 2016 | 7.1303 | 912.592
fall | geo_advanced_100 | wind-ons | 2018 | 5.3022 | 902.3851
fall | geo_advanced_100 | wind-ons | 2020 | 10.504 | 893.9455
fall | geo_advanced_100 | wind-ons | 2022 | 19.4941 | 935.9881
fall | geo_advanced_100 | wind-ons | 2024 | 28.5883 | 892.8607
fall | geo_advanced_100 | wind-ons | 2026 | 36.8405 | 903.4832
fall | geo_advanced_100 | wind-ons | 2028 | 47.4926 | 910.5976
fall | geo_advanced_100 | wind-ons | 2030 | 56.9231 | 932.1708
fall | geo_advanced_100 | wind-ons | 2032 | 61.8807 | 957.2545
fall | geo_advanced_100 | wind-ons | 2034 | 69.6111 | 988.1984
fall | geo_advanced_100 | wind-ons | 2036 | 82.5532 | 1025.6382
fall | geo_advanced_100 | wind-ons | 2038 | 91.1686 | 1069.2622
fall | geo_advanced_100 | wind-ons | 2040 | 92.7511 | 1106.8123
fall | geo_advanced_100 | wind-ons | 2042 | 96.6369 | 1144.6879
fall | geo_advanced_100 | wind-ons | 2044 | 101.1562 | 1178.1733
fall | geo_advanced_100 | wind-ons | 2046 | 101.1302 | 1210.5282
fall | geo_advanced_100 | wind-ons | 2048 | 105.8699 | 1242.3303
fall | geo_advanced_100 | wind-ons | 2050 | 138.983 | 1272.7149
fall | geo_advanced_100 | wind-ofs | 2010 | 0 | 938.1478
fall | geo_advanced_100 | wind-ofs | 2012 | 0 | 944.6178
fall | geo_advanced_100 | wind-ofs | 2014 | 0 | 930.3386
fall | geo_advanced_100 | wind-ofs | 2016 | 0.011941 | 912.592
fall | geo_advanced_100 | wind-ofs | 2018 | 0 | 902.3851
fall | geo_advanced_100 | wind-ofs | 2020 | 0.0048828 | 893.9455
fall | geo_advanced_100 | wind-ofs | 2022 | 0.020597 | 935.9881
fall | geo_advanced_100 | wind-ofs | 2024 | 1.3598 | 892.8607
fall | geo_advanced_100 | wind-ofs | 2026 | 2.5797 | 903.4832
fall | geo_advanced_100 | wind-ofs | 2028 | 3.4097 | 910.5976
fall | geo_advanced_100 | wind-ofs | 2030 | 4.7918 | 932.1708
fall | geo_advanced_100 | wind-ofs | 2032 | 5.4694 | 957.2545
fall | geo_advanced_100 | wind-ofs | 2034 | 7.2526 | 988.1984
fall | geo_advanced_100 | wind-ofs | 2036 | 8.5207 | 1025.6382
fall | geo_advanced_100 | wind-ofs | 2038 | 10.8633 | 1069.2622
fall | geo_advanced_100 | wind-ofs | 2040 | 11.8754 | 1106.8123
fall | geo_advanced_100 | wind-ofs | 2042 | 12.012 | 1144.6879
fall | geo_advanced_100 | wind-ofs | 2044 | 13.4241 | 1178.1733
fall | geo_advanced_100 | wind-ofs | 2046 | 14.6803 | 1210.5282
fall | geo_advanced_100 | wind-ofs | 2048 | 14.4444 | 1242.3303
fall | geo_advanced_100 | wind-ofs | 2050 | 14.7761 | 1272.7149
fall | geo_advanced_100 | csp | 2010 | 0 | 938.1478
fall | geo_advanced_100 | csp | 2012 | 0 | 944.6178
fall | geo_advanced_100 | csp | 2014 | 0 | 930.3386
fall | geo_advanced_100 | csp | 2016 | 0 | 912.592
fall | geo_advanced_100 | csp | 2018 | 0 | 902.3851
fall | geo_advanced_100 | csp | 2020 | 0 | 893.9455
fall | geo_advanced_100 | csp | 2022 | 0 | 935.9881
fall | geo_advanced_100 | csp | 2024 | 0 | 892.8607
fall | geo_advanced_100 | csp | 2026 | 0 | 903.4832
fall | geo_advanced_100 | csp | 2028 | 0 | 910.5976
fall | geo_advanced_100 | csp | 2030 | 0 | 932.1708
fall | geo_advanced_100 | csp | 2032 | 0 | 957.2545
fall | geo_advanced_100 | csp | 2034 | 0 | 988.1984
fall | geo_advanced_100 | csp | 2036 | 0 | 1025.6382
fall | geo_advanced_100 | csp | 2038 | 0 | 1069.2622
fall | geo_advanced_100 | csp | 2040 | 0 | 1106.8123
fall | geo_advanced_100 | csp | 2042 | 0 | 1144.6879
fall | geo_advanced_100 | csp | 2044 | 0 | 1178.1733
fall | geo_advanced_100 | csp | 2046 | 0 | 1210.5282
fall | geo_advanced_100 | csp | 2048 | 0 | 1242.3303
fall | geo_advanced_100 | csp | 2050 | 10.9563 | 1272.7149
fall | geo_advanced_100 | upv | 2010 | 0.044077 | 938.1478
fall | geo_advanced_100 | upv | 2012 | 0.54147 | 944.6178
fall | geo_advanced_100 | upv | 2014 | 1.5511 | 930.3386
fall | geo_advanced_100 | upv | 2016 | 2.7598 | 912.592
fall | geo_advanced_100 | upv | 2018 | 2.2559 | 902.3851
fall | geo_advanced_100 | upv | 2020 | 3.9142 | 893.9455
fall | geo_advanced_100 | upv | 2022 | 32.1434 | 935.9881
fall | geo_advanced_100 | upv | 2024 | 41.913 | 892.8607
fall | geo_advanced_100 | upv | 2026 | 45.2793 | 903.4832
fall | geo_advanced_100 | upv | 2028 | 46.0017 | 910.5976
fall | geo_advanced_100 | upv | 2030 | 45.0567 | 932.1708
fall | geo_advanced_100 | upv | 2032 | 46.4098 | 957.2545
fall | geo_advanced_100 | upv | 2034 | 47.821 | 988.1984
fall | geo_advanced_100 | upv | 2036 | 50.6873 | 1025.6382
fall | geo_advanced_100 | upv | 2038 | 52.2129 | 1069.2622
fall | geo_advanced_100 | upv | 2040 | 53.7054 | 1106.8123
fall | geo_advanced_100 | upv | 2042 | 54.7196 | 1144.6879
fall | geo_advanced_100 | upv | 2044 | 56.2124 | 1178.1733
fall | geo_advanced_100 | upv | 2046 | 60.9556 | 1210.5282
fall | geo_advanced_100 | upv | 2048 | 61.3018 | 1242.3303
fall | geo_advanced_100 | upv | 2050 | 71.0307 | 1272.7149
fall | geo_advanced_100 | dupv | 2010 | 0.015679 | 938.1478
fall | geo_advanced_100 | dupv | 2012 | 0.13235 | 944.6178
fall | geo_advanced_100 | dupv | 2014 | 0.23612 | 930.3386
fall | geo_advanced_100 | dupv | 2016 | 0.29002 | 912.592
fall | geo_advanced_100 | dupv | 2018 | 0.35557 | 902.3851
fall | geo_advanced_100 | dupv | 2020 | 0.32674 | 893.9455
fall | geo_advanced_100 | dupv | 2022 | 1.5769 | 935.9881
fall | geo_advanced_100 | dupv | 2024 | 1.3138 | 892.8607
fall | geo_advanced_100 | dupv | 2026 | 0.80803 | 903.4832
fall | geo_advanced_100 | dupv | 2028 | 0.6119 | 910.5976
fall | geo_advanced_100 | dupv | 2030 | 0.51195 | 932.1708
fall | geo_advanced_100 | dupv | 2032 | 0.38747 | 957.2545
fall | geo_advanced_100 | dupv | 2034 | 0.35069 | 988.1984
fall | geo_advanced_100 | dupv | 2036 | 0.30156 | 1025.6382
fall | geo_advanced_100 | dupv | 2038 | 0.24364 | 1069.2622
fall | geo_advanced_100 | dupv | 2040 | 0.23966 | 1106.8123
fall | geo_advanced_100 | dupv | 2042 | 0.22536 | 1144.6879
fall | geo_advanced_100 | dupv | 2044 | 0.20744 | 1178.1733
fall | geo_advanced_100 | dupv | 2046 | 0.17131 | 1210.5282
fall | geo_advanced_100 | dupv | 2048 | 0.11343 | 1242.3303
fall | geo_advanced_100 | dupv | 2050 | 0.063174 | 1272.7149
fall | geo_advanced_100 | distpv | 2010 | 0 | 938.1478
fall | geo_advanced_100 | distpv | 2012 | 0 | 944.6178
fall | geo_advanced_100 | distpv | 2014 | 0 | 930.3386
fall | geo_advanced_100 | distpv | 2016 | 0 | 912.592
fall | geo_advanced_100 | distpv | 2018 | 0 | 902.3851
fall | geo_advanced_100 | distpv | 2020 | 0 | 893.9455
fall | geo_advanced_100 | distpv | 2022 | 4.9494 | 935.9881
fall | geo_advanced_100 | distpv | 2024 | 5.844 | 892.8607
fall | geo_advanced_100 | distpv | 2026 | 6.0646 | 903.4832
fall | geo_advanced_100 | distpv | 2028 | 6.2703 | 910.5976
fall | geo_advanced_100 | distpv | 2030 | 7.9753 | 932.1708
fall | geo_advanced_100 | distpv | 2032 | 8.6944 | 957.2545
fall | geo_advanced_100 | distpv | 2034 | 9.7567 | 988.1984
fall | geo_advanced_100 | distpv | 2036 | 9.8733 | 1025.6382
fall | geo_advanced_100 | distpv | 2038 | 9.5192 | 1069.2622
fall | geo_advanced_100 | distpv | 2040 | 10.2444 | 1106.8123
fall | geo_advanced_100 | distpv | 2042 | 10.8747 | 1144.6879
fall | geo_advanced_100 | distpv | 2044 | 11.5681 | 1178.1733
fall | geo_advanced_100 | distpv | 2046 | 12.0242 | 1210.5282
fall | geo_advanced_100 | distpv | 2048 | 12.1929 | 1242.3303
fall | geo_advanced_100 | distpv | 2050 | 13.1037 | 1272.7149
fall | geo_advanced_100 | pvb | 2010 | 0 | 938.1478
fall | geo_advanced_100 | pvb | 2012 | 0 | 944.6178
fall | geo_advanced_100 | pvb | 2014 | 0 | 930.3386
fall | geo_advanced_100 | pvb | 2016 | 0 | 912.592
fall | geo_advanced_100 | pvb | 2018 | 0 | 902.3851
fall | geo_advanced_100 | pvb | 2020 | 0 | 893.9455
fall | geo_advanced_100 | pvb | 2022 | 1.8589 | 935.9881
fall | geo_advanced_100 | pvb | 2024 | 3.8966 | 892.8607
fall | geo_advanced_100 | pvb | 2026 | 2.9977 | 903.4832
fall | geo_advanced_100 | pvb | 2028 | 2.8005 | 910.5976
fall | geo_advanced_100 | pvb | 2030 | 4.3045 | 932.1708
fall | geo_advanced_100 | pvb | 2032 | 5.3468 | 957.2545
fall | geo_advanced_100 | pvb | 2034 | 7.0435 | 988.1984
fall | geo_advanced_100 | pvb | 2036 | 16.0393 | 1025.6382
fall | geo_advanced_100 | pvb | 2038 | 16.5839 | 1069.2622
fall | geo_advanced_100 | pvb | 2040 | 19.7385 | 1106.8123
fall | geo_advanced_100 | pvb | 2042 | 19.852 | 1144.6879
fall | geo_advanced_100 | pvb | 2044 | 19.2944 | 1178.1733
fall | geo_advanced_100 | pvb | 2046 | 15.1232 | 1210.5282
fall | geo_advanced_100 | pvb | 2048 | 16.1961 | 1242.3303
fall | geo_advanced_100 | pvb | 2050 | 11.5577 | 1272.7149
fall | geo_advanced_100 | battery_2 | 2010 | 0.00586 | 938.1478
fall | geo_advanced_100 | battery_2 | 2012 | 0 | 944.6178
fall | geo_advanced_100 | battery_2 | 2014 | 0 | 930.3386
fall | geo_advanced_100 | battery_2 | 2016 | 0 | 912.592
fall | geo_advanced_100 | battery_2 | 2018 | 0 | 902.3851
fall | geo_advanced_100 | battery_2 | 2020 | 0 | 893.9455
fall | geo_advanced_100 | battery_2 | 2022 | 0 | 935.9881
fall | geo_advanced_100 | battery_2 | 2024 | 1.8668 | 892.8607
fall | geo_advanced_100 | battery_2 | 2026 | 3.3502 | 903.4832
fall | geo_advanced_100 | battery_2 | 2028 | 3.5067 | 910.5976
fall | geo_advanced_100 | battery_2 | 2030 | 3.5221 | 932.1708
fall | geo_advanced_100 | battery_2 | 2032 | 6.0552 | 957.2545
fall | geo_advanced_100 | battery_2 | 2034 | 5.9055 | 988.1984
fall | geo_advanced_100 | battery_2 | 2036 | 5.9647 | 1025.6382
fall | geo_advanced_100 | battery_2 | 2038 | 7.691 | 1069.2622
fall | geo_advanced_100 | battery_2 | 2040 | 7.0685 | 1106.8123
fall | geo_advanced_100 | battery_2 | 2042 | 9.0908 | 1144.6879
fall | geo_advanced_100 | battery_2 | 2044 | 7.0874 | 1178.1733
fall | geo_advanced_100 | battery_2 | 2046 | 13.587 | 1210.5282
fall | geo_advanced_100 | battery_2 | 2048 | 13.947 | 1242.3303
fall | geo_advanced_100 | battery_2 | 2050 | 16.7384 | 1272.7149
fall | geo_advanced_100 | battery_4 | 2010 | 0 | 938.1478
fall | geo_advanced_100 | battery_4 | 2012 | 0 | 944.6178
fall | geo_advanced_100 | battery_4 | 2014 | 0 | 930.3386
fall | geo_advanced_100 | battery_4 | 2016 | 0 | 912.592
fall | geo_advanced_100 | battery_4 | 2018 | 0 | 902.3851
fall | geo_advanced_100 | battery_4 | 2020 | 0 | 893.9455
fall | geo_advanced_100 | battery_4 | 2022 | 0 | 935.9881
fall | geo_advanced_100 | battery_4 | 2024 | 4.2512 | 892.8607
fall | geo_advanced_100 | battery_4 | 2026 | 11.8275 | 903.4832
fall | geo_advanced_100 | battery_4 | 2028 | 13.3996 | 910.5976
fall | geo_advanced_100 | battery_4 | 2030 | 33.0264 | 932.1708
fall | geo_advanced_100 | battery_4 | 2032 | 33.0661 | 957.2545
fall | geo_advanced_100 | battery_4 | 2034 | 34.3139 | 988.1984
fall | geo_advanced_100 | battery_4 | 2036 | 47.9541 | 1025.6382
fall | geo_advanced_100 | battery_4 | 2038 | 58.3115 | 1069.2622
fall | geo_advanced_100 | battery_4 | 2040 | 65.0582 | 1106.8123
fall | geo_advanced_100 | battery_4 | 2042 | 62.0493 | 1144.6879
fall | geo_advanced_100 | battery_4 | 2044 | 76.7343 | 1178.1733
fall | geo_advanced_100 | battery_4 | 2046 | 89.8939 | 1210.5282
fall | geo_advanced_100 | battery_4 | 2048 | 107.685 | 1242.3303
fall | geo_advanced_100 | battery_4 | 2050 | 117.3993 | 1272.7149
fall | geo_advanced_100 | battery_6 | 2010 | 0 | 938.1478
fall | geo_advanced_100 | battery_6 | 2012 | 0 | 944.6178
fall | geo_advanced_100 | battery_6 | 2014 | 0 | 930.3386
fall | geo_advanced_100 | battery_6 | 2016 | 0 | 912.592
fall | geo_advanced_100 | battery_6 | 2018 | 0 | 902.3851
fall | geo_advanced_100 | battery_6 | 2020 | 0 | 893.9455
fall | geo_advanced_100 | battery_6 | 2022 | 0 | 935.9881
fall | geo_advanced_100 | battery_6 | 2024 | 0 | 892.8607
fall | geo_advanced_100 | battery_6 | 2026 | 0 | 903.4832
fall | geo_advanced_100 | battery_6 | 2028 | 9.0291 | 910.5976
fall | geo_advanced_100 | battery_6 | 2030 | 21.7256 | 932.1708
fall | geo_advanced_100 | battery_6 | 2032 | 32.4156 | 957.2545
fall | geo_advanced_100 | battery_6 | 2034 | 53.8517 | 988.1984
fall | geo_advanced_100 | battery_6 | 2036 | 74.8514 | 1025.6382
fall | geo_advanced_100 | battery_6 | 2038 | 72.0067 | 1069.2622
fall | geo_advanced_100 | battery_6 | 2040 | 73.3049 | 1106.8123
fall | geo_advanced_100 | battery_6 | 2042 | 80.3967 | 1144.6879
fall | geo_advanced_100 | battery_6 | 2044 | 69.4775 | 1178.1733
fall | geo_advanced_100 | battery_6 | 2046 | 64.0664 | 1210.5282
fall | geo_advanced_100 | battery_6 | 2048 | 59.1061 | 1242.3303
fall | geo_advanced_100 | battery_6 | 2050 | 58.8543 | 1272.7149
fall | geo_advanced_100 | battery_8 | 2010 | 0 | 938.1478
fall | geo_advanced_100 | battery_8 | 2012 | 0 | 944.6178
fall | geo_advanced_100 | battery_8 | 2014 | 0 | 930.3386
fall | geo_advanced_100 | battery_8 | 2016 | 0 | 912.592
fall | geo_advanced_100 | battery_8 | 2018 | 0 | 902.3851
fall | geo_advanced_100 | battery_8 | 2020 | 0 | 893.9455
fall | geo_advanced_100 | battery_8 | 2022 | 0 | 935.9881
fall | geo_advanced_100 | battery_8 | 2024 | 0 | 892.8607
fall | geo_advanced_100 | battery_8 | 2026 | 0 | 903.4832
fall | geo_advanced_100 | battery_8 | 2028 | 0 | 910.5976
fall | geo_advanced_100 | battery_8 | 2030 | 0 | 932.1708
fall | geo_advanced_100 | battery_8 | 2032 | 2.4603 | 957.2545
fall | geo_advanced_100 | battery_8 | 2034 | 3.404 | 988.1984
fall | geo_advanced_100 | battery_8 | 2036 | 17.1653 | 1025.6382
fall | geo_advanced_100 | battery_8 | 2038 | 33.0295 | 1069.2622
fall | geo_advanced_100 | battery_8 | 2040 | 34.5372 | 1106.8123
fall | geo_advanced_100 | battery_8 | 2042 | 42.0451 | 1144.6879
fall | geo_advanced_100 | battery_8 | 2044 | 43.6206 | 1178.1733
fall | geo_advanced_100 | battery_8 | 2046 | 46.4235 | 1210.5282
fall | geo_advanced_100 | battery_8 | 2048 | 52.3128 | 1242.3303
fall | geo_advanced_100 | battery_8 | 2050 | 48.2653 | 1272.7149
fall | geo_advanced_100 | battery_10 | 2010 | 0 | 938.1478
fall | geo_advanced_100 | battery_10 | 2012 | 0 | 944.6178
fall | geo_advanced_100 | battery_10 | 2014 | 0 | 930.3386
fall | geo_advanced_100 | battery_10 | 2016 | 0 | 912.592
fall | geo_advanced_100 | battery_10 | 2018 | 0 | 902.3851
fall | geo_advanced_100 | battery_10 | 2020 | 0 | 893.9455
fall | geo_advanced_100 | battery_10 | 2022 | 0 | 935.9881
fall | geo_advanced_100 | battery_10 | 2024 | 0 | 892.8607
fall | geo_advanced_100 | battery_10 | 2026 | 0 | 903.4832
fall | geo_advanced_100 | battery_10 | 2028 | 0 | 910.5976
fall | geo_advanced_100 | battery_10 | 2030 | 0 | 932.1708
fall | geo_advanced_100 | battery_10 | 2032 | 0 | 957.2545
fall | geo_advanced_100 | battery_10 | 2034 | 0 | 988.1984
fall | geo_advanced_100 | battery_10 | 2036 | 12.9627 | 1025.6382
fall | geo_advanced_100 | battery_10 | 2038 | 20.1463 | 1069.2622
fall | geo_advanced_100 | battery_10 | 2040 | 17.1054 | 1106.8123
fall | geo_advanced_100 | battery_10 | 2042 | 19.3486 | 1144.6879
fall | geo_advanced_100 | battery_10 | 2044 | 18.9538 | 1178.1733
fall | geo_advanced_100 | battery_10 | 2046 | 20.3868 | 1210.5282
fall | geo_advanced_100 | battery_10 | 2048 | 20.191 | 1242.3303
fall | geo_advanced_100 | battery_10 | 2050 | 66.3268 | 1272.7149
fall | geo_advanced_100 | pumped-hydro | 2010 | 5.8803 | 938.1478
fall | geo_advanced_100 | pumped-hydro | 2012 | 0 | 944.6178
fall | geo_advanced_100 | pumped-hydro | 2014 | 0 | 930.3386
fall | geo_advanced_100 | pumped-hydro | 2016 | 0 | 912.592
fall | geo_advanced_100 | pumped-hydro | 2018 | 0 | 902.3851
fall | geo_advanced_100 | pumped-hydro | 2020 | 0 | 893.9455
fall | geo_advanced_100 | pumped-hydro | 2022 | 5.2105 | 935.9881
fall | geo_advanced_100 | pumped-hydro | 2024 | 11.7453 | 892.8607
fall | geo_advanced_100 | pumped-hydro | 2026 | 13.0218 | 903.4832
fall | geo_advanced_100 | pumped-hydro | 2028 | 12.1519 | 910.5976
fall | geo_advanced_100 | pumped-hydro | 2030 | 12.8551 | 932.1708
fall | geo_advanced_100 | pumped-hydro | 2032 | 19.3488 | 957.2545
fall | geo_advanced_100 | pumped-hydro | 2034 | 22.7662 | 988.1984
fall | geo_advanced_100 | pumped-hydro | 2036 | 26.8394 | 1025.6382
fall | geo_advanced_100 | pumped-hydro | 2038 | 30.7737 | 1069.2622
fall | geo_advanced_100 | pumped-hydro | 2040 | 28.8744 | 1106.8123
fall | geo_advanced_100 | pumped-hydro | 2042 | 30.6606 | 1144.6879
fall | geo_advanced_100 | pumped-hydro | 2044 | 33.6062 | 1178.1733
fall | geo_advanced_100 | pumped-hydro | 2046 | 30.8933 | 1210.5282
fall | geo_advanced_100 | pumped-hydro | 2048 | 27.1874 | 1242.3303
fall | geo_advanced_100 | pumped-hydro | 2050 | 26.6712 | 1272.7149
fall | geo_advanced_100 | Canada | 2010 | 5.7897 | 938.1478
fall | geo_advanced_100 | Canada | 2012 | 7.5475 | 944.6178
fall | geo_advanced_100 | Canada | 2014 | 7.6689 | 930.3386
fall | geo_advanced_100 | Canada | 2016 | 9.3983 | 912.592
fall | geo_advanced_100 | Canada | 2018 | 9.7098 | 902.3851
fall | geo_advanced_100 | Canada | 2020 | 9.3126 | 893.9455
fall | geo_advanced_100 | Canada | 2022 | 8.3152 | 935.9881
fall | geo_advanced_100 | Canada | 2024 | 8.3747 | 892.8607
fall | geo_advanced_100 | Canada | 2026 | 9.4089 | 903.4832
fall | geo_advanced_100 | Canada | 2028 | 10.4838 | 910.5976
fall | geo_advanced_100 | Canada | 2030 | 10.7558 | 932.1708
fall | geo_advanced_100 | Canada | 2032 | 10.6683 | 957.2545
fall | geo_advanced_100 | Canada | 2034 | 10.5939 | 988.1984
fall | geo_advanced_100 | Canada | 2036 | 10.3455 | 1025.6382
fall | geo_advanced_100 | Canada | 2038 | 10.2286 | 1069.2622
fall | geo_advanced_100 | Canada | 2040 | 10.1407 | 1106.8123
fall | geo_advanced_100 | Canada | 2042 | 10.1407 | 1144.6879
fall | geo_advanced_100 | Canada | 2044 | 10.1407 | 1178.1733
fall | geo_advanced_100 | Canada | 2046 | 10.1407 | 1210.5282
fall | geo_advanced_100 | Canada | 2048 | 10.1407 | 1242.3303
fall | geo_advanced_100 | Canada | 2050 | 10.1407 | 1272.7149
spri | geo_advanced_100 | nuclear | 2010 | 103.7491 | 937.9969
spri | geo_advanced_100 | nuclear | 2012 | 103.7491 | 944.4669
spri | geo_advanced_100 | nuclear | 2014 | 99.5688 | 930.1877
spri | geo_advanced_100 | nuclear | 2016 | 100.208 | 912.4411
spri | geo_advanced_100 | nuclear | 2018 | 99.6003 | 902.2342
spri | geo_advanced_100 | nuclear | 2020 | 96.5236 | 893.7946
spri | geo_advanced_100 | nuclear | 2022 | 96.9468 | 956.6372
spri | geo_advanced_100 | nuclear | 2024 | 96.9468 | 900.7013
spri | geo_advanced_100 | nuclear | 2026 | 96.9468 | 902.9382
spri | geo_advanced_100 | nuclear | 2028 | 96.9468 | 907.9955
spri | geo_advanced_100 | nuclear | 2030 | 94.7068 | 914.4709
spri | geo_advanced_100 | nuclear | 2032 | 94.7068 | 929.3872
spri | geo_advanced_100 | nuclear | 2034 | 91.9726 | 954.8285
spri | geo_advanced_100 | nuclear | 2036 | 91.9726 | 977.267
spri | geo_advanced_100 | nuclear | 2038 | 91.9726 | 1021.2755
spri | geo_advanced_100 | nuclear | 2040 | 91.9726 | 1054.7935
spri | geo_advanced_100 | nuclear | 2042 | 91.9726 | 1090.3091
spri | geo_advanced_100 | nuclear | 2044 | 91.9726 | 1125.6556
spri | geo_advanced_100 | nuclear | 2046 | 91.9726 | 1162.9593
spri | geo_advanced_100 | nuclear | 2048 | 91.9726 | 1189.5528
spri | geo_advanced_100 | nuclear | 2050 | 232.2757 | 1239.6933
spri | geo_advanced_100 | coal | 2010 | 296.7419 | 937.9969
spri | geo_advanced_100 | coal | 2012 | 291.2386 | 944.4669
spri | geo_advanced_100 | coal | 2014 | 281.2835 | 930.1877
spri | geo_advanced_100 | coal | 2016 | 258.6969 | 912.4411
spri | geo_advanced_100 | coal | 2018 | 237.8386 | 902.2342
spri | geo_advanced_100 | coal | 2020 | 220.2663 | 893.7946
spri | geo_advanced_100 | coal | 2022 | 202.02 | 956.6372
spri | geo_advanced_100 | coal | 2024 | 188.8639 | 900.7013
spri | geo_advanced_100 | coal | 2026 | 178.9799 | 902.9382
spri | geo_advanced_100 | coal | 2028 | 160.1003 | 907.9955
spri | geo_advanced_100 | coal | 2030 | 147.0988 | 914.4709
spri | geo_advanced_100 | coal | 2032 | 144.6424 | 929.3872
spri | geo_advanced_100 | coal | 2034 | 139.651 | 954.8285
spri | geo_advanced_100 | coal | 2036 | 3.348 | 977.267
spri | geo_advanced_100 | coal | 2038 | 0 | 1021.2755
spri | geo_advanced_100 | coal | 2040 | 0 | 1054.7935
spri | geo_advanced_100 | coal | 2042 | 0 | 1090.3091
spri | geo_advanced_100 | coal | 2044 | 0 | 1125.6556
spri | geo_advanced_100 | coal | 2046 | 0 | 1162.9593
spri | geo_advanced_100 | coal | 2048 | 0 | 1189.5528
spri | geo_advanced_100 | coal | 2050 | 0 | 1239.6933
spri | geo_advanced_100 | gas-cc | 2010 | 201.204 | 937.9969
spri | geo_advanced_100 | gas-cc | 2012 | 215.7431 | 944.4669
spri | geo_advanced_100 | gas-cc | 2014 | 225.5781 | 930.1877
spri | geo_advanced_100 | gas-cc | 2016 | 234.2477 | 912.4411
spri | geo_advanced_100 | gas-cc | 2018 | 257.9461 | 902.2342
spri | geo_advanced_100 | gas-cc | 2020 | 268.2452 | 893.7946
spri | geo_advanced_100 | gas-cc | 2022 | 280.414 | 956.6372
spri | geo_advanced_100 | gas-cc | 2024 | 280.7791 | 900.7013
spri | geo_advanced_100 | gas-cc | 2026 | 282.0331 | 902.9382
spri | geo_advanced_100 | gas-cc | 2028 | 276.4468 | 907.9955
spri | geo_advanced_100 | gas-cc | 2030 | 273.3546 | 914.4709
spri | geo_advanced_100 | gas-cc | 2032 | 271.8505 | 929.3872
spri | geo_advanced_100 | gas-cc | 2034 | 271.6335 | 954.8285
spri | geo_advanced_100 | gas-cc | 2036 | 352.1302 | 977.267
spri | geo_advanced_100 | gas-cc | 2038 | 357.5799 | 1021.2755
spri | geo_advanced_100 | gas-cc | 2040 | 310.2744 | 1054.7935
spri | geo_advanced_100 | gas-cc | 2042 | 287.9879 | 1090.3091
spri | geo_advanced_100 | gas-cc | 2044 | 226.5821 | 1125.6556
spri | geo_advanced_100 | gas-cc | 2046 | 131.2868 | 1162.9593
spri | geo_advanced_100 | gas-cc | 2048 | 35.4444 | 1189.5528
spri | geo_advanced_100 | gas-cc | 2050 | 0 | 1239.6933
spri | geo_advanced_100 | gas-cc-ccs_mod_upgrade | 2010 | 0 | 937.9969
spri | geo_advanced_100 | gas-cc-ccs_mod_upgrade | 2012 | 0 | 944.4669
spri | geo_advanced_100 | gas-cc-ccs_mod_upgrade | 2014 | 0 | 930.1877
spri | geo_advanced_100 | gas-cc-ccs_mod_upgrade | 2016 | 0 | 912.4411
spri | geo_advanced_100 | gas-cc-ccs_mod_upgrade | 2018 | 0 | 902.2342
spri | geo_advanced_100 | gas-cc-ccs_mod_upgrade | 2020 | 0 | 893.7946
spri | geo_advanced_100 | gas-cc-ccs_mod_upgrade | 2022 | 0 | 956.6372
spri | geo_advanced_100 | gas-cc-ccs_mod_upgrade | 2024 | 0 | 900.7013
spri | geo_advanced_100 | gas-cc-ccs_mod_upgrade | 2026 | 0 | 902.9382
spri | geo_advanced_100 | gas-cc-ccs_mod_upgrade | 2028 | 7.0615 | 907.9955
spri | geo_advanced_100 | gas-cc-ccs_mod_upgrade | 2030 | 7.0615 | 914.4709
spri | geo_advanced_100 | gas-cc-ccs_mod_upgrade | 2032 | 7.0615 | 929.3872
spri | geo_advanced_100 | gas-cc-ccs_mod_upgrade | 2034 | 7.0615 | 954.8285
spri | geo_advanced_100 | gas-cc-ccs_mod_upgrade | 2036 | 7.0615 | 977.267
spri | geo_advanced_100 | gas-cc-ccs_mod_upgrade | 2038 | 36.7891 | 1021.2755
spri | geo_advanced_100 | gas-cc-ccs_mod_upgrade | 2040 | 138.2579 | 1054.7935
spri | geo_advanced_100 | gas-cc-ccs_mod_upgrade | 2042 | 213.154 | 1090.3091
spri | geo_advanced_100 | gas-cc-ccs_mod_upgrade | 2044 | 311.3663 | 1125.6556
spri | geo_advanced_100 | gas-cc-ccs_mod_upgrade | 2046 | 418.2426 | 1162.9593
spri | geo_advanced_100 | gas-cc-ccs_mod_upgrade | 2048 | 520.7399 | 1189.5528
spri | geo_advanced_100 | gas-cc-ccs_mod_upgrade | 2050 | 0 | 1239.6933
spri | geo_advanced_100 | gas-ct | 2010 | 117.7247 | 937.9969
spri | geo_advanced_100 | gas-ct | 2012 | 120.8117 | 944.4669
spri | geo_advanced_100 | gas-ct | 2014 | 123.8407 | 930.1877
spri | geo_advanced_100 | gas-ct | 2016 | 124.6101 | 912.4411
spri | geo_advanced_100 | gas-ct | 2018 | 126.4449 | 902.2342
spri | geo_advanced_100 | gas-ct | 2020 | 127.2607 | 893.7946
spri | geo_advanced_100 | gas-ct | 2022 | 130.2439 | 956.6372
spri | geo_advanced_100 | gas-ct | 2024 | 114.6864 | 900.7013
spri | geo_advanced_100 | gas-ct | 2026 | 112.4443 | 902.9382
spri | geo_advanced_100 | gas-ct | 2028 | 112.9449 | 907.9955
spri | geo_advanced_100 | gas-ct | 2030 | 111.1255 | 914.4709
spri | geo_advanced_100 | gas-ct | 2032 | 110.3705 | 929.3872
spri | geo_advanced_100 | gas-ct | 2034 | 110.2869 | 954.8285
spri | geo_advanced_100 | gas-ct | 2036 | 111.2087 | 977.267
spri | geo_advanced_100 | gas-ct | 2038 | 89.3409 | 1021.2755
spri | geo_advanced_100 | gas-ct | 2040 | 58.9688 | 1054.7935
spri | geo_advanced_100 | gas-ct | 2042 | 17.283 | 1090.3091
spri | geo_advanced_100 | gas-ct | 2044 | 0 | 1125.6556
spri | geo_advanced_100 | gas-ct | 2046 | 0 | 1162.9593
spri | geo_advanced_100 | gas-ct | 2048 | 0 | 1189.5528
spri | geo_advanced_100 | gas-ct | 2050 | 0 | 1239.6933
spri | geo_advanced_100 | o-g-s | 2010 | 140.2354 | 937.9969
spri | geo_advanced_100 | o-g-s | 2012 | 132.4567 | 944.4669
spri | geo_advanced_100 | o-g-s | 2014 | 123.1645 | 930.1877
spri | geo_advanced_100 | o-g-s | 2016 | 110.9605 | 912.4411
spri | geo_advanced_100 | o-g-s | 2018 | 96.372 | 902.2342
spri | geo_advanced_100 | o-g-s | 2020 | 89.885 | 893.7946
spri | geo_advanced_100 | o-g-s | 2022 | 85.1197 | 956.6372
spri | geo_advanced_100 | o-g-s | 2024 | 34.7311 | 900.7013
spri | geo_advanced_100 | o-g-s | 2026 | 32.0242 | 902.9382
spri | geo_advanced_100 | o-g-s | 2028 | 30.172 | 907.9955
spri | geo_advanced_100 | o-g-s | 2030 | 25.7826 | 914.4709
spri | geo_advanced_100 | o-g-s | 2032 | 25.0405 | 929.3872
spri | geo_advanced_100 | o-g-s | 2034 | 23.8268 | 954.8285
spri | geo_advanced_100 | o-g-s | 2036 | 22.2614 | 977.267
spri | geo_advanced_100 | o-g-s | 2038 | 3.5006 | 1021.2755
spri | geo_advanced_100 | o-g-s | 2040 | 2.6687 | 1054.7935
spri | geo_advanced_100 | o-g-s | 2042 | 2.0729 | 1090.3091
spri | geo_advanced_100 | o-g-s | 2044 | 0 | 1125.6556
spri | geo_advanced_100 | o-g-s | 2046 | 0 | 1162.9593
spri | geo_advanced_100 | o-g-s | 2048 | 0 | 1189.5528
spri | geo_advanced_100 | o-g-s | 2050 | 0 | 1239.6933
spri | geo_advanced_100 | hydro | 2010 | 55.9964 | 937.9969
spri | geo_advanced_100 | hydro | 2012 | 55.3306 | 944.4669
spri | geo_advanced_100 | hydro | 2014 | 54.859 | 930.1877
spri | geo_advanced_100 | hydro | 2016 | 54.2139 | 912.4411
spri | geo_advanced_100 | hydro | 2018 | 56.5326 | 902.2342
spri | geo_advanced_100 | hydro | 2020 | 56.8694 | 893.7946
spri | geo_advanced_100 | hydro | 2022 | 56.9373 | 956.6372
spri | geo_advanced_100 | hydro | 2024 | 56.9596 | 900.7013
spri | geo_advanced_100 | hydro | 2026 | 58.1362 | 902.9382
spri | geo_advanced_100 | hydro | 2028 | 59.2583 | 907.9955
spri | geo_advanced_100 | hydro | 2030 | 59.3177 | 914.4709
spri | geo_advanced_100 | hydro | 2032 | 59.3952 | 929.3872
spri | geo_advanced_100 | hydro | 2034 | 59.4869 | 954.8285
spri | geo_advanced_100 | hydro | 2036 | 59.9012 | 977.267
spri | geo_advanced_100 | hydro | 2038 | 60.1944 | 1021.2755
spri | geo_advanced_100 | hydro | 2040 | 60.3574 | 1054.7935
spri | geo_advanced_100 | hydro | 2042 | 60.5166 | 1090.3091
spri | geo_advanced_100 | hydro | 2044 | 60.6846 | 1125.6556
spri | geo_advanced_100 | hydro | 2046 | 60.8449 | 1162.9593
spri | geo_advanced_100 | hydro | 2048 | 61.0053 | 1189.5528
spri | geo_advanced_100 | hydro | 2050 | 61.336 | 1239.6933
spri | geo_advanced_100 | geothermal | 2010 | 2.6812 | 937.9969
spri | geo_advanced_100 | geothermal | 2012 | 2.8162 | 944.4669
spri | geo_advanced_100 | geothermal | 2014 | 2.9016 | 930.1877
spri | geo_advanced_100 | geothermal | 2016 | 2.9516 | 912.4411
spri | geo_advanced_100 | geothermal | 2018 | 3.0119 | 902.2342
spri | geo_advanced_100 | geothermal | 2020 | 4.1588 | 893.7946
spri | geo_advanced_100 | geothermal | 2022 | 4.2008 | 956.6372
spri | geo_advanced_100 | geothermal | 2024 | 4.2008 | 900.7013
spri | geo_advanced_100 | geothermal | 2026 | 4.2008 | 902.9382
spri | geo_advanced_100 | geothermal | 2028 | 6.2426 | 907.9955
spri | geo_advanced_100 | geothermal | 2030 | 6.2426 | 914.4709
spri | geo_advanced_100 | geothermal | 2032 | 6.2426 | 929.3872
spri | geo_advanced_100 | geothermal | 2034 | 6.2426 | 954.8285
spri | geo_advanced_100 | geothermal | 2036 | 8.5285 | 977.267
spri | geo_advanced_100 | geothermal | 2038 | 12.0735 | 1021.2755
spri | geo_advanced_100 | geothermal | 2040 | 14.6669 | 1054.7935
spri | geo_advanced_100 | geothermal | 2042 | 18.7254 | 1090.3091
spri | geo_advanced_100 | geothermal | 2044 | 21.2417 | 1125.6556
spri | geo_advanced_100 | geothermal | 2046 | 23.8625 | 1162.9593
spri | geo_advanced_100 | geothermal | 2048 | 27.6658 | 1189.5528
spri | geo_advanced_100 | geothermal | 2050 | 168.4429 | 1239.6933
spri | geo_advanced_100 | biopower | 2010 | 2.8885 | 937.9969
spri | geo_advanced_100 | biopower | 2012 | 2.9776 | 944.4669
spri | geo_advanced_100 | biopower | 2014 | 3.4299 | 930.1877
spri | geo_advanced_100 | biopower | 2016 | 3.2245 | 912.4411
spri | geo_advanced_100 | biopower | 2018 | 3.184 | 902.2342
spri | geo_advanced_100 | biopower | 2020 | 3.0193 | 893.7946
spri | geo_advanced_100 | biopower | 2022 | 2.8851 | 956.6372
spri | geo_advanced_100 | biopower | 2024 | 2.8881 | 900.7013
spri | geo_advanced_100 | biopower | 2026 | 2.8881 | 902.9382
spri | geo_advanced_100 | biopower | 2028 | 2.6292 | 907.9955
spri | geo_advanced_100 | biopower | 2030 | 2.393 | 914.4709
spri | geo_advanced_100 | biopower | 2032 | 2.0992 | 929.3872
spri | geo_advanced_100 | biopower | 2034 | 1.7199 | 954.8285
spri | geo_advanced_100 | biopower | 2036 | 1.5139 | 977.267
spri | geo_advanced_100 | biopower | 2038 | 1.3738 | 1021.2755
spri | geo_advanced_100 | biopower | 2040 | 1.3388 | 1054.7935
spri | geo_advanced_100 | biopower | 2042 | 1.2559 | 1090.3091
spri | geo_advanced_100 | biopower | 2044 | 1.1709 | 1125.6556
spri | geo_advanced_100 | biopower | 2046 | 1.1659 | 1162.9593
spri | geo_advanced_100 | biopower | 2048 | 1.1329 | 1189.5528
spri | geo_advanced_100 | biopower | 2050 | 202.1083 | 1239.6933
spri | geo_advanced_100 | lfill-gas | 2010 | 3.4027 | 937.9969
spri | geo_advanced_100 | lfill-gas | 2012 | 3.6413 | 944.4669
spri | geo_advanced_100 | lfill-gas | 2014 | 3.7416 | 930.1877
spri | geo_advanced_100 | lfill-gas | 2016 | 3.7374 | 912.4411
spri | geo_advanced_100 | lfill-gas | 2018 | 3.6803 | 902.2342
spri | geo_advanced_100 | lfill-gas | 2020 | 3.5039 | 893.7946
spri | geo_advanced_100 | lfill-gas | 2022 | 3.5006 | 956.6372
spri | geo_advanced_100 | lfill-gas | 2024 | 3.5006 | 900.7013
spri | geo_advanced_100 | lfill-gas | 2026 | 3.5006 | 902.9382
spri | geo_advanced_100 | lfill-gas | 2028 | 3.4646 | 907.9955
spri | geo_advanced_100 | lfill-gas | 2030 | 3.4646 | 914.4709
spri | geo_advanced_100 | lfill-gas | 2032 | 3.4646 | 929.3872
spri | geo_advanced_100 | lfill-gas | 2034 | 3.4646 | 954.8285
spri | geo_advanced_100 | lfill-gas | 2036 | 3.4646 | 977.267
spri | geo_advanced_100 | lfill-gas | 2038 | 3.4646 | 1021.2755
spri | geo_advanced_100 | lfill-gas | 2040 | 3.4646 | 1054.7935
spri | geo_advanced_100 | lfill-gas | 2042 | 3.4646 | 1090.3091
spri | geo_advanced_100 | lfill-gas | 2044 | 3.4646 | 1125.6556
spri | geo_advanced_100 | lfill-gas | 2046 | 3.4646 | 1162.9593
spri | geo_advanced_100 | lfill-gas | 2048 | 3.4646 | 1189.5528
spri | geo_advanced_100 | lfill-gas | 2050 | 3.4646 | 1239.6933
spri | geo_advanced_100 | wind-ons | 2010 | 1.6374 | 937.9969
spri | geo_advanced_100 | wind-ons | 2012 | 7.4807 | 944.4669
spri | geo_advanced_100 | wind-ons | 2014 | 2.3639 | 930.1877
spri | geo_advanced_100 | wind-ons | 2016 | 7.1303 | 912.4411
spri | geo_advanced_100 | wind-ons | 2018 | 5.3022 | 902.2342
spri | geo_advanced_100 | wind-ons | 2020 | 10.504 | 893.7946
spri | geo_advanced_100 | wind-ons | 2022 | 30.2934 | 956.6372
spri | geo_advanced_100 | wind-ons | 2024 | 39.7231 | 900.7013
spri | geo_advanced_100 | wind-ons | 2026 | 46.6023 | 902.9382
spri | geo_advanced_100 | wind-ons | 2028 | 58.7436 | 907.9955
spri | geo_advanced_100 | wind-ons | 2030 | 67.2481 | 914.4709
spri | geo_advanced_100 | wind-ons | 2032 | 72.1766 | 929.3872
spri | geo_advanced_100 | wind-ons | 2034 | 82.209 | 954.8285
spri | geo_advanced_100 | wind-ons | 2036 | 93.3942 | 977.267
spri | geo_advanced_100 | wind-ons | 2038 | 101.2715 | 1021.2755
spri | geo_advanced_100 | wind-ons | 2040 | 106.841 | 1054.7935
spri | geo_advanced_100 | wind-ons | 2042 | 111.4783 | 1090.3091
spri | geo_advanced_100 | wind-ons | 2044 | 117.6694 | 1125.6556
spri | geo_advanced_100 | wind-ons | 2046 | 118.1517 | 1162.9593
spri | geo_advanced_100 | wind-ons | 2048 | 123.0955 | 1189.5528
spri | geo_advanced_100 | wind-ons | 2050 | 160.3869 | 1239.6933
spri | geo_advanced_100 | wind-ofs | 2010 | 0 | 937.9969
spri | geo_advanced_100 | wind-ofs | 2012 | 0 | 944.4669
spri | geo_advanced_100 | wind-ofs | 2014 | 0 | 930.1877
spri | geo_advanced_100 | wind-ofs | 2016 | 0.011941 | 912.4411
spri | geo_advanced_100 | wind-ofs | 2018 | 0 | 902.2342
spri | geo_advanced_100 | wind-ofs | 2020 | 0.0048828 | 893.7946
spri | geo_advanced_100 | wind-ofs | 2022 | 0.023402 | 956.6372
spri | geo_advanced_100 | wind-ofs | 2024 | 0.87128 | 900.7013
spri | geo_advanced_100 | wind-ofs | 2026 | 2.1832 | 902.9382
spri | geo_advanced_100 | wind-ofs | 2028 | 3.6157 | 907.9955
spri | geo_advanced_100 | wind-ofs | 2030 | 5.7911 | 914.4709
spri | geo_advanced_100 | wind-ofs | 2032 | 6.3238 | 929.3872
spri | geo_advanced_100 | wind-ofs | 2034 | 9.0834 | 954.8285
spri | geo_advanced_100 | wind-ofs | 2036 | 10.8996 | 977.267
spri | geo_advanced_100 | wind-ofs | 2038 | 11.4643 | 1021.2755
spri | geo_advanced_100 | wind-ofs | 2040 | 12.7015 | 1054.7935
spri | geo_advanced_100 | wind-ofs | 2042 | 13.8372 | 1090.3091
spri | geo_advanced_100 | wind-ofs | 2044 | 15.3468 | 1125.6556
spri | geo_advanced_100 | wind-ofs | 2046 | 16.3755 | 1162.9593
spri | geo_advanced_100 | wind-ofs | 2048 | 17.0224 | 1189.5528
spri | geo_advanced_100 | wind-ofs | 2050 | 16.366 | 1239.6933
spri | geo_advanced_100 | csp | 2010 | 0 | 937.9969
spri | geo_advanced_100 | csp | 2012 | 0 | 944.4669
spri | geo_advanced_100 | csp | 2014 | 0 | 930.1877
spri | geo_advanced_100 | csp | 2016 | 0 | 912.4411
spri | geo_advanced_100 | csp | 2018 | 0 | 902.2342
spri | geo_advanced_100 | csp | 2020 | 0 | 893.7946
spri | geo_advanced_100 | csp | 2022 | 0 | 956.6372
spri | geo_advanced_100 | csp | 2024 | 0 | 900.7013
spri | geo_advanced_100 | csp | 2026 | 0 | 902.9382
spri | geo_advanced_100 | csp | 2028 | 0 | 907.9955
spri | geo_advanced_100 | csp | 2030 | 0 | 914.4709
spri | geo_advanced_100 | csp | 2032 | 0 | 929.3872
spri | geo_advanced_100 | csp | 2034 | 0 | 954.8285
spri | geo_advanced_100 | csp | 2036 | 0 | 977.267
spri | geo_advanced_100 | csp | 2038 | 0 | 1021.2755
spri | geo_advanced_100 | csp | 2040 | 0 | 1054.7935
spri | geo_advanced_100 | csp | 2042 | 0 | 1090.3091
spri | geo_advanced_100 | csp | 2044 | 0 | 1125.6556
spri | geo_advanced_100 | csp | 2046 | 0 | 1162.9593
spri | geo_advanced_100 | csp | 2048 | 0 | 1189.5528
spri | geo_advanced_100 | csp | 2050 | 7.6817 | 1239.6933
spri | geo_advanced_100 | upv | 2010 | 0.044077 | 937.9969
spri | geo_advanced_100 | upv | 2012 | 0.54147 | 944.4669
spri | geo_advanced_100 | upv | 2014 | 1.5511 | 930.1877
spri | geo_advanced_100 | upv | 2016 | 2.7598 | 912.4411
spri | geo_advanced_100 | upv | 2018 | 2.2559 | 902.2342
spri | geo_advanced_100 | upv | 2020 | 3.9142 | 893.7946
spri | geo_advanced_100 | upv | 2022 | 40.5637 | 956.6372
spri | geo_advanced_100 | upv | 2024 | 50.6596 | 900.7013
spri | geo_advanced_100 | upv | 2026 | 49.9878 | 902.9382
spri | geo_advanced_100 | upv | 2028 | 50.6861 | 907.9955
spri | geo_advanced_100 | upv | 2030 | 53.6396 | 914.4709
spri | geo_advanced_100 | upv | 2032 | 58.504 | 929.3872
spri | geo_advanced_100 | upv | 2034 | 59.7583 | 954.8285
spri | geo_advanced_100 | upv | 2036 | 69.0352 | 977.267
spri | geo_advanced_100 | upv | 2038 | 75.9588 | 1021.2755
spri | geo_advanced_100 | upv | 2040 | 76.6485 | 1054.7935
spri | geo_advanced_100 | upv | 2042 | 80.093 | 1090.3091
spri | geo_advanced_100 | upv | 2044 | 81.7733 | 1125.6556
spri | geo_advanced_100 | upv | 2046 | 89.5198 | 1162.9593
spri | geo_advanced_100 | upv | 2048 | 91.9647 | 1189.5528
spri | geo_advanced_100 | upv | 2050 | 105.0224 | 1239.6933
spri | geo_advanced_100 | dupv | 2010 | 0.015679 | 937.9969
spri | geo_advanced_100 | dupv | 2012 | 0.13235 | 944.4669
spri | geo_advanced_100 | dupv | 2014 | 0.23612 | 930.1877
spri | geo_advanced_100 | dupv | 2016 | 0.29002 | 912.4411
spri | geo_advanced_100 | dupv | 2018 | 0.35557 | 902.2342
spri | geo_advanced_100 | dupv | 2020 | 0.32674 | 893.7946
spri | geo_advanced_100 | dupv | 2022 | 2.0598 | 956.6372
spri | geo_advanced_100 | dupv | 2024 | 1.61 | 900.7013
spri | geo_advanced_100 | dupv | 2026 | 1.0388 | 902.9382
spri | geo_advanced_100 | dupv | 2028 | 0.80082 | 907.9955
spri | geo_advanced_100 | dupv | 2030 | 0.70625 | 914.4709
spri | geo_advanced_100 | dupv | 2032 | 0.5988 | 929.3872
spri | geo_advanced_100 | dupv | 2034 | 0.57619 | 954.8285
spri | geo_advanced_100 | dupv | 2036 | 0.57038 | 977.267
spri | geo_advanced_100 | dupv | 2038 | 0.54851 | 1021.2755
spri | geo_advanced_100 | dupv | 2040 | 0.53368 | 1054.7935
spri | geo_advanced_100 | dupv | 2042 | 0.50873 | 1090.3091
spri | geo_advanced_100 | dupv | 2044 | 0.43356 | 1125.6556
spri | geo_advanced_100 | dupv | 2046 | 0.35868 | 1162.9593
spri | geo_advanced_100 | dupv | 2048 | 0.2303 | 1189.5528
spri | geo_advanced_100 | dupv | 2050 | 0.11995 | 1239.6933
spri | geo_advanced_100 | distpv | 2010 | 0 | 937.9969
spri | geo_advanced_100 | distpv | 2012 | 0 | 944.4669
spri | geo_advanced_100 | distpv | 2014 | 0 | 930.1877
spri | geo_advanced_100 | distpv | 2016 | 0 | 912.4411
spri | geo_advanced_100 | distpv | 2018 | 0 | 902.2342
spri | geo_advanced_100 | distpv | 2020 | 0 | 893.7946
spri | geo_advanced_100 | distpv | 2022 | 7.2713 | 956.6372
spri | geo_advanced_100 | distpv | 2024 | 7.0627 | 900.7013
spri | geo_advanced_100 | distpv | 2026 | 7.2678 | 902.9382
spri | geo_advanced_100 | distpv | 2028 | 7.2369 | 907.9955
spri | geo_advanced_100 | distpv | 2030 | 9.2798 | 914.4709
spri | geo_advanced_100 | distpv | 2032 | 10.4922 | 929.3872
spri | geo_advanced_100 | distpv | 2034 | 11.9077 | 954.8285
spri | geo_advanced_100 | distpv | 2036 | 12.5482 | 977.267
spri | geo_advanced_100 | distpv | 2038 | 12.5431 | 1021.2755
spri | geo_advanced_100 | distpv | 2040 | 13.8359 | 1054.7935
spri | geo_advanced_100 | distpv | 2042 | 14.8559 | 1090.3091
spri | geo_advanced_100 | distpv | 2044 | 15.6769 | 1125.6556
spri | geo_advanced_100 | distpv | 2046 | 16.5681 | 1162.9593
spri | geo_advanced_100 | distpv | 2048 | 16.3029 | 1189.5528
spri | geo_advanced_100 | distpv | 2050 | 17.6069 | 1239.6933
spri | geo_advanced_100 | pvb | 2010 | 0 | 937.9969
spri | geo_advanced_100 | pvb | 2012 | 0 | 944.4669
spri | geo_advanced_100 | pvb | 2014 | 0 | 930.1877
spri | geo_advanced_100 | pvb | 2016 | 0 | 912.4411
spri | geo_advanced_100 | pvb | 2018 | 0 | 902.2342
spri | geo_advanced_100 | pvb | 2020 | 0 | 893.7946
spri | geo_advanced_100 | pvb | 2022 | 2.621 | 956.6372
spri | geo_advanced_100 | pvb | 2024 | 2.4883 | 900.7013
spri | geo_advanced_100 | pvb | 2026 | 2.1739 | 902.9382
spri | geo_advanced_100 | pvb | 2028 | 2.2465 | 907.9955
spri | geo_advanced_100 | pvb | 2030 | 2.7529 | 914.4709
spri | geo_advanced_100 | pvb | 2032 | 4.2507 | 929.3872
spri | geo_advanced_100 | pvb | 2034 | 4.9575 | 954.8285
spri | geo_advanced_100 | pvb | 2036 | 11.2928 | 977.267
spri | geo_advanced_100 | pvb | 2038 | 12.0481 | 1021.2755
spri | geo_advanced_100 | pvb | 2040 | 18.0392 | 1054.7935
spri | geo_advanced_100 | pvb | 2042 | 10.4884 | 1090.3091
spri | geo_advanced_100 | pvb | 2044 | 14.413 | 1125.6556
spri | geo_advanced_100 | pvb | 2046 | 13.5179 | 1162.9593
spri | geo_advanced_100 | pvb | 2048 | 9.6269 | 1189.5528
spri | geo_advanced_100 | pvb | 2050 | 10.8547 | 1239.6933
spri | geo_advanced_100 | battery_2 | 2010 | 0.00586 | 937.9969
spri | geo_advanced_100 | battery_2 | 2012 | 0 | 944.4669
spri | geo_advanced_100 | battery_2 | 2014 | 0 | 930.1877
spri | geo_advanced_100 | battery_2 | 2016 | 0 | 912.4411
spri | geo_advanced_100 | battery_2 | 2018 | 0 | 902.2342
spri | geo_advanced_100 | battery_2 | 2020 | 0 | 893.7946
spri | geo_advanced_100 | battery_2 | 2022 | 0 | 956.6372
spri | geo_advanced_100 | battery_2 | 2024 | 0.14029 | 900.7013
spri | geo_advanced_100 | battery_2 | 2026 | 0.82169 | 902.9382
spri | geo_advanced_100 | battery_2 | 2028 | 1.1806 | 907.9955
spri | geo_advanced_100 | battery_2 | 2030 | 0.40897 | 914.4709
spri | geo_advanced_100 | battery_2 | 2032 | 0.68894 | 929.3872
spri | geo_advanced_100 | battery_2 | 2034 | 1.1274 | 954.8285
spri | geo_advanced_100 | battery_2 | 2036 | 1.565 | 977.267
spri | geo_advanced_100 | battery_2 | 2038 | 2.6802 | 1021.2755
spri | geo_advanced_100 | battery_2 | 2040 | 3.1758 | 1054.7935
spri | geo_advanced_100 | battery_2 | 2042 | 2.2673 | 1090.3091
spri | geo_advanced_100 | battery_2 | 2044 | 1.5346 | 1125.6556
spri | geo_advanced_100 | battery_2 | 2046 | 4.7362 | 1162.9593
spri | geo_advanced_100 | battery_2 | 2048 | 7.3439 | 1189.5528
spri | geo_advanced_100 | battery_2 | 2050 | 7.7405 | 1239.6933
spri | geo_advanced_100 | battery_4 | 2010 | 0 | 937.9969
spri | geo_advanced_100 | battery_4 | 2012 | 0 | 944.4669
spri | geo_advanced_100 | battery_4 | 2014 | 0 | 930.1877
spri | geo_advanced_100 | battery_4 | 2016 | 0 | 912.4411
spri | geo_advanced_100 | battery_4 | 2018 | 0 | 902.2342
spri | geo_advanced_100 | battery_4 | 2020 | 0 | 893.7946
spri | geo_advanced_100 | battery_4 | 2022 | 0 | 956.6372
spri | geo_advanced_100 | battery_4 | 2024 | 1.2223 | 900.7013
spri | geo_advanced_100 | battery_4 | 2026 | 6.7103 | 902.9382
spri | geo_advanced_100 | battery_4 | 2028 | 6.6763 | 907.9955
spri | geo_advanced_100 | battery_4 | 2030 | 16.268 | 914.4709
spri | geo_advanced_100 | battery_4 | 2032 | 12.2667 | 929.3872
spri | geo_advanced_100 | battery_4 | 2034 | 11.5201 | 954.8285
spri | geo_advanced_100 | battery_4 | 2036 | 19.823 | 977.267
spri | geo_advanced_100 | battery_4 | 2038 | 34.1306 | 1021.2755
spri | geo_advanced_100 | battery_4 | 2040 | 41.3013 | 1054.7935
spri | geo_advanced_100 | battery_4 | 2042 | 38.2784 | 1090.3091
spri | geo_advanced_100 | battery_4 | 2044 | 48.4355 | 1125.6556
spri | geo_advanced_100 | battery_4 | 2046 | 59.6946 | 1162.9593
spri | geo_advanced_100 | battery_4 | 2048 | 67.2882 | 1189.5528
spri | geo_advanced_100 | battery_4 | 2050 | 97.6799 | 1239.6933
spri | geo_advanced_100 | battery_6 | 2010 | 0 | 937.9969
spri | geo_advanced_100 | battery_6 | 2012 | 0 | 944.4669
spri | geo_advanced_100 | battery_6 | 2014 | 0 | 930.1877
spri | geo_advanced_100 | battery_6 | 2016 | 0 | 912.4411
spri | geo_advanced_100 | battery_6 | 2018 | 0 | 902.2342
spri | geo_advanced_100 | battery_6 | 2020 | 0 | 893.7946
spri | geo_advanced_100 | battery_6 | 2022 | 0 | 956.6372
spri | geo_advanced_100 | battery_6 | 2024 | 0 | 900.7013
spri | geo_advanced_100 | battery_6 | 2026 | 0 | 902.9382
spri | geo_advanced_100 | battery_6 | 2028 | 6.4819 | 907.9955
spri | geo_advanced_100 | battery_6 | 2030 | 12.714 | 914.4709
spri | geo_advanced_100 | battery_6 | 2032 | 19.4305 | 929.3872
spri | geo_advanced_100 | battery_6 | 2034 | 34.4658 | 954.8285
spri | geo_advanced_100 | battery_6 | 2036 | 53.679 | 977.267
spri | geo_advanced_100 | battery_6 | 2038 | 47.9843 | 1021.2755
spri | geo_advanced_100 | battery_6 | 2040 | 46.7428 | 1054.7935
spri | geo_advanced_100 | battery_6 | 2042 | 52.9857 | 1090.3091
spri | geo_advanced_100 | battery_6 | 2044 | 43.6433 | 1125.6556
spri | geo_advanced_100 | battery_6 | 2046 | 42.054 | 1162.9593
spri | geo_advanced_100 | battery_6 | 2048 | 42.621 | 1189.5528
spri | geo_advanced_100 | battery_6 | 2050 | 39.8818 | 1239.6933
spri | geo_advanced_100 | battery_8 | 2010 | 0 | 937.9969
spri | geo_advanced_100 | battery_8 | 2012 | 0 | 944.4669
spri | geo_advanced_100 | battery_8 | 2014 | 0 | 930.1877
spri | geo_advanced_100 | battery_8 | 2016 | 0 | 912.4411
spri | geo_advanced_100 | battery_8 | 2018 | 0 | 902.2342
spri | geo_advanced_100 | battery_8 | 2020 | 0 | 893.7946
spri | geo_advanced_100 | battery_8 | 2022 | 0 | 956.6372
spri | geo_advanced_100 | battery_8 | 2024 | 0 | 900.7013
spri | geo_advanced_100 | battery_8 | 2026 | 0 | 902.9382
spri | geo_advanced_100 | battery_8 | 2028 | 0 | 907.9955
spri | geo_advanced_100 | battery_8 | 2030 | 0 | 914.4709
spri | geo_advanced_100 | battery_8 | 2032 | 0 | 929.3872
spri | geo_advanced_100 | battery_8 | 2034 | 3.0369 | 954.8285
spri | geo_advanced_100 | battery_8 | 2036 | 14.0674 | 977.267
spri | geo_advanced_100 | battery_8 | 2038 | 23.1514 | 1021.2755
spri | geo_advanced_100 | battery_8 | 2040 | 21.1976 | 1054.7935
spri | geo_advanced_100 | battery_8 | 2042 | 26.3984 | 1090.3091
spri | geo_advanced_100 | battery_8 | 2044 | 28.6468 | 1125.6556
spri | geo_advanced_100 | battery_8 | 2046 | 29.8517 | 1162.9593
spri | geo_advanced_100 | battery_8 | 2048 | 33.6293 | 1189.5528
spri | geo_advanced_100 | battery_8 | 2050 | 33.3137 | 1239.6933
spri | geo_advanced_100 | battery_10 | 2010 | 0 | 937.9969
spri | geo_advanced_100 | battery_10 | 2012 | 0 | 944.4669
spri | geo_advanced_100 | battery_10 | 2014 | 0 | 930.1877
spri | geo_advanced_100 | battery_10 | 2016 | 0 | 912.4411
spri | geo_advanced_100 | battery_10 | 2018 | 0 | 902.2342
spri | geo_advanced_100 | battery_10 | 2020 | 0 | 893.7946
spri | geo_advanced_100 | battery_10 | 2022 | 0 | 956.6372
spri | geo_advanced_100 | battery_10 | 2024 | 0 | 900.7013
spri | geo_advanced_100 | battery_10 | 2026 | 0 | 902.9382
spri | geo_advanced_100 | battery_10 | 2028 | 0 | 907.9955
spri | geo_advanced_100 | battery_10 | 2030 | 0 | 914.4709
spri | geo_advanced_100 | battery_10 | 2032 | 0 | 929.3872
spri | geo_advanced_100 | battery_10 | 2034 | 0 | 954.8285
spri | geo_advanced_100 | battery_10 | 2036 | 3.6437 | 977.267
spri | geo_advanced_100 | battery_10 | 2038 | 14.2837 | 1021.2755
spri | geo_advanced_100 | battery_10 | 2040 | 6.4534 | 1054.7935
spri | geo_advanced_100 | battery_10 | 2042 | 13.3642 | 1090.3091
spri | geo_advanced_100 | battery_10 | 2044 | 6.7513 | 1125.6556
spri | geo_advanced_100 | battery_10 | 2046 | 8.7322 | 1162.9593
spri | geo_advanced_100 | battery_10 | 2048 | 8.9556 | 1189.5528
spri | geo_advanced_100 | battery_10 | 2050 | 48.1121 | 1239.6933
spri | geo_advanced_100 | pumped-hydro | 2010 | 5.8803 | 937.9969
spri | geo_advanced_100 | pumped-hydro | 2012 | 0 | 944.4669
spri | geo_advanced_100 | pumped-hydro | 2014 | 0 | 930.1877
spri | geo_advanced_100 | pumped-hydro | 2016 | 0 | 912.4411
spri | geo_advanced_100 | pumped-hydro | 2018 | 0 | 902.2342
spri | geo_advanced_100 | pumped-hydro | 2020 | 0 | 893.7946
spri | geo_advanced_100 | pumped-hydro | 2022 | 3.2212 | 956.6372
spri | geo_advanced_100 | pumped-hydro | 2024 | 4.9927 | 900.7013
spri | geo_advanced_100 | pumped-hydro | 2026 | 5.5895 | 902.9382
spri | geo_advanced_100 | pumped-hydro | 2028 | 4.5762 | 907.9955
spri | geo_advanced_100 | pumped-hydro | 2030 | 4.3587 | 914.4709
spri | geo_advanced_100 | pumped-hydro | 2032 | 9.1129 | 929.3872
spri | geo_advanced_100 | pumped-hydro | 2034 | 10.2459 | 954.8285
spri | geo_advanced_100 | pumped-hydro | 2036 | 15.0124 | 977.267
spri | geo_advanced_100 | pumped-hydro | 2038 | 18.6929 | 1021.2755
spri | geo_advanced_100 | pumped-hydro | 2040 | 15.2119 | 1054.7935
spri | geo_advanced_100 | pumped-hydro | 2042 | 19.18 | 1090.3091
spri | geo_advanced_100 | pumped-hydro | 2044 | 24.7077 | 1125.6556
spri | geo_advanced_100 | pumped-hydro | 2046 | 22.4182 | 1162.9593
spri | geo_advanced_100 | pumped-hydro | 2048 | 19.906 | 1189.5528
spri | geo_advanced_100 | pumped-hydro | 2050 | 17.1587 | 1239.6933
spri | geo_advanced_100 | Canada | 2010 | 5.7897 | 937.9969
spri | geo_advanced_100 | Canada | 2012 | 7.5475 | 944.4669
spri | geo_advanced_100 | Canada | 2014 | 7.6689 | 930.1877
spri | geo_advanced_100 | Canada | 2016 | 9.3983 | 912.4411
spri | geo_advanced_100 | Canada | 2018 | 9.7098 | 902.2342
spri | geo_advanced_100 | Canada | 2020 | 9.3126 | 893.7946
spri | geo_advanced_100 | Canada | 2022 | 8.3152 | 956.6372
spri | geo_advanced_100 | Canada | 2024 | 8.3747 | 900.7013
spri | geo_advanced_100 | Canada | 2026 | 9.4089 | 902.9382
spri | geo_advanced_100 | Canada | 2028 | 10.4838 | 907.9955
spri | geo_advanced_100 | Canada | 2030 | 10.7558 | 914.4709
spri | geo_advanced_100 | Canada | 2032 | 10.6683 | 929.3872
spri | geo_advanced_100 | Canada | 2034 | 10.5939 | 954.8285
spri | geo_advanced_100 | Canada | 2036 | 10.3455 | 977.267
spri | geo_advanced_100 | Canada | 2038 | 10.2286 | 1021.2755
spri | geo_advanced_100 | Canada | 2040 | 10.1407 | 1054.7935
spri | geo_advanced_100 | Canada | 2042 | 10.1407 | 1090.3091
spri | geo_advanced_100 | Canada | 2044 | 10.1407 | 1125.6556
spri | geo_advanced_100 | Canada | 2046 | 10.1407 | 1162.9593
spri | geo_advanced_100 | Canada | 2048 | 10.1407 | 1189.5528
spri | geo_advanced_100 | Canada | 2050 | 10.1407 | 1239.6933
summ | geo_advanced_100 | nuclear | 2010 | 103.7491 | 938.414
summ | geo_advanced_100 | nuclear | 2012 | 103.7491 | 944.8841
summ | geo_advanced_100 | nuclear | 2014 | 99.5688 | 930.6077
summ | geo_advanced_100 | nuclear | 2016 | 100.208 | 912.8611
summ | geo_advanced_100 | nuclear | 2018 | 99.6003 | 902.6542
summ | geo_advanced_100 | nuclear | 2020 | 96.5236 | 894.2147
summ | geo_advanced_100 | nuclear | 2022 | 96.9468 | 952.7839
summ | geo_advanced_100 | nuclear | 2024 | 96.9468 | 929.5915
summ | geo_advanced_100 | nuclear | 2026 | 96.9468 | 946.3819
summ | geo_advanced_100 | nuclear | 2028 | 96.9468 | 972.7118
summ | geo_advanced_100 | nuclear | 2030 | 94.7068 | 1007.6795
summ | geo_advanced_100 | nuclear | 2032 | 94.7068 | 1045.4398
summ | geo_advanced_100 | nuclear | 2034 | 91.9726 | 1085.7479
summ | geo_advanced_100 | nuclear | 2036 | 91.9726 | 1128.8733
summ | geo_advanced_100 | nuclear | 2038 | 91.9726 | 1173.4276
summ | geo_advanced_100 | nuclear | 2040 | 91.9726 | 1217.9236
summ | geo_advanced_100 | nuclear | 2042 | 91.9726 | 1259.6248
summ | geo_advanced_100 | nuclear | 2044 | 91.9726 | 1297.5241
summ | geo_advanced_100 | nuclear | 2046 | 91.9726 | 1332.2928
summ | geo_advanced_100 | nuclear | 2048 | 91.9726 | 1365.2493
summ | geo_advanced_100 | nuclear | 2050 | 232.2757 | 1399.6661
summ | geo_advanced_100 | coal | 2010 | 296.7419 | 938.414
summ | geo_advanced_100 | coal | 2012 | 291.2386 | 944.8841
summ | geo_advanced_100 | coal | 2014 | 281.2835 | 930.6077
summ | geo_advanced_100 | coal | 2016 | 258.6969 | 912.8611
summ | geo_advanced_100 | coal | 2018 | 237.8386 | 902.6542
summ | geo_advanced_100 | coal | 2020 | 220.2663 | 894.2147
summ | geo_advanced_100 | coal | 2022 | 202.02 | 952.7839
summ | geo_advanced_100 | coal | 2024 | 188.8639 | 929.5915
summ | geo_advanced_100 | coal | 2026 | 178.9799 | 946.3819
summ | geo_advanced_100 | coal | 2028 | 160.1003 | 972.7118
summ | geo_advanced_100 | coal | 2030 | 147.0988 | 1007.6795
summ | geo_advanced_100 | coal | 2032 | 144.6424 | 1045.4398
summ | geo_advanced_100 | coal | 2034 | 139.651 | 1085.7479
summ | geo_advanced_100 | coal | 2036 | 3.348 | 1128.8733
summ | geo_advanced_100 | coal | 2038 | 0 | 1173.4276
summ | geo_advanced_100 | coal | 2040 | 0 | 1217.9236
summ | geo_advanced_100 | coal | 2042 | 0 | 1259.6248
summ | geo_advanced_100 | coal | 2044 | 0 | 1297.5241
summ | geo_advanced_100 | coal | 2046 | 0 | 1332.2928
summ | geo_advanced_100 | coal | 2048 | 0 | 1365.2493
summ | geo_advanced_100 | coal | 2050 | 0 | 1399.6661
summ | geo_advanced_100 | gas-cc | 2010 | 201.204 | 938.414
summ | geo_advanced_100 | gas-cc | 2012 | 215.7431 | 944.8841
summ | geo_advanced_100 | gas-cc | 2014 | 225.5781 | 930.6077
summ | geo_advanced_100 | gas-cc | 2016 | 234.2477 | 912.8611
summ | geo_advanced_100 | gas-cc | 2018 | 257.9461 | 902.6542
summ | geo_advanced_100 | gas-cc | 2020 | 268.2452 | 894.2147
summ | geo_advanced_100 | gas-cc | 2022 | 280.414 | 952.7839
summ | geo_advanced_100 | gas-cc | 2024 | 280.7791 | 929.5915
summ | geo_advanced_100 | gas-cc | 2026 | 282.0331 | 946.3819
summ | geo_advanced_100 | gas-cc | 2028 | 276.4468 | 972.7118
summ | geo_advanced_100 | gas-cc | 2030 | 273.3546 | 1007.6795
summ | geo_advanced_100 | gas-cc | 2032 | 271.8505 | 1045.4398
summ | geo_advanced_100 | gas-cc | 2034 | 271.6335 | 1085.7479
summ | geo_advanced_100 | gas-cc | 2036 | 352.1302 | 1128.8733
summ | geo_advanced_100 | gas-cc | 2038 | 357.5799 | 1173.4276
summ | geo_advanced_100 | gas-cc | 2040 | 310.2744 | 1217.9236
summ | geo_advanced_100 | gas-cc | 2042 | 287.9879 | 1259.6248
summ | geo_advanced_100 | gas-cc | 2044 | 226.5821 | 1297.5241
summ | geo_advanced_100 | gas-cc | 2046 | 131.2868 | 1332.2928
summ | geo_advanced_100 | gas-cc | 2048 | 35.4444 | 1365.2493
summ | geo_advanced_100 | gas-cc | 2050 | 0 | 1399.6661
summ | geo_advanced_100 | gas-cc-ccs_mod_upgrade | 2010 | 0 | 938.414
summ | geo_advanced_100 | gas-cc-ccs_mod_upgrade | 2012 | 0 | 944.8841
summ | geo_advanced_100 | gas-cc-ccs_mod_upgrade | 2014 | 0 | 930.6077
summ | geo_advanced_100 | gas-cc-ccs_mod_upgrade | 2016 | 0 | 912.8611
summ | geo_advanced_100 | gas-cc-ccs_mod_upgrade | 2018 | 0 | 902.6542
summ | geo_advanced_100 | gas-cc-ccs_mod_upgrade | 2020 | 0 | 894.2147
summ | geo_advanced_100 | gas-cc-ccs_mod_upgrade | 2022 | 0 | 952.7839
summ | geo_advanced_100 | gas-cc-ccs_mod_upgrade | 2024 | 0 | 929.5915
summ | geo_advanced_100 | gas-cc-ccs_mod_upgrade | 2026 | 0 | 946.3819
summ | geo_advanced_100 | gas-cc-ccs_mod_upgrade | 2028 | 7.0615 | 972.7118
summ | geo_advanced_100 | gas-cc-ccs_mod_upgrade | 2030 | 7.0615 | 1007.6795
summ | geo_advanced_100 | gas-cc-ccs_mod_upgrade | 2032 | 7.0615 | 1045.4398
summ | geo_advanced_100 | gas-cc-ccs_mod_upgrade | 2034 | 7.0615 | 1085.7479
summ | geo_advanced_100 | gas-cc-ccs_mod_upgrade | 2036 | 7.0615 | 1128.8733
summ | geo_advanced_100 | gas-cc-ccs_mod_upgrade | 2038 | 36.7891 | 1173.4276
summ | geo_advanced_100 | gas-cc-ccs_mod_upgrade | 2040 | 138.2579 | 1217.9236
summ | geo_advanced_100 | gas-cc-ccs_mod_upgrade | 2042 | 213.154 | 1259.6248
summ | geo_advanced_100 | gas-cc-ccs_mod_upgrade | 2044 | 311.3663 | 1297.5241
summ | geo_advanced_100 | gas-cc-ccs_mod_upgrade | 2046 | 418.2426 | 1332.2928
summ | geo_advanced_100 | gas-cc-ccs_mod_upgrade | 2048 | 520.7399 | 1365.2493
summ | geo_advanced_100 | gas-cc-ccs_mod_upgrade | 2050 | 0 | 1399.6661
summ | geo_advanced_100 | gas-ct | 2010 | 117.7247 | 938.414
summ | geo_advanced_100 | gas-ct | 2012 | 120.8117 | 944.8841
summ | geo_advanced_100 | gas-ct | 2014 | 123.8407 | 930.6077
summ | geo_advanced_100 | gas-ct | 2016 | 124.6101 | 912.8611
summ | geo_advanced_100 | gas-ct | 2018 | 126.4449 | 902.6542
summ | geo_advanced_100 | gas-ct | 2020 | 127.2607 | 894.2147
summ | geo_advanced_100 | gas-ct | 2022 | 130.2439 | 952.7839
summ | geo_advanced_100 | gas-ct | 2024 | 114.6864 | 929.5915
summ | geo_advanced_100 | gas-ct | 2026 | 112.4443 | 946.3819
summ | geo_advanced_100 | gas-ct | 2028 | 112.9449 | 972.7118
summ | geo_advanced_100 | gas-ct | 2030 | 111.1255 | 1007.6795
summ | geo_advanced_100 | gas-ct | 2032 | 110.3705 | 1045.4398
summ | geo_advanced_100 | gas-ct | 2034 | 110.2869 | 1085.7479
summ | geo_advanced_100 | gas-ct | 2036 | 111.2087 | 1128.8733
summ | geo_advanced_100 | gas-ct | 2038 | 89.3409 | 1173.4276
summ | geo_advanced_100 | gas-ct | 2040 | 58.9688 | 1217.9236
summ | geo_advanced_100 | gas-ct | 2042 | 17.283 | 1259.6248
summ | geo_advanced_100 | gas-ct | 2044 | 0 | 1297.5241
summ | geo_advanced_100 | gas-ct | 2046 | 0 | 1332.2928
summ | geo_advanced_100 | gas-ct | 2048 | 0 | 1365.2493
summ | geo_advanced_100 | gas-ct | 2050 | 0 | 1399.6661
summ | geo_advanced_100 | o-g-s | 2010 | 140.2354 | 938.414
summ | geo_advanced_100 | o-g-s | 2012 | 132.4567 | 944.8841
summ | geo_advanced_100 | o-g-s | 2014 | 123.1645 | 930.6077
summ | geo_advanced_100 | o-g-s | 2016 | 110.9605 | 912.8611
summ | geo_advanced_100 | o-g-s | 2018 | 96.372 | 902.6542
summ | geo_advanced_100 | o-g-s | 2020 | 89.885 | 894.2147
summ | geo_advanced_100 | o-g-s | 2022 | 85.1197 | 952.7839
summ | geo_advanced_100 | o-g-s | 2024 | 34.7311 | 929.5915
summ | geo_advanced_100 | o-g-s | 2026 | 32.0242 | 946.3819
summ | geo_advanced_100 | o-g-s | 2028 | 30.172 | 972.7118
summ | geo_advanced_100 | o-g-s | 2030 | 25.7826 | 1007.6795
summ | geo_advanced_100 | o-g-s | 2032 | 25.0405 | 1045.4398
summ | geo_advanced_100 | o-g-s | 2034 | 23.8268 | 1085.7479
summ | geo_advanced_100 | o-g-s | 2036 | 22.2614 | 1128.8733
summ | geo_advanced_100 | o-g-s | 2038 | 3.5006 | 1173.4276
summ | geo_advanced_100 | o-g-s | 2040 | 2.6687 | 1217.9236
summ | geo_advanced_100 | o-g-s | 2042 | 2.0729 | 1259.6248
summ | geo_advanced_100 | o-g-s | 2044 | 0 | 1297.5241
summ | geo_advanced_100 | o-g-s | 2046 | 0 | 1332.2928
summ | geo_advanced_100 | o-g-s | 2048 | 0 | 1365.2493
summ | geo_advanced_100 | o-g-s | 2050 | 0 | 1399.6661
summ | geo_advanced_100 | hydro | 2010 | 56.4135 | 938.414
summ | geo_advanced_100 | hydro | 2012 | 55.7477 | 944.8841
summ | geo_advanced_100 | hydro | 2014 | 55.2791 | 930.6077
summ | geo_advanced_100 | hydro | 2016 | 54.6339 | 912.8611
summ | geo_advanced_100 | hydro | 2018 | 56.9526 | 902.6542
summ | geo_advanced_100 | hydro | 2020 | 57.2894 | 894.2147
summ | geo_advanced_100 | hydro | 2022 | 57.3574 | 952.7839
summ | geo_advanced_100 | hydro | 2024 | 57.3797 | 929.5915
summ | geo_advanced_100 | hydro | 2026 | 58.57 | 946.3819
summ | geo_advanced_100 | hydro | 2028 | 59.7454 | 972.7118
summ | geo_advanced_100 | hydro | 2030 | 59.8088 | 1007.6795
summ | geo_advanced_100 | hydro | 2032 | 59.8935 | 1045.4398
summ | geo_advanced_100 | hydro | 2034 | 59.9935 | 1085.7479
summ | geo_advanced_100 | hydro | 2036 | 60.4267 | 1128.8733
summ | geo_advanced_100 | hydro | 2038 | 60.7311 | 1173.4276
summ | geo_advanced_100 | hydro | 2040 | 60.9053 | 1217.9236
summ | geo_advanced_100 | hydro | 2042 | 61.0756 | 1259.6248
summ | geo_advanced_100 | hydro | 2044 | 61.2548 | 1297.5241
summ | geo_advanced_100 | hydro | 2046 | 61.4263 | 1332.2928
summ | geo_advanced_100 | hydro | 2048 | 61.5978 | 1365.2493
summ | geo_advanced_100 | hydro | 2050 | 61.9397 | 1399.6661
summ | geo_advanced_100 | geothermal | 2010 | 2.6812 | 938.414
summ | geo_advanced_100 | geothermal | 2012 | 2.8162 | 944.8841
summ | geo_advanced_100 | geothermal | 2014 | 2.9016 | 930.6077
summ | geo_advanced_100 | geothermal | 2016 | 2.9516 | 912.8611
summ | geo_advanced_100 | geothermal | 2018 | 3.0119 | 902.6542
summ | geo_advanced_100 | geothermal | 2020 | 4.1588 | 894.2147
summ | geo_advanced_100 | geothermal | 2022 | 4.2008 | 952.7839
summ | geo_advanced_100 | geothermal | 2024 | 4.2008 | 929.5915
summ | geo_advanced_100 | geothermal | 2026 | 4.2008 | 946.3819
summ | geo_advanced_100 | geothermal | 2028 | 6.2426 | 972.7118
summ | geo_advanced_100 | geothermal | 2030 | 6.2426 | 1007.6795
summ | geo_advanced_100 | geothermal | 2032 | 6.2426 | 1045.4398
summ | geo_advanced_100 | geothermal | 2034 | 6.2426 | 1085.7479
summ | geo_advanced_100 | geothermal | 2036 | 8.5285 | 1128.8733
summ | geo_advanced_100 | geothermal | 2038 | 12.0735 | 1173.4276
summ | geo_advanced_100 | geothermal | 2040 | 14.6669 | 1217.9236
summ | geo_advanced_100 | geothermal | 2042 | 18.7254 | 1259.6248
summ | geo_advanced_100 | geothermal | 2044 | 21.2417 | 1297.5241
summ | geo_advanced_100 | geothermal | 2046 | 23.8625 | 1332.2928
summ | geo_advanced_100 | geothermal | 2048 | 27.6658 | 1365.2493
summ | geo_advanced_100 | geothermal | 2050 | 168.4429 | 1399.6661
summ | geo_advanced_100 | biopower | 2010 | 2.8885 | 938.414
summ | geo_advanced_100 | biopower | 2012 | 2.9776 | 944.8841
summ | geo_advanced_100 | biopower | 2014 | 3.4299 | 930.6077
summ | geo_advanced_100 | biopower | 2016 | 3.2245 | 912.8611
summ | geo_advanced_100 | biopower | 2018 | 3.184 | 902.6542
summ | geo_advanced_100 | biopower | 2020 | 3.0193 | 894.2147
summ | geo_advanced_100 | biopower | 2022 | 2.8851 | 952.7839
summ | geo_advanced_100 | biopower | 2024 | 2.8881 | 929.5915
summ | geo_advanced_100 | biopower | 2026 | 2.8881 | 946.3819
summ | geo_advanced_100 | biopower | 2028 | 2.6292 | 972.7118
summ | geo_advanced_100 | biopower | 2030 | 2.393 | 1007.6795
summ | geo_advanced_100 | biopower | 2032 | 2.0992 | 1045.4398
summ | geo_advanced_100 | biopower | 2034 | 1.7199 | 1085.7479
summ | geo_advanced_100 | biopower | 2036 | 1.5139 | 1128.8733
summ | geo_advanced_100 | biopower | 2038 | 1.3738 | 1173.4276
summ | geo_advanced_100 | biopower | 2040 | 1.3388 | 1217.9236
summ | geo_advanced_100 | biopower | 2042 | 1.2559 | 1259.6248
summ | geo_advanced_100 | biopower | 2044 | 1.1709 | 1297.5241
summ | geo_advanced_100 | biopower | 2046 | 1.1659 | 1332.2928
summ | geo_advanced_100 | biopower | 2048 | 1.1329 | 1365.2493
summ | geo_advanced_100 | biopower | 2050 | 202.1083 | 1399.6661
summ | geo_advanced_100 | lfill-gas | 2010 | 3.4027 | 938.414
summ | geo_advanced_100 | lfill-gas | 2012 | 3.6413 | 944.8841
summ | geo_advanced_100 | lfill-gas | 2014 | 3.7416 | 930.6077
summ | geo_advanced_100 | lfill-gas | 2016 | 3.7374 | 912.8611
summ | geo_advanced_100 | lfill-gas | 2018 | 3.6803 | 902.6542
summ | geo_advanced_100 | lfill-gas | 2020 | 3.5039 | 894.2147
summ | geo_advanced_100 | lfill-gas | 2022 | 3.5006 | 952.7839
summ | geo_advanced_100 | lfill-gas | 2024 | 3.5006 | 929.5915
summ | geo_advanced_100 | lfill-gas | 2026 | 3.5006 | 946.3819
summ | geo_advanced_100 | lfill-gas | 2028 | 3.4646 | 972.7118
summ | geo_advanced_100 | lfill-gas | 2030 | 3.4646 | 1007.6795
summ | geo_advanced_100 | lfill-gas | 2032 | 3.4646 | 1045.4398
summ | geo_advanced_100 | lfill-gas | 2034 | 3.4646 | 1085.7479
summ | geo_advanced_100 | lfill-gas | 2036 | 3.4646 | 1128.8733
summ | geo_advanced_100 | lfill-gas | 2038 | 3.4646 | 1173.4276
summ | geo_advanced_100 | lfill-gas | 2040 | 3.4646 | 1217.9236
summ | geo_advanced_100 | lfill-gas | 2042 | 3.4646 | 1259.6248
summ | geo_advanced_100 | lfill-gas | 2044 | 3.4646 | 1297.5241
summ | geo_advanced_100 | lfill-gas | 2046 | 3.4646 | 1332.2928
summ | geo_advanced_100 | lfill-gas | 2048 | 3.4646 | 1365.2493
summ | geo_advanced_100 | lfill-gas | 2050 | 3.4646 | 1399.6661
summ | geo_advanced_100 | wind-ons | 2010 | 1.6374 | 938.414
summ | geo_advanced_100 | wind-ons | 2012 | 7.4807 | 944.8841
summ | geo_advanced_100 | wind-ons | 2014 | 2.3639 | 930.6077
summ | geo_advanced_100 | wind-ons | 2016 | 7.1303 | 912.8611
summ | geo_advanced_100 | wind-ons | 2018 | 5.3022 | 902.6542
summ | geo_advanced_100 | wind-ons | 2020 | 10.504 | 894.2147
summ | geo_advanced_100 | wind-ons | 2022 | 21.3908 | 952.7839
summ | geo_advanced_100 | wind-ons | 2024 | 29.7845 | 929.5915
summ | geo_advanced_100 | wind-ons | 2026 | 36.4129 | 946.3819
summ | geo_advanced_100 | wind-ons | 2028 | 46.4709 | 972.7118
summ | geo_advanced_100 | wind-ons | 2030 | 56.0479 | 1007.6795
summ | geo_advanced_100 | wind-ons | 2032 | 61.6656 | 1045.4398
summ | geo_advanced_100 | wind-ons | 2034 | 69.549 | 1085.7479
summ | geo_advanced_100 | wind-ons | 2036 | 82.2222 | 1128.8733
summ | geo_advanced_100 | wind-ons | 2038 | 96.6511 | 1173.4276
summ | geo_advanced_100 | wind-ons | 2040 | 99.0562 | 1217.9236
summ | geo_advanced_100 | wind-ons | 2042 | 104.9581 | 1259.6248
summ | geo_advanced_100 | wind-ons | 2044 | 109.7014 | 1297.5241
summ | geo_advanced_100 | wind-ons | 2046 | 112.7181 | 1332.2928
summ | geo_advanced_100 | wind-ons | 2048 | 117.2176 | 1365.2493
summ | geo_advanced_100 | wind-ons | 2050 | 156.7279 | 1399.6661
summ | geo_advanced_100 | wind-ofs | 2010 | 0 | 938.414
summ | geo_advanced_100 | wind-ofs | 2012 | 0 | 944.8841
summ | geo_advanced_100 | wind-ofs | 2014 | 0 | 930.6077
summ | geo_advanced_100 | wind-ofs | 2016 | 0.011941 | 912.8611
summ | geo_advanced_100 | wind-ofs | 2018 | 0 | 902.6542
summ | geo_advanced_100 | wind-ofs | 2020 | 0.0048828 | 894.2147
summ | geo_advanced_100 | wind-ofs | 2022 | 0.017192 | 952.7839
summ | geo_advanced_100 | wind-ofs | 2024 | 1.1478 | 929.5915
summ | geo_advanced_100 | wind-ofs | 2026 | 2.5856 | 946.3819
summ | geo_advanced_100 | wind-ofs | 2028 | 4.509 | 972.7118
summ | geo_advanced_100 | wind-ofs | 2030 | 5.9534 | 1007.6795
summ | geo_advanced_100 | wind-ofs | 2032 | 7.4497 | 1045.4398
summ | geo_advanced_100 | wind-ofs | 2034 | 8.9569 | 1085.7479
summ | geo_advanced_100 | wind-ofs | 2036 | 11.9473 | 1128.8733
summ | geo_advanced_100 | wind-ofs | 2038 | 12.7664 | 1173.4276
summ | geo_advanced_100 | wind-ofs | 2040 | 15.1731 | 1217.9236
summ | geo_advanced_100 | wind-ofs | 2042 | 15.4453 | 1259.6248
summ | geo_advanced_100 | wind-ofs | 2044 | 16.7867 | 1297.5241
summ | geo_advanced_100 | wind-ofs | 2046 | 16.7458 | 1332.2928
summ | geo_advanced_100 | wind-ofs | 2048 | 16.5636 | 1365.2493
summ | geo_advanced_100 | wind-ofs | 2050 | 16.6655 | 1399.6661
summ | geo_advanced_100 | csp | 2010 | 0 | 938.414
summ | geo_advanced_100 | csp | 2012 | 0 | 944.8841
summ | geo_advanced_100 | csp | 2014 | 0 | 930.6077
summ | geo_advanced_100 | csp | 2016 | 0 | 912.8611
summ | geo_advanced_100 | csp | 2018 | 0 | 902.6542
summ | geo_advanced_100 | csp | 2020 | 0 | 894.2147
summ | geo_advanced_100 | csp | 2022 | 0 | 952.7839
summ | geo_advanced_100 | csp | 2024 | 0 | 929.5915
summ | geo_advanced_100 | csp | 2026 | 0 | 946.3819
summ | geo_advanced_100 | csp | 2028 | 0 | 972.7118
summ | geo_advanced_100 | csp | 2030 | 0 | 1007.6795
summ | geo_advanced_100 | csp | 2032 | 0 | 1045.4398
summ | geo_advanced_100 | csp | 2034 | 0 | 1085.7479
summ | geo_advanced_100 | csp | 2036 | 0 | 1128.8733
summ | geo_advanced_100 | csp | 2038 | 0 | 1173.4276
summ | geo_advanced_100 | csp | 2040 | 0 | 1217.9236
summ | geo_advanced_100 | csp | 2042 | 0 | 1259.6248
summ | geo_advanced_100 | csp | 2044 | 0 | 1297.5241
summ | geo_advanced_100 | csp | 2046 | 0 | 1332.2928
summ | geo_advanced_100 | csp | 2048 | 0 | 1365.2493
summ | geo_advanced_100 | csp | 2050 | 6.7536 | 1399.6661
summ | geo_advanced_100 | upv | 2010 | 0.044077 | 938.414
summ | geo_advanced_100 | upv | 2012 | 0.54147 | 944.8841
summ | geo_advanced_100 | upv | 2014 | 1.5511 | 930.6077
summ | geo_advanced_100 | upv | 2016 | 2.7598 | 912.8611
summ | geo_advanced_100 | upv | 2018 | 2.2559 | 902.6542
summ | geo_advanced_100 | upv | 2020 | 3.9142 | 894.2147
summ | geo_advanced_100 | upv | 2022 | 34.2709 | 952.7839
summ | geo_advanced_100 | upv | 2024 | 59.2924 | 929.5915
summ | geo_advanced_100 | upv | 2026 | 54.1343 | 946.3819
summ | geo_advanced_100 | upv | 2028 | 55.8091 | 972.7118
summ | geo_advanced_100 | upv | 2030 | 59.2524 | 1007.6795
summ | geo_advanced_100 | upv | 2032 | 63.6344 | 1045.4398
summ | geo_advanced_100 | upv | 2034 | 68.7793 | 1085.7479
summ | geo_advanced_100 | upv | 2036 | 80.7705 | 1128.8733
summ | geo_advanced_100 | upv | 2038 | 87.4344 | 1173.4276
summ | geo_advanced_100 | upv | 2040 | 91.1873 | 1217.9236
summ | geo_advanced_100 | upv | 2042 | 95.985 | 1259.6248
summ | geo_advanced_100 | upv | 2044 | 100.5551 | 1297.5241
summ | geo_advanced_100 | upv | 2046 | 111.8062 | 1332.2928
summ | geo_advanced_100 | upv | 2048 | 115.1345 | 1365.2493
summ | geo_advanced_100 | upv | 2050 | 138.8601 | 1399.6661
summ | geo_advanced_100 | dupv | 2010 | 0.015679 | 938.414
summ | geo_advanced_100 | dupv | 2012 | 0.13235 | 944.8841
summ | geo_advanced_100 | dupv | 2014 | 0.23612 | 930.6077
summ | geo_advanced_100 | dupv | 2016 | 0.29002 | 912.8611
summ | geo_advanced_100 | dupv | 2018 | 0.35557 | 902.6542
summ | geo_advanced_100 | dupv | 2020 | 0.32674 | 894.2147
summ | geo_advanced_100 | dupv | 2022 | 1.6368 | 952.7839
summ | geo_advanced_100 | dupv | 2024 | 1.4562 | 929.5915
summ | geo_advanced_100 | dupv | 2026 | 1.0293 | 946.3819
summ | geo_advanced_100 | dupv | 2028 | 0.82047 | 972.7118
summ | geo_advanced_100 | dupv | 2030 | 0.74521 | 1007.6795
summ | geo_advanced_100 | dupv | 2032 | 0.66811 | 1045.4398
summ | geo_advanced_100 | dupv | 2034 | 0.69667 | 1085.7479
summ | geo_advanced_100 | dupv | 2036 | 0.66618 | 1128.8733
summ | geo_advanced_100 | dupv | 2038 | 0.63672 | 1173.4276
summ | geo_advanced_100 | dupv | 2040 | 0.65373 | 1217.9236
summ | geo_advanced_100 | dupv | 2042 | 0.61189 | 1259.6248
summ | geo_advanced_100 | dupv | 2044 | 0.58381 | 1297.5241
summ | geo_advanced_100 | dupv | 2046 | 0.47746 | 1332.2928
summ | geo_advanced_100 | dupv | 2048 | 0.30671 | 1365.2493
summ | geo_advanced_100 | dupv | 2050 | 0.16113 | 1399.6661
summ | geo_advanced_100 | distpv | 2010 | 0 | 938.414
summ | geo_advanced_100 | distpv | 2012 | 0 | 944.8841
summ | geo_advanced_100 | distpv | 2014 | 0 | 930.6077
summ | geo_advanced_100 | distpv | 2016 | 0 | 912.8611
summ | geo_advanced_100 | distpv | 2018 | 0 | 902.6542
summ | geo_advanced_100 | distpv | 2020 | 0 | 894.2147
summ | geo_advanced_100 | distpv | 2022 | 5.5074 | 952.7839
summ | geo_advanced_100 | distpv | 2024 | 5.8001 | 929.5915
summ | geo_advanced_100 | distpv | 2026 | 6.0194 | 946.3819
summ | geo_advanced_100 | distpv | 2028 | 6.767 | 972.7118
summ | geo_advanced_100 | distpv | 2030 | 8.6477 | 1007.6795
summ | geo_advanced_100 | distpv | 2032 | 9.5157 | 1045.4398
summ | geo_advanced_100 | distpv | 2034 | 10.7605 | 1085.7479
summ | geo_advanced_100 | distpv | 2036 | 10.9017 | 1128.8733
summ | geo_advanced_100 | distpv | 2038 | 10.9804 | 1173.4276
summ | geo_advanced_100 | distpv | 2040 | 11.744 | 1217.9236
summ | geo_advanced_100 | distpv | 2042 | 12.1722 | 1259.6248
summ | geo_advanced_100 | distpv | 2044 | 12.9885 | 1297.5241
summ | geo_advanced_100 | distpv | 2046 | 13.7912 | 1332.2928
summ | geo_advanced_100 | distpv | 2048 | 14.2819 | 1365.2493
summ | geo_advanced_100 | distpv | 2050 | 15.1987 | 1399.6661
summ | geo_advanced_100 | pvb | 2010 | 0 | 938.414
summ | geo_advanced_100 | pvb | 2012 | 0 | 944.8841
summ | geo_advanced_100 | pvb | 2014 | 0 | 930.6077
summ | geo_advanced_100 | pvb | 2016 | 0 | 912.8611
summ | geo_advanced_100 | pvb | 2018 | 0 | 902.6542
summ | geo_advanced_100 | pvb | 2020 | 0 | 894.2147
summ | geo_advanced_100 | pvb | 2022 | 2.4083 | 952.7839
summ | geo_advanced_100 | pvb | 2024 | 5.7697 | 929.5915
summ | geo_advanced_100 | pvb | 2026 | 5.7227 | 946.3819
summ | geo_advanced_100 | pvb | 2028 | 6.4225 | 972.7118
summ | geo_advanced_100 | pvb | 2030 | 9.6346 | 1007.6795
summ | geo_advanced_100 | pvb | 2032 | 12.6253 | 1045.4398
summ | geo_advanced_100 | pvb | 2034 | 14.688 | 1085.7479
summ | geo_advanced_100 | pvb | 2036 | 27.3405 | 1128.8733
summ | geo_advanced_100 | pvb | 2038 | 29.7768 | 1173.4276
summ | geo_advanced_100 | pvb | 2040 | 30.2005 | 1217.9236
summ | geo_advanced_100 | pvb | 2042 | 30.3342 | 1259.6248
summ | geo_advanced_100 | pvb | 2044 | 30.2285 | 1297.5241
summ | geo_advanced_100 | pvb | 2046 | 29.5899 | 1332.2928
summ | geo_advanced_100 | pvb | 2048 | 27.136 | 1365.2493
summ | geo_advanced_100 | pvb | 2050 | 24.6575 | 1399.6661
summ | geo_advanced_100 | battery_2 | 2010 | 0.00586 | 938.414
summ | geo_advanced_100 | battery_2 | 2012 | 0 | 944.8841
summ | geo_advanced_100 | battery_2 | 2014 | 0 | 930.6077
summ | geo_advanced_100 | battery_2 | 2016 | 0 | 912.8611
summ | geo_advanced_100 | battery_2 | 2018 | 0 | 902.6542
summ | geo_advanced_100 | battery_2 | 2020 | 0 | 894.2147
summ | geo_advanced_100 | battery_2 | 2022 | 0.05261 | 952.7839
summ | geo_advanced_100 | battery_2 | 2024 | 5.8879 | 929.5915
summ | geo_advanced_100 | battery_2 | 2026 | 10.1887 | 946.3819
summ | geo_advanced_100 | battery_2 | 2028 | 12.6113 | 972.7118
summ | geo_advanced_100 | battery_2 | 2030 | 13.4522 | 1007.6795
summ | geo_advanced_100 | battery_2 | 2032 | 14.0822 | 1045.4398
summ | geo_advanced_100 | battery_2 | 2034 | 15.2311 | 1085.7479
summ | geo_advanced_100 | battery_2 | 2036 | 15.8277 | 1128.8733
summ | geo_advanced_100 | battery_2 | 2038 | 10.339 | 1173.4276
summ | geo_advanced_100 | battery_2 | 2040 | 12.9415 | 1217.9236
summ | geo_advanced_100 | battery_2 | 2042 | 16.4817 | 1259.6248
summ | geo_advanced_100 | battery_2 | 2044 | 15.0786 | 1297.5241
summ | geo_advanced_100 | battery_2 | 2046 | 19.692 | 1332.2928
summ | geo_advanced_100 | battery_2 | 2048 | 20.7205 | 1365.2493
summ | geo_advanced_100 | battery_2 | 2050 | 22.3402 | 1399.6661
summ | geo_advanced_100 | battery_4 | 2010 | 0 | 938.414
summ | geo_advanced_100 | battery_4 | 2012 | 0 | 944.8841
summ | geo_advanced_100 | battery_4 | 2014 | 0 | 930.6077
summ | geo_advanced_100 | battery_4 | 2016 | 0 | 912.8611
summ | geo_advanced_100 | battery_4 | 2018 | 0 | 902.6542
summ | geo_advanced_100 | battery_4 | 2020 | 0 | 894.2147
summ | geo_advanced_100 | battery_4 | 2022 | 1.5019 | 952.7839
summ | geo_advanced_100 | battery_4 | 2024 | 4.7961 | 929.5915
summ | geo_advanced_100 | battery_4 | 2026 | 22.8196 | 946.3819
summ | geo_advanced_100 | battery_4 | 2028 | 35.3699 | 972.7118
summ | geo_advanced_100 | battery_4 | 2030 | 53.84 | 1007.6795
summ | geo_advanced_100 | battery_4 | 2032 | 65.1845 | 1045.4398
summ | geo_advanced_100 | battery_4 | 2034 | 70.775 | 1085.7479
summ | geo_advanced_100 | battery_4 | 2036 | 75.5943 | 1128.8733
summ | geo_advanced_100 | battery_4 | 2038 | 86.3041 | 1173.4276
summ | geo_advanced_100 | battery_4 | 2040 | 88.0913 | 1217.9236
summ | geo_advanced_100 | battery_4 | 2042 | 89.9849 | 1259.6248
summ | geo_advanced_100 | battery_4 | 2044 | 99.9274 | 1297.5241
summ | geo_advanced_100 | battery_4 | 2046 | 105.4888 | 1332.2928
summ | geo_advanced_100 | battery_4 | 2048 | 120.6264 | 1365.2493
summ | geo_advanced_100 | battery_4 | 2050 | 136.194 | 1399.6661
summ | geo_advanced_100 | battery_6 | 2010 | 0 | 938.414
summ | geo_advanced_100 | battery_6 | 2012 | 0 | 944.8841
summ | geo_advanced_100 | battery_6 | 2014 | 0 | 930.6077
summ | geo_advanced_100 | battery_6 | 2016 | 0 | 912.8611
summ | geo_advanced_100 | battery_6 | 2018 | 0 | 902.6542
summ | geo_advanced_100 | battery_6 | 2020 | 0 | 894.2147
summ | geo_advanced_100 | battery_6 | 2022 | 0 | 952.7839
summ | geo_advanced_100 | battery_6 | 2024 | 0.24949 | 929.5915
summ | geo_advanced_100 | battery_6 | 2026 | 0.8248 | 946.3819
summ | geo_advanced_100 | battery_6 | 2028 | 12.0732 | 972.7118
summ | geo_advanced_100 | battery_6 | 2030 | 32.688 | 1007.6795
summ | geo_advanced_100 | battery_6 | 2032 | 45.2923 | 1045.4398
summ | geo_advanced_100 | battery_6 | 2034 | 64.3052 | 1085.7479
summ | geo_advanced_100 | battery_6 | 2036 | 78.9902 | 1128.8733
summ | geo_advanced_100 | battery_6 | 2038 | 84.6995 | 1173.4276
summ | geo_advanced_100 | battery_6 | 2040 | 87.6515 | 1217.9236
summ | geo_advanced_100 | battery_6 | 2042 | 92.131 | 1259.6248
summ | geo_advanced_100 | battery_6 | 2044 | 85.1919 | 1297.5241
summ | geo_advanced_100 | battery_6 | 2046 | 69.5745 | 1332.2928
summ | geo_advanced_100 | battery_6 | 2048 | 64.9522 | 1365.2493
summ | geo_advanced_100 | battery_6 | 2050 | 63.2573 | 1399.6661
summ | geo_advanced_100 | battery_8 | 2010 | 0 | 938.414
summ | geo_advanced_100 | battery_8 | 2012 | 0 | 944.8841
summ | geo_advanced_100 | battery_8 | 2014 | 0 | 930.6077
summ | geo_advanced_100 | battery_8 | 2016 | 0 | 912.8611
summ | geo_advanced_100 | battery_8 | 2018 | 0 | 902.6542
summ | geo_advanced_100 | battery_8 | 2020 | 0 | 894.2147
summ | geo_advanced_100 | battery_8 | 2022 | 0 | 952.7839
summ | geo_advanced_100 | battery_8 | 2024 | 0 | 929.5915
summ | geo_advanced_100 | battery_8 | 2026 | 0 | 946.3819
summ | geo_advanced_100 | battery_8 | 2028 | 0 | 972.7118
summ | geo_advanced_100 | battery_8 | 2030 | 0 | 1007.6795
summ | geo_advanced_100 | battery_8 | 2032 | 3.4385 | 1045.4398
summ | geo_advanced_100 | battery_8 | 2034 | 7.4603 | 1085.7479
summ | geo_advanced_100 | battery_8 | 2036 | 25.6696 | 1128.8733
summ | geo_advanced_100 | battery_8 | 2038 | 38.0298 | 1173.4276
summ | geo_advanced_100 | battery_8 | 2040 | 40.1649 | 1217.9236
summ | geo_advanced_100 | battery_8 | 2042 | 43.0969 | 1259.6248
summ | geo_advanced_100 | battery_8 | 2044 | 46.3152 | 1297.5241
summ | geo_advanced_100 | battery_8 | 2046 | 54.098 | 1332.2928
summ | geo_advanced_100 | battery_8 | 2048 | 57.5565 | 1365.2493
summ | geo_advanced_100 | battery_8 | 2050 | 56.7677 | 1399.6661
summ | geo_advanced_100 | battery_10 | 2010 | 0 | 938.414
summ | geo_advanced_100 | battery_10 | 2012 | 0 | 944.8841
summ | geo_advanced_100 | battery_10 | 2014 | 0 | 930.6077
summ | geo_advanced_100 | battery_10 | 2016 | 0 | 912.8611
summ | geo_advanced_100 | battery_10 | 2018 | 0 | 902.6542
summ | geo_advanced_100 | battery_10 | 2020 | 0 | 894.2147
summ | geo_advanced_100 | battery_10 | 2022 | 0 | 952.7839
summ | geo_advanced_100 | battery_10 | 2024 | 0 | 929.5915
summ | geo_advanced_100 | battery_10 | 2026 | 0 | 946.3819
summ | geo_advanced_100 | battery_10 | 2028 | 0 | 972.7118
summ | geo_advanced_100 | battery_10 | 2030 | 0 | 1007.6795
summ | geo_advanced_100 | battery_10 | 2032 | 0 | 1045.4398
summ | geo_advanced_100 | battery_10 | 2034 | 0 | 1085.7479
summ | geo_advanced_100 | battery_10 | 2036 | 13.8263 | 1128.8733
summ | geo_advanced_100 | battery_10 | 2038 | 18.6112 | 1173.4276
summ | geo_advanced_100 | battery_10 | 2040 | 18.8359 | 1217.9236
summ | geo_advanced_100 | battery_10 | 2042 | 20.5177 | 1259.6248
summ | geo_advanced_100 | battery_10 | 2044 | 22.5223 | 1297.5241
summ | geo_advanced_100 | battery_10 | 2046 | 23.4635 | 1332.2928
summ | geo_advanced_100 | battery_10 | 2048 | 25.4208 | 1365.2493
summ | geo_advanced_100 | battery_10 | 2050 | 56.0477 | 1399.6661
summ | geo_advanced_100 | pumped-hydro | 2010 | 5.8803 | 938.414
summ | geo_advanced_100 | pumped-hydro | 2012 | 0 | 944.8841
summ | geo_advanced_100 | pumped-hydro | 2014 | 0 | 930.6077
summ | geo_advanced_100 | pumped-hydro | 2016 | 0 | 912.8611
summ | geo_advanced_100 | pumped-hydro | 2018 | 0 | 902.6542
summ | geo_advanced_100 | pumped-hydro | 2020 | 0 | 894.2147
summ | geo_advanced_100 | pumped-hydro | 2022 | 14.9947 | 952.7839
summ | geo_advanced_100 | pumped-hydro | 2024 | 23.0562 | 929.5915
summ | geo_advanced_100 | pumped-hydro | 2026 | 25.6479 | 946.3819
summ | geo_advanced_100 | pumped-hydro | 2028 | 25.6205 | 972.7118
summ | geo_advanced_100 | pumped-hydro | 2030 | 25.6235 | 1007.6795
summ | geo_advanced_100 | pumped-hydro | 2032 | 25.8429 | 1045.4398
summ | geo_advanced_100 | pumped-hydro | 2034 | 28.0991 | 1085.7479
summ | geo_advanced_100 | pumped-hydro | 2036 | 32.8549 | 1128.8733
summ | geo_advanced_100 | pumped-hydro | 2038 | 30.1434 | 1173.4276
summ | geo_advanced_100 | pumped-hydro | 2040 | 29.5648 | 1217.9236
summ | geo_advanced_100 | pumped-hydro | 2042 | 30.7733 | 1259.6248
summ | geo_advanced_100 | pumped-hydro | 2044 | 30.4511 | 1297.5241
summ | geo_advanced_100 | pumped-hydro | 2046 | 33.2852 | 1332.2928
summ | geo_advanced_100 | pumped-hydro | 2048 | 33.1737 | 1365.2493
summ | geo_advanced_100 | pumped-hydro | 2050 | 27.6629 | 1399.6661
summ | geo_advanced_100 | Canada | 2010 | 5.7897 | 938.414
summ | geo_advanced_100 | Canada | 2012 | 7.5475 | 944.8841
summ | geo_advanced_100 | Canada | 2014 | 7.6689 | 930.6077
summ | geo_advanced_100 | Canada | 2016 | 9.3983 | 912.8611
summ | geo_advanced_100 | Canada | 2018 | 9.7098 | 902.6542
summ | geo_advanced_100 | Canada | 2020 | 9.3126 | 894.2147
summ | geo_advanced_100 | Canada | 2022 | 8.3152 | 952.7839
summ | geo_advanced_100 | Canada | 2024 | 8.3747 | 929.5915
summ | geo_advanced_100 | Canada | 2026 | 9.4089 | 946.3819
summ | geo_advanced_100 | Canada | 2028 | 10.4838 | 972.7118
summ | geo_advanced_100 | Canada | 2030 | 10.7558 | 1007.6795
summ | geo_advanced_100 | Canada | 2032 | 10.6683 | 1045.4398
summ | geo_advanced_100 | Canada | 2034 | 10.5939 | 1085.7479
summ | geo_advanced_100 | Canada | 2036 | 10.3455 | 1128.8733
summ | geo_advanced_100 | Canada | 2038 | 10.2286 | 1173.4276
summ | geo_advanced_100 | Canada | 2040 | 10.1407 | 1217.9236
summ | geo_advanced_100 | Canada | 2042 | 10.1407 | 1259.6248
summ | geo_advanced_100 | Canada | 2044 | 10.1407 | 1297.5241
summ | geo_advanced_100 | Canada | 2046 | 10.1407 | 1332.2928
summ | geo_advanced_100 | Canada | 2048 | 10.1407 | 1365.2493
summ | geo_advanced_100 | Canada | 2050 | 10.1407 | 1399.6661
wint | geo_advanced_100 | nuclear | 2010 | 106.3046 | 980.0128
wint | geo_advanced_100 | nuclear | 2012 | 106.3046 | 987.5817
wint | geo_advanced_100 | nuclear | 2014 | 102.1081 | 974.1464
wint | geo_advanced_100 | nuclear | 2016 | 102.7753 | 956.5405
wint | geo_advanced_100 | nuclear | 2018 | 102.1634 | 947.9436
wint | geo_advanced_100 | nuclear | 2020 | 98.9443 | 939.9829
wint | geo_advanced_100 | nuclear | 2022 | 99.2936 | 954.383
wint | geo_advanced_100 | nuclear | 2024 | 99.2936 | 888.7165
wint | geo_advanced_100 | nuclear | 2026 | 99.2936 | 889.4865
wint | geo_advanced_100 | nuclear | 2028 | 99.2936 | 888.9608
wint | geo_advanced_100 | nuclear | 2030 | 97.0536 | 895.2962
wint | geo_advanced_100 | nuclear | 2032 | 97.0536 | 900.1148
wint | geo_advanced_100 | nuclear | 2034 | 94.2651 | 913.805
wint | geo_advanced_100 | nuclear | 2036 | 94.2651 | 920.8787
wint | geo_advanced_100 | nuclear | 2038 | 94.2651 | 956.904
wint | geo_advanced_100 | nuclear | 2040 | 94.2651 | 997.7345
wint | geo_advanced_100 | nuclear | 2042 | 94.2651 | 1026.2947
wint | geo_advanced_100 | nuclear | 2044 | 94.2651 | 1053.3779
wint | geo_advanced_100 | nuclear | 2046 | 94.2651 | 1092.6326
wint | geo_advanced_100 | nuclear | 2048 | 94.2651 | 1116.8071
wint | geo_advanced_100 | nuclear | 2050 | 238.0162 | 1138.5079
wint | geo_advanced_100 | coal | 2010 | 299.2654 | 980.0128
wint | geo_advanced_100 | coal | 2012 | 293.6306 | 987.5817
wint | geo_advanced_100 | coal | 2014 | 283.5106 | 974.1464
wint | geo_advanced_100 | coal | 2016 | 260.7049 | 956.5405
wint | geo_advanced_100 | coal | 2018 | 239.5367 | 947.9436
wint | geo_advanced_100 | coal | 2020 | 221.8607 | 939.9829
wint | geo_advanced_100 | coal | 2022 | 203.2747 | 954.383
wint | geo_advanced_100 | coal | 2024 | 190.0252 | 888.7165
wint | geo_advanced_100 | coal | 2026 | 179.9971 | 889.4865
wint | geo_advanced_100 | coal | 2028 | 160.9701 | 888.9608
wint | geo_advanced_100 | coal | 2030 | 147.8727 | 895.2962
wint | geo_advanced_100 | coal | 2032 | 145.401 | 900.1148
wint | geo_advanced_100 | coal | 2034 | 140.3647 | 913.805
wint | geo_advanced_100 | coal | 2036 | 3.381 | 920.8787
wint | geo_advanced_100 | coal | 2038 | 0 | 956.904
wint | geo_advanced_100 | coal | 2040 | 0 | 997.7345
wint | geo_advanced_100 | coal | 2042 | 0 | 1026.2947
wint | geo_advanced_100 | coal | 2044 | 0 | 1053.3779
wint | geo_advanced_100 | coal | 2046 | 0 | 1092.6326
wint | geo_advanced_100 | coal | 2048 | 0 | 1116.8071
wint | geo_advanced_100 | coal | 2050 | 0 | 1138.5079
wint | geo_advanced_100 | gas-cc | 2010 | 216.3834 | 980.0128
wint | geo_advanced_100 | gas-cc | 2012 | 232.0553 | 987.5817
wint | geo_advanced_100 | gas-cc | 2014 | 242.6941 | 974.1464
wint | geo_advanced_100 | gas-cc | 2016 | 252.0571 | 956.5405
wint | geo_advanced_100 | gas-cc | 2018 | 277.6231 | 947.9436
wint | geo_advanced_100 | gas-cc | 2020 | 288.7346 | 939.9829
wint | geo_advanced_100 | gas-cc | 2022 | 301.8376 | 954.383
wint | geo_advanced_100 | gas-cc | 2024 | 302.1864 | 888.7165
wint | geo_advanced_100 | gas-cc | 2026 | 303.5481 | 889.4865
wint | geo_advanced_100 | gas-cc | 2028 | 297.2795 | 888.9608
wint | geo_advanced_100 | gas-cc | 2030 | 293.9522 | 895.2962
wint | geo_advanced_100 | gas-cc | 2032 | 292.3529 | 900.1148
wint | geo_advanced_100 | gas-cc | 2034 | 292.1173 | 913.805
wint | geo_advanced_100 | gas-cc | 2036 | 378.9303 | 920.8787
wint | geo_advanced_100 | gas-cc | 2038 | 384.7798 | 956.904
wint | geo_advanced_100 | gas-cc | 2040 | 334.4119 | 997.7345
wint | geo_advanced_100 | gas-cc | 2042 | 310.4923 | 1026.2947
wint | geo_advanced_100 | gas-cc | 2044 | 244.4153 | 1053.3779
wint | geo_advanced_100 | gas-cc | 2046 | 141.5272 | 1092.6326
wint | geo_advanced_100 | gas-cc | 2048 | 38.2091 | 1116.8071
wint | geo_advanced_100 | gas-cc | 2050 | 0 | 1138.5079
wint | geo_advanced_100 | gas-cc-ccs_mod_upgrade | 2010 | 0 | 980.0128
wint | geo_advanced_100 | gas-cc-ccs_mod_upgrade | 2012 | 0 | 987.5817
wint | geo_advanced_100 | gas-cc-ccs_mod_upgrade | 2014 | 0 | 974.1464
wint | geo_advanced_100 | gas-cc-ccs_mod_upgrade | 2016 | 0 | 956.5405
wint | geo_advanced_100 | gas-cc-ccs_mod_upgrade | 2018 | 0 | 947.9436
wint | geo_advanced_100 | gas-cc-ccs_mod_upgrade | 2020 | 0 | 939.9829
wint | geo_advanced_100 | gas-cc-ccs_mod_upgrade | 2022 | 0 | 954.383
wint | geo_advanced_100 | gas-cc-ccs_mod_upgrade | 2024 | 0 | 888.7165
wint | geo_advanced_100 | gas-cc-ccs_mod_upgrade | 2026 | 0 | 889.4865
wint | geo_advanced_100 | gas-cc-ccs_mod_upgrade | 2028 | 7.6123 | 888.9608
wint | geo_advanced_100 | gas-cc-ccs_mod_upgrade | 2030 | 7.6123 | 895.2962
wint | geo_advanced_100 | gas-cc-ccs_mod_upgrade | 2032 | 7.6123 | 900.1148
wint | geo_advanced_100 | gas-cc-ccs_mod_upgrade | 2034 | 7.6123 | 913.805
wint | geo_advanced_100 | gas-cc-ccs_mod_upgrade | 2036 | 7.6123 | 920.8787
wint | geo_advanced_100 | gas-cc-ccs_mod_upgrade | 2038 | 39.6587 | 956.904
wint | geo_advanced_100 | gas-cc-ccs_mod_upgrade | 2040 | 149.0421 | 997.7345
wint | geo_advanced_100 | gas-cc-ccs_mod_upgrade | 2042 | 229.78 | 1026.2947
wint | geo_advanced_100 | gas-cc-ccs_mod_upgrade | 2044 | 335.6528 | 1053.3779
wint | geo_advanced_100 | gas-cc-ccs_mod_upgrade | 2046 | 450.8656 | 1092.6326
wint | geo_advanced_100 | gas-cc-ccs_mod_upgrade | 2048 | 561.3576 | 1116.8071
wint | geo_advanced_100 | gas-cc-ccs_mod_upgrade | 2050 | 0 | 1138.5079
wint | geo_advanced_100 | gas-ct | 2010 | 134.4611 | 980.0128
wint | geo_advanced_100 | gas-ct | 2012 | 138.0288 | 987.5817
wint | geo_advanced_100 | gas-ct | 2014 | 141.5793 | 974.1464
wint | geo_advanced_100 | gas-ct | 2016 | 142.5141 | 956.5405
wint | geo_advanced_100 | gas-ct | 2018 | 144.6838 | 947.9436
wint | geo_advanced_100 | gas-ct | 2020 | 145.6737 | 939.9829
wint | geo_advanced_100 | gas-ct | 2022 | 149.142 | 954.383
wint | geo_advanced_100 | gas-ct | 2024 | 130.8223 | 888.7165
wint | geo_advanced_100 | gas-ct | 2026 | 128.1228 | 889.4865
wint | geo_advanced_100 | gas-ct | 2028 | 128.6557 | 888.9608
wint | geo_advanced_100 | gas-ct | 2030 | 126.5962 | 895.2962
wint | geo_advanced_100 | gas-ct | 2032 | 125.8115 | 900.1148
wint | geo_advanced_100 | gas-ct | 2034 | 125.7463 | 913.805
wint | geo_advanced_100 | gas-ct | 2036 | 126.8818 | 920.8787
wint | geo_advanced_100 | gas-ct | 2038 | 102.2914 | 956.904
wint | geo_advanced_100 | gas-ct | 2040 | 67.4826 | 997.7345
wint | geo_advanced_100 | gas-ct | 2042 | 19.5489 | 1026.2947
wint | geo_advanced_100 | gas-ct | 2044 | 0 | 1053.3779
wint | geo_advanced_100 | gas-ct | 2046 | 0 | 1092.6326
wint | geo_advanced_100 | gas-ct | 2048 | 0 | 1116.8071
wint | geo_advanced_100 | gas-ct | 2050 | 0 | 1138.5079
wint | geo_advanced_100 | o-g-s | 2010 | 145.2228 | 980.0128
wint | geo_advanced_100 | o-g-s | 2012 | 137.0404 | 987.5817
wint | geo_advanced_100 | o-g-s | 2014 | 127.448 | 974.1464
wint | geo_advanced_100 | o-g-s | 2016 | 114.7112 | 956.5405
wint | geo_advanced_100 | o-g-s | 2018 | 99.8464 | 947.9436
wint | geo_advanced_100 | o-g-s | 2020 | 93.1007 | 939.9829
wint | geo_advanced_100 | o-g-s | 2022 | 87.97 | 954.383
wint | geo_advanced_100 | o-g-s | 2024 | 36.0082 | 888.7165
wint | geo_advanced_100 | o-g-s | 2026 | 33.2072 | 889.4865
wint | geo_advanced_100 | o-g-s | 2028 | 31.1945 | 888.9608
wint | geo_advanced_100 | o-g-s | 2030 | 26.3685 | 895.2962
wint | geo_advanced_100 | o-g-s | 2032 | 25.607 | 900.1148
wint | geo_advanced_100 | o-g-s | 2034 | 24.3651 | 913.805
wint | geo_advanced_100 | o-g-s | 2036 | 22.776 | 920.8787
wint | geo_advanced_100 | o-g-s | 2038 | 3.6801 | 956.904
wint | geo_advanced_100 | o-g-s | 2040 | 2.7545 | 997.7345
wint | geo_advanced_100 | o-g-s | 2042 | 2.1314 | 1026.2947
wint | geo_advanced_100 | o-g-s | 2044 | 0 | 1053.3779
wint | geo_advanced_100 | o-g-s | 2046 | 0 | 1092.6326
wint | geo_advanced_100 | o-g-s | 2048 | 0 | 1116.8071
wint | geo_advanced_100 | o-g-s | 2050 | 0 | 1138.5079
wint | geo_advanced_100 | hydro | 2010 | 56.0022 | 980.0128
wint | geo_advanced_100 | hydro | 2012 | 55.3364 | 987.5817
wint | geo_advanced_100 | hydro | 2014 | 54.867 | 974.1464
wint | geo_advanced_100 | hydro | 2016 | 54.2219 | 956.5405
wint | geo_advanced_100 | hydro | 2018 | 56.5406 | 947.9436
wint | geo_advanced_100 | hydro | 2020 | 56.8774 | 939.9829
wint | geo_advanced_100 | hydro | 2022 | 56.9454 | 954.383
wint | geo_advanced_100 | hydro | 2024 | 56.9677 | 888.7165
wint | geo_advanced_100 | hydro | 2026 | 58.1545 | 889.4865
wint | geo_advanced_100 | hydro | 2028 | 59.2689 | 888.9608
wint | geo_advanced_100 | hydro | 2030 | 59.3272 | 895.2962
wint | geo_advanced_100 | hydro | 2032 | 59.4029 | 900.1148
wint | geo_advanced_100 | hydro | 2034 | 59.4936 | 913.805
wint | geo_advanced_100 | hydro | 2036 | 59.9045 | 920.8787
wint | geo_advanced_100 | hydro | 2038 | 60.1961 | 956.904
wint | geo_advanced_100 | hydro | 2040 | 60.3577 | 997.7345
wint | geo_advanced_100 | hydro | 2042 | 60.5153 | 1026.2947
wint | geo_advanced_100 | hydro | 2044 | 60.6817 | 1053.3779
wint | geo_advanced_100 | hydro | 2046 | 60.8405 | 1092.6326
wint | geo_advanced_100 | hydro | 2048 | 60.9993 | 1116.8071
wint | geo_advanced_100 | hydro | 2050 | 61.3285 | 1138.5079
wint | geo_advanced_100 | geothermal | 2010 | 2.6812 | 980.0128
wint | geo_advanced_100 | geothermal | 2012 | 2.8162 | 987.5817
wint | geo_advanced_100 | geothermal | 2014 | 2.9016 | 974.1464
wint | geo_advanced_100 | geothermal | 2016 | 2.9516 | 956.5405
wint | geo_advanced_100 | geothermal | 2018 | 3.0119 | 947.9436
wint | geo_advanced_100 | geothermal | 2020 | 4.1588 | 939.9829
wint | geo_advanced_100 | geothermal | 2022 | 4.2008 | 954.383
wint | geo_advanced_100 | geothermal | 2024 | 4.2008 | 888.7165
wint | geo_advanced_100 | geothermal | 2026 | 4.2008 | 889.4865
wint | geo_advanced_100 | geothermal | 2028 | 6.2426 | 888.9608
wint | geo_advanced_100 | geothermal | 2030 | 6.2426 | 895.2962
wint | geo_advanced_100 | geothermal | 2032 | 6.2426 | 900.1148
wint | geo_advanced_100 | geothermal | 2034 | 6.2426 | 913.805
wint | geo_advanced_100 | geothermal | 2036 | 8.5285 | 920.8787
wint | geo_advanced_100 | geothermal | 2038 | 12.0735 | 956.904
wint | geo_advanced_100 | geothermal | 2040 | 14.6669 | 997.7345
wint | geo_advanced_100 | geothermal | 2042 | 18.7254 | 1026.2947
wint | geo_advanced_100 | geothermal | 2044 | 21.2417 | 1053.3779
wint | geo_advanced_100 | geothermal | 2046 | 23.8625 | 1092.6326
wint | geo_advanced_100 | geothermal | 2048 | 27.6658 | 1116.8071
wint | geo_advanced_100 | geothermal | 2050 | 168.4429 | 1138.5079
wint | geo_advanced_100 | biopower | 2010 | 2.8796 | 980.0128
wint | geo_advanced_100 | biopower | 2012 | 2.9889 | 987.5817
wint | geo_advanced_100 | biopower | 2014 | 3.438 | 974.1464
wint | geo_advanced_100 | biopower | 2016 | 3.236 | 956.5405
wint | geo_advanced_100 | biopower | 2018 | 3.1947 | 947.9436
wint | geo_advanced_100 | biopower | 2020 | 3.0294 | 939.9829
wint | geo_advanced_100 | biopower | 2022 | 2.8952 | 954.383
wint | geo_advanced_100 | biopower | 2024 | 2.8982 | 888.7165
wint | geo_advanced_100 | biopower | 2026 | 2.8982 | 889.4865
wint | geo_advanced_100 | biopower | 2028 | 2.6382 | 888.9608
wint | geo_advanced_100 | biopower | 2030 | 2.4007 | 895.2962
wint | geo_advanced_100 | biopower | 2032 | 2.1056 | 900.1148
wint | geo_advanced_100 | biopower | 2034 | 1.724 | 913.805
wint | geo_advanced_100 | biopower | 2036 | 1.508 | 920.8787
wint | geo_advanced_100 | biopower | 2038 | 1.3677 | 956.904
wint | geo_advanced_100 | biopower | 2040 | 1.3327 | 997.7345
wint | geo_advanced_100 | biopower | 2042 | 1.2498 | 1026.2947
wint | geo_advanced_100 | biopower | 2044 | 1.1648 | 1053.3779
wint | geo_advanced_100 | biopower | 2046 | 1.1586 | 1092.6326
wint | geo_advanced_100 | biopower | 2048 | 1.1336 | 1116.8071
wint | geo_advanced_100 | biopower | 2050 | 202.31 | 1138.5079
wint | geo_advanced_100 | lfill-gas | 2010 | 3.4394 | 980.0128
wint | geo_advanced_100 | lfill-gas | 2012 | 3.6782 | 987.5817
wint | geo_advanced_100 | lfill-gas | 2014 | 3.7798 | 974.1464
wint | geo_advanced_100 | lfill-gas | 2016 | 3.7778 | 956.5405
wint | geo_advanced_100 | lfill-gas | 2018 | 3.7196 | 947.9436
wint | geo_advanced_100 | lfill-gas | 2020 | 3.541 | 939.9829
wint | geo_advanced_100 | lfill-gas | 2022 | 3.5376 | 954.383
wint | geo_advanced_100 | lfill-gas | 2024 | 3.5376 | 888.7165
wint | geo_advanced_100 | lfill-gas | 2026 | 3.5376 | 889.4865
wint | geo_advanced_100 | lfill-gas | 2028 | 3.5016 | 888.9608
wint | geo_advanced_100 | lfill-gas | 2030 | 3.5016 | 895.2962
wint | geo_advanced_100 | lfill-gas | 2032 | 3.5016 | 900.1148
wint | geo_advanced_100 | lfill-gas | 2034 | 3.5016 | 913.805
wint | geo_advanced_100 | lfill-gas | 2036 | 3.5016 | 920.8787
wint | geo_advanced_100 | lfill-gas | 2038 | 3.5016 | 956.904
wint | geo_advanced_100 | lfill-gas | 2040 | 3.5016 | 997.7345
wint | geo_advanced_100 | lfill-gas | 2042 | 3.5016 | 1026.2947
wint | geo_advanced_100 | lfill-gas | 2044 | 3.5016 | 1053.3779
wint | geo_advanced_100 | lfill-gas | 2046 | 3.5016 | 1092.6326
wint | geo_advanced_100 | lfill-gas | 2048 | 3.5016 | 1116.8071
wint | geo_advanced_100 | lfill-gas | 2050 | 3.5016 | 1138.5079
wint | geo_advanced_100 | wind-ons | 2010 | 1.6374 | 980.0128
wint | geo_advanced_100 | wind-ons | 2012 | 7.4807 | 987.5817
wint | geo_advanced_100 | wind-ons | 2014 | 2.3639 | 974.1464
wint | geo_advanced_100 | wind-ons | 2016 | 7.1303 | 956.5405
wint | geo_advanced_100 | wind-ons | 2018 | 5.3022 | 947.9436
wint | geo_advanced_100 | wind-ons | 2020 | 10.504 | 939.9829
wint | geo_advanced_100 | wind-ons | 2022 | 33.0808 | 954.383
wint | geo_advanced_100 | wind-ons | 2024 | 39.2354 | 888.7165
wint | geo_advanced_100 | wind-ons | 2026 | 45.5293 | 889.4865
wint | geo_advanced_100 | wind-ons | 2028 | 57.0148 | 888.9608
wint | geo_advanced_100 | wind-ons | 2030 | 67.265 | 895.2962
wint | geo_advanced_100 | wind-ons | 2032 | 73.2072 | 900.1148
wint | geo_advanced_100 | wind-ons | 2034 | 80.8443 | 913.805
wint | geo_advanced_100 | wind-ons | 2036 | 90.6245 | 920.8787
wint | geo_advanced_100 | wind-ons | 2038 | 100.0534 | 956.904
wint | geo_advanced_100 | wind-ons | 2040 | 103.8537 | 997.7345
wint | geo_advanced_100 | wind-ons | 2042 | 106.201 | 1026.2947
wint | geo_advanced_100 | wind-ons | 2044 | 110.3198 | 1053.3779
wint | geo_advanced_100 | wind-ons | 2046 | 112.179 | 1092.6326
wint | geo_advanced_100 | wind-ons | 2048 | 114.935 | 1116.8071
wint | geo_advanced_100 | wind-ons | 2050 | 144.5295 | 1138.5079
wint | geo_advanced_100 | wind-ofs | 2010 | 0 | 980.0128
wint | geo_advanced_100 | wind-ofs | 2012 | 0 | 987.5817
wint | geo_advanced_100 | wind-ofs | 2014 | 0 | 974.1464
wint | geo_advanced_100 | wind-ofs | 2016 | 0.011941 | 956.5405
wint | geo_advanced_100 | wind-ofs | 2018 | 0 | 947.9436
wint | geo_advanced_100 | wind-ofs | 2020 | 0.0048828 | 939.9829
wint | geo_advanced_100 | wind-ofs | 2022 | 0.023472 | 954.383
wint | geo_advanced_100 | wind-ofs | 2024 | 1.4087 | 888.7165
wint | geo_advanced_100 | wind-ofs | 2026 | 2.8864 | 889.4865
wint | geo_advanced_100 | wind-ofs | 2028 | 5.0923 | 888.9608
wint | geo_advanced_100 | wind-ofs | 2030 | 7.2823 | 895.2962
wint | geo_advanced_100 | wind-ofs | 2032 | 7.8563 | 900.1148
wint | geo_advanced_100 | wind-ofs | 2034 | 9.1596 | 913.805
wint | geo_advanced_100 | wind-ofs | 2036 | 11.1115 | 920.8787
wint | geo_advanced_100 | wind-ofs | 2038 | 11.2994 | 956.904
wint | geo_advanced_100 | wind-ofs | 2040 | 10.9546 | 997.7345
wint | geo_advanced_100 | wind-ofs | 2042 | 10.9673 | 1026.2947
wint | geo_advanced_100 | wind-ofs | 2044 | 11.6122 | 1053.3779
wint | geo_advanced_100 | wind-ofs | 2046 | 11.5095 | 1092.6326
wint | geo_advanced_100 | wind-ofs | 2048 | 11.3471 | 1116.8071
wint | geo_advanced_100 | wind-ofs | 2050 | 11.7364 | 1138.5079
wint | geo_advanced_100 | csp | 2010 | 0 | 980.0128
wint | geo_advanced_100 | csp | 2012 | 0 | 987.5817
wint | geo_advanced_100 | csp | 2014 | 0 | 974.1464
wint | geo_advanced_100 | csp | 2016 | 0 | 956.5405
wint | geo_advanced_100 | csp | 2018 | 0 | 947.9436
wint | geo_advanced_100 | csp | 2020 | 0 | 939.9829
wint | geo_advanced_100 | csp | 2022 | 0 | 954.383
wint | geo_advanced_100 | csp | 2024 | 0 | 888.7165
wint | geo_advanced_100 | csp | 2026 | 0 | 889.4865
wint | geo_advanced_100 | csp | 2028 | 0 | 888.9608
wint | geo_advanced_100 | csp | 2030 | 0 | 895.2962
wint | geo_advanced_100 | csp | 2032 | 0 | 900.1148
wint | geo_advanced_100 | csp | 2034 | 0 | 913.805
wint | geo_advanced_100 | csp | 2036 | 0 | 920.8787
wint | geo_advanced_100 | csp | 2038 | 0 | 956.904
wint | geo_advanced_100 | csp | 2040 | 0 | 997.7345
wint | geo_advanced_100 | csp | 2042 | 0 | 1026.2947
wint | geo_advanced_100 | csp | 2044 | 0 | 1053.3779
wint | geo_advanced_100 | csp | 2046 | 0 | 1092.6326
wint | geo_advanced_100 | csp | 2048 | 0 | 1116.8071
wint | geo_advanced_100 | csp | 2050 | 10.2293 | 1138.5079
wint | geo_advanced_100 | upv | 2010 | 0.044077 | 980.0128
wint | geo_advanced_100 | upv | 2012 | 0.54147 | 987.5817
wint | geo_advanced_100 | upv | 2014 | 1.5511 | 974.1464
wint | geo_advanced_100 | upv | 2016 | 2.7598 | 956.5405
wint | geo_advanced_100 | upv | 2018 | 2.2559 | 947.9436
wint | geo_advanced_100 | upv | 2020 | 3.9142 | 939.9829
wint | geo_advanced_100 | upv | 2022 | 1.674 | 954.383
wint | geo_advanced_100 | upv | 2024 | 2.7703 | 888.7165
wint | geo_advanced_100 | upv | 2026 | 2.0718 | 889.4865
wint | geo_advanced_100 | upv | 2028 | 1.9797 | 888.9608
wint | geo_advanced_100 | upv | 2030 | 0.8373 | 895.2962
wint | geo_advanced_100 | upv | 2032 | 0.94438 | 900.1148
wint | geo_advanced_100 | upv | 2034 | 0.47924 | 913.805
wint | geo_advanced_100 | upv | 2036 | 0.26117 | 920.8787
wint | geo_advanced_100 | upv | 2038 | 0.22032 | 956.904
wint | geo_advanced_100 | upv | 2040 | 0.21547 | 997.7345
wint | geo_advanced_100 | upv | 2042 | 0.21327 | 1026.2947
wint | geo_advanced_100 | upv | 2044 | 0.20805 | 1053.3779
wint | geo_advanced_100 | upv | 2046 | 0.15705 | 1092.6326
wint | geo_advanced_100 | upv | 2048 | 0.19739 | 1116.8071
wint | geo_advanced_100 | upv | 2050 | 0.19662 | 1138.5079
wint | geo_advanced_100 | dupv | 2010 | 0.015679 | 980.0128
wint | geo_advanced_100 | dupv | 2012 | 0.13235 | 987.5817
wint | geo_advanced_100 | dupv | 2014 | 0.23612 | 974.1464
wint | geo_advanced_100 | dupv | 2016 | 0.29002 | 956.5405
wint | geo_advanced_100 | dupv | 2018 | 0.35557 | 947.9436
wint | geo_advanced_100 | dupv | 2020 | 0.32674 | 939.9829
wint | geo_advanced_100 | dupv | 2022 | 0.085789 | 954.383
wint | geo_advanced_100 | dupv | 2024 | 0.079063 | 888.7165
wint | geo_advanced_100 | dupv | 2026 | 0.046331 | 889.4865
wint | geo_advanced_100 | dupv | 2028 | 0.029668 | 888.9608
wint | geo_advanced_100 | dupv | 2030 | 0.020289 | 895.2962
wint | geo_advanced_100 | dupv | 2032 | 0.017877 | 900.1148
wint | geo_advanced_100 | dupv | 2034 | 0.0056369 | 913.805
wint | geo_advanced_100 | dupv | 2036 | 0.0053375 | 920.8787
wint | geo_advanced_100 | dupv | 2038 | 0.0054286 | 956.904
wint | geo_advanced_100 | dupv | 2040 | 0.00024642 | 997.7345
wint | geo_advanced_100 | dupv | 2042 | 0.00016434 | 1026.2947
wint | geo_advanced_100 | dupv | 2044 | 0.00013524 | 1053.3779
wint | geo_advanced_100 | dupv | 2046 | 9.334e-05 | 1092.6326
wint | geo_advanced_100 | dupv | 2048 | 6.235e-05 | 1116.8071
wint | geo_advanced_100 | dupv | 2050 | 4.754e-05 | 1138.5079
wint | geo_advanced_100 | distpv | 2010 | 0 | 980.0128
wint | geo_advanced_100 | distpv | 2012 | 0 | 987.5817
wint | geo_advanced_100 | distpv | 2014 | 0 | 974.1464
wint | geo_advanced_100 | distpv | 2016 | 0 | 956.5405
wint | geo_advanced_100 | distpv | 2018 | 0 | 947.9436
wint | geo_advanced_100 | distpv | 2020 | 0 | 939.9829
wint | geo_advanced_100 | distpv | 2022 | 0.36951 | 954.383
wint | geo_advanced_100 | distpv | 2024 | 0.38253 | 888.7165
wint | geo_advanced_100 | distpv | 2026 | 0.33948 | 889.4865
wint | geo_advanced_100 | distpv | 2028 | 0.40911 | 888.9608
wint | geo_advanced_100 | distpv | 2030 | 0.36712 | 895.2962
wint | geo_advanced_100 | distpv | 2032 | 0.47784 | 900.1148
wint | geo_advanced_100 | distpv | 2034 | 0.38046 | 913.805
wint | geo_advanced_100 | distpv | 2036 | 0.15636 | 920.8787
wint | geo_advanced_100 | distpv | 2038 | 0.12844 | 956.904
wint | geo_advanced_100 | distpv | 2040 | 0.067907 | 997.7345
wint | geo_advanced_100 | distpv | 2042 | 0.073431 | 1026.2947
wint | geo_advanced_100 | distpv | 2044 | 0.076248 | 1053.3779
wint | geo_advanced_100 | distpv | 2046 | 0.071148 | 1092.6326
wint | geo_advanced_100 | distpv | 2048 | 0.084124 | 1116.8071
wint | geo_advanced_100 | distpv | 2050 | 0.089311 | 1138.5079
wint | geo_advanced_100 | pvb | 2010 | 0 | 980.0128
wint | geo_advanced_100 | pvb | 2012 | 0 | 987.5817
wint | geo_advanced_100 | pvb | 2014 | 0 | 974.1464
wint | geo_advanced_100 | pvb | 2016 | 0 | 956.5405
wint | geo_advanced_100 | pvb | 2018 | 0 | 947.9436
wint | geo_advanced_100 | pvb | 2020 | 0 | 939.9829
wint | geo_advanced_100 | pvb | 2022 | 0.048542 | 954.383
wint | geo_advanced_100 | pvb | 2024 | 0.22611 | 888.7165
wint | geo_advanced_100 | pvb | 2026 | 0.03122 | 889.4865
wint | geo_advanced_100 | pvb | 2028 | 0.15988 | 888.9608
wint | geo_advanced_100 | pvb | 2030 | 0.71843 | 895.2962
wint | geo_advanced_100 | pvb | 2032 | 1.4031 | 900.1148
wint | geo_advanced_100 | pvb | 2034 | 1.3966 | 913.805
wint | geo_advanced_100 | pvb | 2036 | 5.69 | 920.8787
wint | geo_advanced_100 | pvb | 2038 | 6.3188 | 956.904
wint | geo_advanced_100 | pvb | 2040 | 7.3665 | 997.7345
wint | geo_advanced_100 | pvb | 2042 | 7.7849 | 1026.2947
wint | geo_advanced_100 | pvb | 2044 | 8.223 | 1053.3779
wint | geo_advanced_100 | pvb | 2046 | 6.2455 | 1092.6326
wint | geo_advanced_100 | pvb | 2048 | 3.0661 | 1116.8071
wint | geo_advanced_100 | pvb | 2050 | 10.3471 | 1138.5079
wint | geo_advanced_100 | battery_2 | 2010 | 0.00586 | 980.0128
wint | geo_advanced_100 | battery_2 | 2012 | 0 | 987.5817
wint | geo_advanced_100 | battery_2 | 2014 | 0 | 974.1464
wint | geo_advanced_100 | battery_2 | 2016 | 0 | 956.5405
wint | geo_advanced_100 | battery_2 | 2018 | 0 | 947.9436
wint | geo_advanced_100 | battery_2 | 2020 | 0 | 939.9829
wint | geo_advanced_100 | battery_2 | 2022 | 0 | 954.383
wint | geo_advanced_100 | battery_2 | 2024 | 0.47301 | 888.7165
wint | geo_advanced_100 | battery_2 | 2026 | 0.36814 | 889.4865
wint | geo_advanced_100 | battery_2 | 2028 | 0.42967 | 888.9608
wint | geo_advanced_100 | battery_2 | 2030 | 0.14565 | 895.2962
wint | geo_advanced_100 | battery_2 | 2032 | 0.9826 | 900.1148
wint | geo_advanced_100 | battery_2 | 2034 | 1.0176 | 913.805
wint | geo_advanced_100 | battery_2 | 2036 | 0.13253 | 920.8787
wint | geo_advanced_100 | battery_2 | 2038 | 4.3917 | 956.904
wint | geo_advanced_100 | battery_2 | 2040 | 4.1081 | 997.7345
wint | geo_advanced_100 | battery_2 | 2042 | 4.4403 | 1026.2947
wint | geo_advanced_100 | battery_2 | 2044 | 4.4882 | 1053.3779
wint | geo_advanced_100 | battery_2 | 2046 | 9.4219 | 1092.6326
wint | geo_advanced_100 | battery_2 | 2048 | 9.9817 | 1116.8071
wint | geo_advanced_100 | battery_2 | 2050 | 19.4219 | 1138.5079
wint | geo_advanced_100 | battery_4 | 2010 | 0 | 980.0128
wint | geo_advanced_100 | battery_4 | 2012 | 0 | 987.5817
wint | geo_advanced_100 | battery_4 | 2014 | 0 | 974.1464
wint | geo_advanced_100 | battery_4 | 2016 | 0 | 956.5405
wint | geo_advanced_100 | battery_4 | 2018 | 0 | 947.9436
wint | geo_advanced_100 | battery_4 | 2020 | 0 | 939.9829
wint | geo_advanced_100 | battery_4 | 2022 | 0.050513 | 954.383
wint | geo_advanced_100 | battery_4 | 2024 | 0.31683 | 888.7165
wint | geo_advanced_100 | battery_4 | 2026 | 9.4095 | 889.4865
wint | geo_advanced_100 | battery_4 | 2028 | 4.121 | 888.9608
wint | geo_advanced_100 | battery_4 | 2030 | 16.3626 | 895.2962
wint | geo_advanced_100 | battery_4 | 2032 | 10.4486 | 900.1148
wint | geo_advanced_100 | battery_4 | 2034 | 17.2643 | 913.805
wint | geo_advanced_100 | battery_4 | 2036 | 17.5877 | 920.8787
wint | geo_advanced_100 | battery_4 | 2038 | 33.8363 | 956.904
wint | geo_advanced_100 | battery_4 | 2040 | 41.9779 | 997.7345
wint | geo_advanced_100 | battery_4 | 2042 | 39.0152 | 1026.2947
wint | geo_advanced_100 | battery_4 | 2044 | 48.0441 | 1053.3779
wint | geo_advanced_100 | battery_4 | 2046 | 60.8706 | 1092.6326
wint | geo_advanced_100 | battery_4 | 2048 | 76.5641 | 1116.8071
wint | geo_advanced_100 | battery_4 | 2050 | 110.0035 | 1138.5079
wint | geo_advanced_100 | battery_6 | 2010 | 0 | 980.0128
wint | geo_advanced_100 | battery_6 | 2012 | 0 | 987.5817
wint | geo_advanced_100 | battery_6 | 2014 | 0 | 974.1464
wint | geo_advanced_100 | battery_6 | 2016 | 0 | 956.5405
wint | geo_advanced_100 | battery_6 | 2018 | 0 | 947.9436
wint | geo_advanced_100 | battery_6 | 2020 | 0 | 939.9829
wint | geo_advanced_100 | battery_6 | 2022 | 0 | 954.383
wint | geo_advanced_100 | battery_6 | 2024 | 0.15502 | 888.7165
wint | geo_advanced_100 | battery_6 | 2026 | 0.00017877 | 889.4865
wint | geo_advanced_100 | battery_6 | 2028 | 7.3987 | 888.9608
wint | geo_advanced_100 | battery_6 | 2030 | 16.0849 | 895.2962
wint | geo_advanced_100 | battery_6 | 2032 | 22.585 | 900.1148
wint | geo_advanced_100 | battery_6 | 2034 | 23.3869 | 913.805
wint | geo_advanced_100 | battery_6 | 2036 | 48.423 | 920.8787
wint | geo_advanced_100 | battery_6 | 2038 | 38.073 | 956.904
wint | geo_advanced_100 | battery_6 | 2040 | 39.9634 | 997.7345
wint | geo_advanced_100 | battery_6 | 2042 | 45.6886 | 1026.2947
wint | geo_advanced_100 | battery_6 | 2044 | 39.1795 | 1053.3779
wint | geo_advanced_100 | battery_6 | 2046 | 46.7517 | 1092.6326
wint | geo_advanced_100 | battery_6 | 2048 | 39.3184 | 1116.8071
wint | geo_advanced_100 | battery_6 | 2050 | 48.5836 | 1138.5079
wint | geo_advanced_100 | battery_8 | 2010 | 0 | 980.0128
wint | geo_advanced_100 | battery_8 | 2012 | 0 | 987.5817
wint | geo_advanced_100 | battery_8 | 2014 | 0 | 974.1464
wint | geo_advanced_100 | battery_8 | 2016 | 0 | 956.5405
wint | geo_advanced_100 | battery_8 | 2018 | 0 | 947.9436
wint | geo_advanced_100 | battery_8 | 2020 | 0 | 939.9829
wint | geo_advanced_100 | battery_8 | 2022 | 0 | 954.383
wint | geo_advanced_100 | battery_8 | 2024 | 0 | 888.7165
wint | geo_advanced_100 | battery_8 | 2026 | 0 | 889.4865
wint | geo_advanced_100 | battery_8 | 2028 | 0 | 888.9608
wint | geo_advanced_100 | battery_8 | 2030 | 0 | 895.2962
wint | geo_advanced_100 | battery_8 | 2032 | 0.93664 | 900.1148
wint | geo_advanced_100 | battery_8 | 2034 | 0.29676 | 913.805
wint | geo_advanced_100 | battery_8 | 2036 | 10.9222 | 920.8787
wint | geo_advanced_100 | battery_8 | 2038 | 17.4237 | 956.904
wint | geo_advanced_100 | battery_8 | 2040 | 22.2083 | 997.7345
wint | geo_advanced_100 | battery_8 | 2042 | 27.1677 | 1026.2947
wint | geo_advanced_100 | battery_8 | 2044 | 29.6362 | 1053.3779
wint | geo_advanced_100 | battery_8 | 2046 | 30.2018 | 1092.6326
wint | geo_advanced_100 | battery_8 | 2048 | 33.1542 | 1116.8071
wint | geo_advanced_100 | battery_8 | 2050 | 41.6893 | 1138.5079
wint | geo_advanced_100 | battery_10 | 2010 | 0 | 980.0128
wint | geo_advanced_100 | battery_10 | 2012 | 0 | 987.5817
wint | geo_advanced_100 | battery_10 | 2014 | 0 | 974.1464
wint | geo_advanced_100 | battery_10 | 2016 | 0 | 956.5405
wint | geo_advanced_100 | battery_10 | 2018 | 0 | 947.9436
wint | geo_advanced_100 | battery_10 | 2020 | 0 | 939.9829
wint | geo_advanced_100 | battery_10 | 2022 | 0 | 954.383
wint | geo_advanced_100 | battery_10 | 2024 | 0 | 888.7165
wint | geo_advanced_100 | battery_10 | 2026 | 0 | 889.4865
wint | geo_advanced_100 | battery_10 | 2028 | 0 | 888.9608
wint | geo_advanced_100 | battery_10 | 2030 | 0 | 895.2962
wint | geo_advanced_100 | battery_10 | 2032 | 0 | 900.1148
wint | geo_advanced_100 | battery_10 | 2034 | 0 | 913.805
wint | geo_advanced_100 | battery_10 | 2036 | 1.8498 | 920.8787
wint | geo_advanced_100 | battery_10 | 2038 | 13.8782 | 956.904
wint | geo_advanced_100 | battery_10 | 2040 | 11.5701 | 997.7345
wint | geo_advanced_100 | battery_10 | 2042 | 13.6669 | 1026.2947
wint | geo_advanced_100 | battery_10 | 2044 | 9.7614 | 1053.3779
wint | geo_advanced_100 | battery_10 | 2046 | 10.9398 | 1092.6326
wint | geo_advanced_100 | battery_10 | 2048 | 10.5254 | 1116.8071
wint | geo_advanced_100 | battery_10 | 2050 | 42.2694 | 1138.5079
wint | geo_advanced_100 | pumped-hydro | 2010 | 5.8803 | 980.0128
wint | geo_advanced_100 | pumped-hydro | 2012 | 0 | 987.5817
wint | geo_advanced_100 | pumped-hydro | 2014 | 0 | 974.1464
wint | geo_advanced_100 | pumped-hydro | 2016 | 0 | 956.5405
wint | geo_advanced_100 | pumped-hydro | 2018 | 0 | 947.9436
wint | geo_advanced_100 | pumped-hydro | 2020 | 0 | 939.9829
wint | geo_advanced_100 | pumped-hydro | 2022 | 1.6383 | 954.383
wint | geo_advanced_100 | pumped-hydro | 2024 | 9.3548 | 888.7165
wint | geo_advanced_100 | pumped-hydro | 2026 | 6.4353 | 889.4865
wint | geo_advanced_100 | pumped-hydro | 2028 | 5.1852 | 888.9608
wint | geo_advanced_100 | pumped-hydro | 2030 | 4.5293 | 895.2962
wint | geo_advanced_100 | pumped-hydro | 2032 | 5.4959 | 900.1148
wint | geo_advanced_100 | pumped-hydro | 2034 | 13.547 | 913.805
wint | geo_advanced_100 | pumped-hydro | 2036 | 16.48 | 920.8787
wint | geo_advanced_100 | pumped-hydro | 2038 | 19.2327 | 956.904
wint | geo_advanced_100 | pumped-hydro | 2040 | 17.4925 | 997.7345
wint | geo_advanced_100 | pumped-hydro | 2042 | 20.7255 | 1026.2947
wint | geo_advanced_100 | pumped-hydro | 2044 | 20.7653 | 1053.3779
wint | geo_advanced_100 | pumped-hydro | 2046 | 18.1226 | 1092.6326
wint | geo_advanced_100 | pumped-hydro | 2048 | 20.3608 | 1116.8071
wint | geo_advanced_100 | pumped-hydro | 2050 | 15.6721 | 1138.5079
wint | geo_advanced_100 | Canada | 2010 | 5.7897 | 980.0128
wint | geo_advanced_100 | Canada | 2012 | 7.5475 | 987.5817
wint | geo_advanced_100 | Canada | 2014 | 7.6689 | 974.1464
wint | geo_advanced_100 | Canada | 2016 | 9.3983 | 956.5405
wint | geo_advanced_100 | Canada | 2018 | 9.7098 | 947.9436
wint | geo_advanced_100 | Canada | 2020 | 9.3126 | 939.9829
wint | geo_advanced_100 | Canada | 2022 | 8.3152 | 954.383
wint | geo_advanced_100 | Canada | 2024 | 8.3747 | 888.7165
wint | geo_advanced_100 | Canada | 2026 | 9.4089 | 889.4865
wint | geo_advanced_100 | Canada | 2028 | 10.4838 | 888.9608
wint | geo_advanced_100 | Canada | 2030 | 10.7558 | 895.2962
wint | geo_advanced_100 | Canada | 2032 | 10.6683 | 900.1148
wint | geo_advanced_100 | Canada | 2034 | 10.5939 | 913.805
wint | geo_advanced_100 | Canada | 2036 | 10.3455 | 920.8787
wint | geo_advanced_100 | Canada | 2038 | 10.2286 | 956.904
wint | geo_advanced_100 | Canada | 2040 | 10.1407 | 997.7345
wint | geo_advanced_100 | Canada | 2042 | 10.1407 | 1026.2947
wint | geo_advanced_100 | Canada | 2044 | 10.1407 | 1053.3779
wint | geo_advanced_100 | Canada | 2046 | 10.1407 | 1092.6326
wint | geo_advanced_100 | Canada | 2048 | 10.1407 | 1116.8071
wint | geo_advanced_100 | Canada | 2050 | 10.1407 | 1138.5079

## 12_Curtailment Rate
scenario | year | Curt Rate
geo_advanced_100 | 2010 | -1.5424e-17
geo_advanced_100 | 2012 | -8.1327e-18
geo_advanced_100 | 2014 | -1.4602e-17
geo_advanced_100 | 2016 | 0.0010576
geo_advanced_100 | 2018 | 0.005017
geo_advanced_100 | 2020 | 0.0084754
geo_advanced_100 | 2022 | 0.19322
geo_advanced_100 | 2024 | 0.03753
geo_advanced_100 | 2026 | 0.045328
geo_advanced_100 | 2028 | 0.039012
geo_advanced_100 | 2030 | 0.04694
geo_advanced_100 | 2032 | 0.051759
geo_advanced_100 | 2034 | 0.053962
geo_advanced_100 | 2036 | 0.066559
geo_advanced_100 | 2038 | 0.075658
geo_advanced_100 | 2040 | 0.058181
geo_advanced_100 | 2042 | 0.04287
geo_advanced_100 | 2044 | 0.03687
geo_advanced_100 | 2046 | 0.033732
geo_advanced_100 | 2048 | 0.029855
geo_advanced_100 | 2050 | 0.19759

## 13_Losses (fraction of load)
type | scenario | year | Amount (TWh)
curt | geo_advanced_100 | 2010 | -4.4878e-19
curt | geo_advanced_100 | 2012 | -3.9932e-19
curt | geo_advanced_100 | 2014 | -8.7288e-19
curt | geo_advanced_100 | 2016 | 9.0904e-05
curt | geo_advanced_100 | 2018 | 0.00053292
curt | geo_advanced_100 | 2020 | 0.0011596
curt | geo_advanced_100 | 2022 | 0.047262
curt | geo_advanced_100 | 2024 | 0.013765
curt | geo_advanced_100 | 2026 | 0.020545
curt | geo_advanced_100 | 2028 | 0.020843
curt | geo_advanced_100 | 2030 | 0.029442
curt | geo_advanced_100 | 2032 | 0.034317
curt | geo_advanced_100 | 2034 | 0.039789
curt | geo_advanced_100 | 2036 | 0.054689
curt | geo_advanced_100 | 2038 | 0.064044
curt | geo_advanced_100 | 2040 | 0.047825
curt | geo_advanced_100 | 2042 | 0.034814
curt | geo_advanced_100 | 2044 | 0.029867
curt | geo_advanced_100 | 2046 | 0.027135
curt | geo_advanced_100 | 2048 | 0.023926
curt | geo_advanced_100 | 2050 | 0.17885
storage | geo_advanced_100 | 2010 | 0.0014241
storage | geo_advanced_100 | 2012 | 0.0011451
storage | geo_advanced_100 | 2014 | 0.0011254
storage | geo_advanced_100 | 2016 | 0.001137
storage | geo_advanced_100 | 2018 | 0.0010609
storage | geo_advanced_100 | 2020 | 0.0012161
storage | geo_advanced_100 | 2022 | 0.002162
storage | geo_advanced_100 | 2024 | 0.0022597
storage | geo_advanced_100 | 2026 | 0.0042743
storage | geo_advanced_100 | 2028 | 0.0055805
storage | geo_advanced_100 | 2030 | 0.008454
storage | geo_advanced_100 | 2032 | 0.0091546
storage | geo_advanced_100 | 2034 | 0.010978
storage | geo_advanced_100 | 2036 | 0.01466
storage | geo_advanced_100 | 2038 | 0.014351
storage | geo_advanced_100 | 2040 | 0.012367
storage | geo_advanced_100 | 2042 | 0.012357
storage | geo_advanced_100 | 2044 | 0.011796
storage | geo_advanced_100 | 2046 | 0.013477
storage | geo_advanced_100 | 2048 | 0.013699
storage | geo_advanced_100 | 2050 | 0.016113
trans | geo_advanced_100 | 2010 | 0.0092055
trans | geo_advanced_100 | 2012 | 0.0098007
trans | geo_advanced_100 | 2014 | 0.0095789
trans | geo_advanced_100 | 2016 | 0.0088894
trans | geo_advanced_100 | 2018 | 0.0078526
trans | geo_advanced_100 | 2020 | 0.0083323
trans | geo_advanced_100 | 2022 | 0.0067929
trans | geo_advanced_100 | 2024 | 0.010023
trans | geo_advanced_100 | 2026 | 0.01047
trans | geo_advanced_100 | 2028 | 0.013286
trans | geo_advanced_100 | 2030 | 0.014711
trans | geo_advanced_100 | 2032 | 0.015741
trans | geo_advanced_100 | 2034 | 0.017307
trans | geo_advanced_100 | 2036 | 0.019757
trans | geo_advanced_100 | 2038 | 0.020832
trans | geo_advanced_100 | 2040 | 0.020195
trans | geo_advanced_100 | 2042 | 0.020874
trans | geo_advanced_100 | 2044 | 0.021635
trans | geo_advanced_100 | 2046 | 0.022837
trans | geo_advanced_100 | 2048 | 0.023138
trans | geo_advanced_100 | 2050 | 0.026142

## 14_Transmission (GW-mi)
scenario | trtype | year | Amount (GW-mi) | Net Level Amount (GW-mi)
geo_advanced_100 | B2B | 2010 | 434.7703 | 152666.833
geo_advanced_100 | B2B | 2012 | 434.7703 | 152764.5987
geo_advanced_100 | B2B | 2014 | 434.7703 | 152810.2746
geo_advanced_100 | B2B | 2016 | 434.7703 | 152918.5953
geo_advanced_100 | B2B | 2018 | 434.7703 | 153001.4549
geo_advanced_100 | B2B | 2020 | 434.7703 | 153148.1914
geo_advanced_100 | B2B | 2022 | 434.7703 | 153700.0261
geo_advanced_100 | B2B | 2024 | 434.7703 | 157153.5784
geo_advanced_100 | B2B | 2026 | 434.7703 | 160457.1169
geo_advanced_100 | B2B | 2028 | 434.7703 | 171136.1113
geo_advanced_100 | B2B | 2030 | 434.7703 | 182195.2236
geo_advanced_100 | B2B | 2032 | 434.7703 | 195659.0749
geo_advanced_100 | B2B | 2034 | 434.7703 | 212395.4293
geo_advanced_100 | B2B | 2036 | 434.7703 | 226737.4845
geo_advanced_100 | B2B | 2038 | 434.7703 | 243586.0456
geo_advanced_100 | B2B | 2040 | 434.7703 | 265302.2251
geo_advanced_100 | B2B | 2042 | 434.7703 | 290901.8777
geo_advanced_100 | B2B | 2044 | 434.7703 | 316110.287
geo_advanced_100 | B2B | 2046 | 434.7703 | 334921.135
geo_advanced_100 | B2B | 2048 | 434.7703 | 353142.7017
geo_advanced_100 | B2B | 2050 | 434.7703 | 367483.3762
geo_advanced_100 | AC | 2010 | 147705.0304 | 152666.833
geo_advanced_100 | AC | 2012 | 147705.0304 | 152764.5987
geo_advanced_100 | AC | 2014 | 147705.0304 | 152810.2746
geo_advanced_100 | AC | 2016 | 147705.0304 | 152918.5953
geo_advanced_100 | AC | 2018 | 147705.0304 | 153001.4549
geo_advanced_100 | AC | 2020 | 147705.0304 | 153148.1914
geo_advanced_100 | AC | 2022 | 147705.0304 | 153700.0261
geo_advanced_100 | AC | 2024 | 150505.0304 | 157153.5784
geo_advanced_100 | AC | 2026 | 153305.0304 | 160457.1169
geo_advanced_100 | AC | 2028 | 163237.6386 | 171136.1113
geo_advanced_100 | AC | 2030 | 173660.7685 | 182195.2236
geo_advanced_100 | AC | 2032 | 186658.2263 | 195659.0749
geo_advanced_100 | AC | 2034 | 202495.9125 | 212395.4293
geo_advanced_100 | AC | 2036 | 216306.636 | 226737.4845
geo_advanced_100 | AC | 2038 | 232825.6225 | 243586.0456
geo_advanced_100 | AC | 2040 | 254495.7477 | 265302.2251
geo_advanced_100 | AC | 2042 | 279914.7313 | 290901.8777
geo_advanced_100 | AC | 2044 | 305036.8069 | 316110.287
geo_advanced_100 | AC | 2046 | 323577.2713 | 334921.135
geo_advanced_100 | AC | 2048 | 341663.4264 | 353142.7017
geo_advanced_100 | AC | 2050 | 353858.2193 | 367483.3762
geo_advanced_100 | DC, LCC | 2010 | 4506.323 | 152666.833
geo_advanced_100 | DC, LCC | 2012 | 4506.323 | 152764.5987
geo_advanced_100 | DC, LCC | 2014 | 4506.323 | 152810.2746
geo_advanced_100 | DC, LCC | 2016 | 4506.323 | 152918.5953
geo_advanced_100 | DC, LCC | 2018 | 4506.323 | 153001.4549
geo_advanced_100 | DC, LCC | 2020 | 4506.323 | 153148.1914
geo_advanced_100 | DC, LCC | 2022 | 4506.323 | 153700.0261
geo_advanced_100 | DC, LCC | 2024 | 4506.323 | 157153.5784
geo_advanced_100 | DC, LCC | 2026 | 4506.323 | 160457.1169
geo_advanced_100 | DC, LCC | 2028 | 4805.6911 | 171136.1113
geo_advanced_100 | DC, LCC | 2030 | 4893.3548 | 182195.2236
geo_advanced_100 | DC, LCC | 2032 | 5133.7291 | 195659.0749
geo_advanced_100 | DC, LCC | 2034 | 5489.9294 | 212395.4293
geo_advanced_100 | DC, LCC | 2036 | 5489.9294 | 226737.4845
geo_advanced_100 | DC, LCC | 2038 | 5489.9294 | 243586.0456
geo_advanced_100 | DC, LCC | 2040 | 5489.9294 | 265302.2251
geo_advanced_100 | DC, LCC | 2042 | 5489.9294 | 290901.8777
geo_advanced_100 | DC, LCC | 2044 | 5489.9294 | 316110.287
geo_advanced_100 | DC, LCC | 2046 | 5489.9294 | 334921.135
geo_advanced_100 | DC, LCC | 2048 | 5489.9294 | 353142.7017
geo_advanced_100 | DC, LCC | 2050 | 5489.9294 | 367483.3762
geo_advanced_100 | Spur | 2010 | 20.7093 | 152666.833
geo_advanced_100 | Spur | 2012 | 118.475 | 152764.5987
geo_advanced_100 | Spur | 2014 | 164.1509 | 152810.2746
geo_advanced_100 | Spur | 2016 | 272.4716 | 152918.5953
geo_advanced_100 | Spur | 2018 | 355.3313 | 153001.4549
geo_advanced_100 | Spur | 2020 | 502.0677 | 153148.1914
geo_advanced_100 | Spur | 2022 | 1053.9024 | 153700.0261
geo_advanced_100 | Spur | 2024 | 1707.4547 | 157153.5784
geo_advanced_100 | Spur | 2026 | 2210.9933 | 160457.1169
geo_advanced_100 | Spur | 2028 | 2658.0113 | 171136.1113
geo_advanced_100 | Spur | 2030 | 3206.33 | 182195.2236
geo_advanced_100 | Spur | 2032 | 3432.3492 | 195659.0749
geo_advanced_100 | Spur | 2034 | 3974.8171 | 212395.4293
geo_advanced_100 | Spur | 2036 | 4506.1488 | 226737.4845
geo_advanced_100 | Spur | 2038 | 4835.7235 | 243586.0456
geo_advanced_100 | Spur | 2040 | 4881.7777 | 265302.2251
geo_advanced_100 | Spur | 2042 | 5062.4467 | 290901.8777
geo_advanced_100 | Spur | 2044 | 5148.7803 | 316110.287
geo_advanced_100 | Spur | 2046 | 5419.164 | 334921.135
geo_advanced_100 | Spur | 2048 | 5554.5756 | 353142.7017
geo_advanced_100 | Spur | 2050 | 7700.4572 | 367483.3762

## 15_Transmission (PRM) (GW-mi)
scenario | trtype | year | Trans cap, PRM (GW-mi) | Net Level Trans cap, PRM (GW-mi)
geo_advanced_100 | B2B | 2010 | 434.7703 | 92630.5352
geo_advanced_100 | B2B | 2012 | 434.7703 | 92630.5352
geo_advanced_100 | B2B | 2014 | 434.7703 | 92630.5352
geo_advanced_100 | B2B | 2016 | 434.7703 | 92630.5352
geo_advanced_100 | B2B | 2018 | 434.7703 | 92630.5352
geo_advanced_100 | B2B | 2020 | 434.7703 | 92630.5352
geo_advanced_100 | B2B | 2022 | 434.7703 | 92630.5352
geo_advanced_100 | B2B | 2024 | 434.7703 | 95010.5352
geo_advanced_100 | B2B | 2026 | 434.7703 | 97390.5352
geo_advanced_100 | B2B | 2028 | 434.7703 | 106087.7151
geo_advanced_100 | B2B | 2030 | 434.7703 | 115021.8897
geo_advanced_100 | B2B | 2032 | 434.7703 | 126274.0469
geo_advanced_100 | B2B | 2034 | 434.7703 | 140038.8504
geo_advanced_100 | B2B | 2036 | 434.7703 | 151777.9654
geo_advanced_100 | B2B | 2038 | 434.7703 | 165819.1039
geo_advanced_100 | B2B | 2040 | 434.7703 | 184238.7104
geo_advanced_100 | B2B | 2042 | 434.7703 | 205844.8465
geo_advanced_100 | B2B | 2044 | 434.7703 | 227198.6107
geo_advanced_100 | B2B | 2046 | 434.7703 | 242958.0055
geo_advanced_100 | B2B | 2048 | 434.7703 | 258331.2373
geo_advanced_100 | B2B | 2050 | 434.7703 | 268696.8113
geo_advanced_100 | AC | 2010 | 87689.4419 | 92630.5352
geo_advanced_100 | AC | 2012 | 87689.4419 | 92630.5352
geo_advanced_100 | AC | 2014 | 87689.4419 | 92630.5352
geo_advanced_100 | AC | 2016 | 87689.4419 | 92630.5352
geo_advanced_100 | AC | 2018 | 87689.4419 | 92630.5352
geo_advanced_100 | AC | 2020 | 87689.4419 | 92630.5352
geo_advanced_100 | AC | 2022 | 87689.4419 | 92630.5352
geo_advanced_100 | AC | 2024 | 90069.4419 | 95010.5352
geo_advanced_100 | AC | 2026 | 92449.4419 | 97390.5352
geo_advanced_100 | AC | 2028 | 100892.1589 | 106087.7151
geo_advanced_100 | AC | 2030 | 109751.8193 | 115021.8897
geo_advanced_100 | AC | 2032 | 120799.6585 | 126274.0469
geo_advanced_100 | AC | 2034 | 134261.6917 | 140038.8504
geo_advanced_100 | AC | 2036 | 146000.8067 | 151777.9654
geo_advanced_100 | AC | 2038 | 160041.9452 | 165819.1039
geo_advanced_100 | AC | 2040 | 178461.5517 | 184238.7104
geo_advanced_100 | AC | 2042 | 200067.6877 | 205844.8465
geo_advanced_100 | AC | 2044 | 221421.452 | 227198.6107
geo_advanced_100 | AC | 2046 | 237180.8468 | 242958.0055
geo_advanced_100 | AC | 2048 | 252554.0786 | 258331.2373
geo_advanced_100 | AC | 2050 | 262919.6526 | 268696.8113
geo_advanced_100 | DC, LCC | 2010 | 4506.323 | 92630.5352
geo_advanced_100 | DC, LCC | 2012 | 4506.323 | 92630.5352
geo_advanced_100 | DC, LCC | 2014 | 4506.323 | 92630.5352
geo_advanced_100 | DC, LCC | 2016 | 4506.323 | 92630.5352
geo_advanced_100 | DC, LCC | 2018 | 4506.323 | 92630.5352
geo_advanced_100 | DC, LCC | 2020 | 4506.323 | 92630.5352
geo_advanced_100 | DC, LCC | 2022 | 4506.323 | 92630.5352
geo_advanced_100 | DC, LCC | 2024 | 4506.323 | 95010.5352
geo_advanced_100 | DC, LCC | 2026 | 4506.323 | 97390.5352
geo_advanced_100 | DC, LCC | 2028 | 4760.7858 | 106087.7151
geo_advanced_100 | DC, LCC | 2030 | 4835.3 | 115021.8897
geo_advanced_100 | DC, LCC | 2032 | 5039.6182 | 126274.0469
geo_advanced_100 | DC, LCC | 2034 | 5342.3884 | 140038.8504
geo_advanced_100 | DC, LCC | 2036 | 5342.3884 | 151777.9654
geo_advanced_100 | DC, LCC | 2038 | 5342.3884 | 165819.1039
geo_advanced_100 | DC, LCC | 2040 | 5342.3884 | 184238.7104
geo_advanced_100 | DC, LCC | 2042 | 5342.3884 | 205844.8465
geo_advanced_100 | DC, LCC | 2044 | 5342.3884 | 227198.6107
geo_advanced_100 | DC, LCC | 2046 | 5342.3884 | 242958.0055
geo_advanced_100 | DC, LCC | 2048 | 5342.3884 | 258331.2373
geo_advanced_100 | DC, LCC | 2050 | 5342.3884 | 268696.8113
geo_advanced_100 | Spur | 2010 | 0 | 92630.5352
geo_advanced_100 | Spur | 2012 | 0 | 92630.5352
geo_advanced_100 | Spur | 2014 | 0 | 92630.5352
geo_advanced_100 | Spur | 2016 | 0 | 92630.5352
geo_advanced_100 | Spur | 2018 | 0 | 92630.5352
geo_advanced_100 | Spur | 2020 | 0 | 92630.5352
geo_advanced_100 | Spur | 2022 | 0 | 92630.5352
geo_advanced_100 | Spur | 2024 | 0 | 95010.5352
geo_advanced_100 | Spur | 2026 | 0 | 97390.5352
geo_advanced_100 | Spur | 2028 | 0 | 106087.7151
geo_advanced_100 | Spur | 2030 | 0 | 115021.8897
geo_advanced_100 | Spur | 2032 | 0 | 126274.0469
geo_advanced_100 | Spur | 2034 | 0 | 140038.8504
geo_advanced_100 | Spur | 2036 | 0 | 151777.9654
geo_advanced_100 | Spur | 2038 | 0 | 165819.1039
geo_advanced_100 | Spur | 2040 | 0 | 184238.7104
geo_advanced_100 | Spur | 2042 | 0 | 205844.8465
geo_advanced_100 | Spur | 2044 | 0 | 227198.6107
geo_advanced_100 | Spur | 2046 | 0 | 242958.0055
geo_advanced_100 | Spur | 2048 | 0 | 258331.2373
geo_advanced_100 | Spur | 2050 | 0 | 268696.8113

## 16_Bulk System Electricity Pric
scenario | type | year | $ | Net Level $
geo_advanced_100 | load | 2010 | 58.6946 | 58.8047
geo_advanced_100 | load | 2012 | 42.8206 | 42.9096
geo_advanced_100 | load | 2014 | 51.6069 | 51.7073
geo_advanced_100 | load | 2016 | 35.782 | 35.8605
geo_advanced_100 | load | 2018 | 37.285 | 37.3725
geo_advanced_100 | load | 2020 | 30.984 | 33.0753
geo_advanced_100 | load | 2022 | 38.8405 | 39.3065
geo_advanced_100 | load | 2024 | 26.8214 | 30.0121
geo_advanced_100 | load | 2026 | 25.3012 | 35.8568
geo_advanced_100 | load | 2028 | 21.8402 | 35.4151
geo_advanced_100 | load | 2030 | 20.6743 | 34.0608
geo_advanced_100 | load | 2032 | 20.1961 | 34.7391
geo_advanced_100 | load | 2034 | 20.5125 | 36.3777
geo_advanced_100 | load | 2036 | 16.5544 | 49.2381
geo_advanced_100 | load | 2038 | 16.6365 | 65.4753
geo_advanced_100 | load | 2040 | 25.2437 | 74.8158
geo_advanced_100 | load | 2042 | 28.8981 | 78.8652
geo_advanced_100 | load | 2044 | 28.1535 | 78.2546
geo_advanced_100 | load | 2046 | 25.509 | 77.0046
geo_advanced_100 | load | 2048 | 25.873 | 75.6023
geo_advanced_100 | load | 2050 | 5.8505 | 141.9446
geo_advanced_100 | oper_res | 2010 | 0.11001 | 58.8047
geo_advanced_100 | oper_res | 2012 | 0.08895 | 42.9096
geo_advanced_100 | oper_res | 2014 | 0.10037 | 51.7073
geo_advanced_100 | oper_res | 2016 | 0.078553 | 35.8605
geo_advanced_100 | oper_res | 2018 | 0.087501 | 37.3725
geo_advanced_100 | oper_res | 2020 | 0.15364 | 33.0753
geo_advanced_100 | oper_res | 2022 | 0.095109 | 39.3065
geo_advanced_100 | oper_res | 2024 | 0.1146 | 30.0121
geo_advanced_100 | oper_res | 2026 | 0.13085 | 35.8568
geo_advanced_100 | oper_res | 2028 | 0.17292 | 35.4151
geo_advanced_100 | oper_res | 2030 | 0.20333 | 34.0608
geo_advanced_100 | oper_res | 2032 | 0.16186 | 34.7391
geo_advanced_100 | oper_res | 2034 | 0.19594 | 36.3777
geo_advanced_100 | oper_res | 2036 | 0.10289 | 49.2381
geo_advanced_100 | oper_res | 2038 | 0.071846 | 65.4753
geo_advanced_100 | oper_res | 2040 | 0.03741 | 74.8158
geo_advanced_100 | oper_res | 2042 | 0.02951 | 78.8652
geo_advanced_100 | oper_res | 2044 | 0.03803 | 78.2546
geo_advanced_100 | oper_res | 2046 | 0.11251 | 77.0046
geo_advanced_100 | oper_res | 2048 | 0.07259 | 75.6023
geo_advanced_100 | oper_res | 2050 | 0.044654 | 141.9446
geo_advanced_100 | res_marg | 2010 | 0 | 58.8047
geo_advanced_100 | res_marg | 2012 | 0 | 42.9096
geo_advanced_100 | res_marg | 2014 | 0 | 51.7073
geo_advanced_100 | res_marg | 2016 | 0 | 35.8605
geo_advanced_100 | res_marg | 2018 | 0 | 37.3725
geo_advanced_100 | res_marg | 2020 | 0 | 33.0753
geo_advanced_100 | res_marg | 2022 | 0.043441 | 39.3065
geo_advanced_100 | res_marg | 2024 | 3.0395 | 30.0121
geo_advanced_100 | res_marg | 2026 | 10.3113 | 35.8568
geo_advanced_100 | res_marg | 2028 | 13.2705 | 35.4151
geo_advanced_100 | res_marg | 2030 | 12.7971 | 34.0608
geo_advanced_100 | res_marg | 2032 | 14.0171 | 34.7391
geo_advanced_100 | res_marg | 2034 | 15.5855 | 36.3777
geo_advanced_100 | res_marg | 2036 | 32.365 | 49.2381
geo_advanced_100 | res_marg | 2038 | 48.6457 | 65.4753
geo_advanced_100 | res_marg | 2040 | 49.2345 | 74.8158
geo_advanced_100 | res_marg | 2042 | 49.6782 | 78.8652
geo_advanced_100 | res_marg | 2044 | 49.8526 | 78.2546
geo_advanced_100 | res_marg | 2046 | 50.9336 | 77.0046
geo_advanced_100 | res_marg | 2048 | 49.0487 | 75.6023
geo_advanced_100 | res_marg | 2050 | 135.7685 | 141.9446
geo_advanced_100 | state_rps | 2010 | 0 | 58.8047
geo_advanced_100 | state_rps | 2012 | 0 | 42.9096
geo_advanced_100 | state_rps | 2014 | 0 | 51.7073
geo_advanced_100 | state_rps | 2016 | 0 | 35.8605
geo_advanced_100 | state_rps | 2018 | 0 | 37.3725
geo_advanced_100 | state_rps | 2020 | 1.9377 | 33.0753
geo_advanced_100 | state_rps | 2022 | 0.32737 | 39.3065
geo_advanced_100 | state_rps | 2024 | 0.036514 | 30.0121
geo_advanced_100 | state_rps | 2026 | 0.11349 | 35.8568
geo_advanced_100 | state_rps | 2028 | 0.1314 | 35.4151
geo_advanced_100 | state_rps | 2030 | 0.38604 | 34.0608
geo_advanced_100 | state_rps | 2032 | 0.36409 | 34.7391
geo_advanced_100 | state_rps | 2034 | 0.083803 | 36.3777
geo_advanced_100 | state_rps | 2036 | 0.21586 | 49.2381
geo_advanced_100 | state_rps | 2038 | 0.12139 | 65.4753
geo_advanced_100 | state_rps | 2040 | 0.30021 | 74.8158
geo_advanced_100 | state_rps | 2042 | 0.2594 | 78.8652
geo_advanced_100 | state_rps | 2044 | 0.21052 | 78.2546
geo_advanced_100 | state_rps | 2046 | 0.44947 | 77.0046
geo_advanced_100 | state_rps | 2048 | 0.60806 | 75.6023
geo_advanced_100 | state_rps | 2050 | 0.28091 | 141.9446

## 17_National Energy Price ($-MWh
type | scenario | year | $
load | geo_advanced_100 | 2010 | 58.6946
load | geo_advanced_100 | 2012 | 42.8206
load | geo_advanced_100 | 2014 | 51.6069
load | geo_advanced_100 | 2016 | 35.782
load | geo_advanced_100 | 2018 | 37.285
load | geo_advanced_100 | 2020 | 30.984
load | geo_advanced_100 | 2022 | 38.8405
load | geo_advanced_100 | 2024 | 26.8214
load | geo_advanced_100 | 2026 | 25.3012
load | geo_advanced_100 | 2028 | 21.8402
load | geo_advanced_100 | 2030 | 20.6743
load | geo_advanced_100 | 2032 | 20.1961
load | geo_advanced_100 | 2034 | 20.5125
load | geo_advanced_100 | 2036 | 16.5544
load | geo_advanced_100 | 2038 | 16.6365
load | geo_advanced_100 | 2040 | 25.2437
load | geo_advanced_100 | 2042 | 28.8981
load | geo_advanced_100 | 2044 | 28.1535
load | geo_advanced_100 | 2046 | 25.509
load | geo_advanced_100 | 2048 | 25.873
load | geo_advanced_100 | 2050 | 5.8505

## 18_National Energy Price by tim
scenario | type | timeslice | $ | Net Level $
geo_advanced_100 | load | 1 | 6.5573 | 6.5573
geo_advanced_100 | load | 2 | 6.8297 | 6.8297
geo_advanced_100 | load | 3 | 7.2805 | 7.2805
geo_advanced_100 | load | 4 | 7.5731 | 7.5731
geo_advanced_100 | load | 5 | 5.9587 | 5.9587
geo_advanced_100 | load | 6 | 6.3151 | 6.3151
geo_advanced_100 | load | 7 | 6.7203 | 6.7203
geo_advanced_100 | load | 8 | 6.6273 | 6.6273
geo_advanced_100 | load | 9 | 5.5338 | 5.5338
geo_advanced_100 | load | 10 | 5.6752 | 5.6752
geo_advanced_100 | load | 11 | 6.2548 | 6.2548
geo_advanced_100 | load | 12 | 6.1057 | 6.1057
geo_advanced_100 | load | 13 | 3.9984 | 3.9984
geo_advanced_100 | load | 14 | 3.9868 | 3.9868
geo_advanced_100 | load | 15 | 4.1089 | 4.1089
geo_advanced_100 | load | 16 | 4.125 | 4.125
geo_advanced_100 | load | 17 | 7.918 | 7.918

## 19_National Average Electricity
scenario | cost_cat | year | Average cost ($/MWh) | Net Level Average cost ($/MWh)
geo_advanced_100 | PTC | 2010 | -0.066375 | 61.8829
geo_advanced_100 | PTC | 2011 | -0.066375 | 61.4871
geo_advanced_100 | PTC | 2012 | -0.35603 | 54.7992
geo_advanced_100 | PTC | 2013 | -0.35603 | 54.5284
geo_advanced_100 | PTC | 2014 | -0.45243 | 60.7409
geo_advanced_100 | PTC | 2015 | -0.45243 | 60.367
geo_advanced_100 | PTC | 2016 | -0.71629 | 51.2977
geo_advanced_100 | PTC | 2017 | -0.71629 | 51.2151
geo_advanced_100 | PTC | 2018 | -0.91019 | 52.5965
geo_advanced_100 | PTC | 2019 | -0.91019 | 52.3899
geo_advanced_100 | PTC | 2020 | -1.1786 | 46.5751
geo_advanced_100 | PTC | 2021 | -1.1786 | 45.7419
geo_advanced_100 | PTC | 2022 | -1.9255 | 53.4819
geo_advanced_100 | PTC | 2023 | -1.9255 | 52.4657
geo_advanced_100 | PTC | 2024 | -4.1675 | 46.7336
geo_advanced_100 | PTC | 2025 | -4.1675 | 46.1602
geo_advanced_100 | PTC | 2026 | -5.4587 | 45.8552
geo_advanced_100 | PTC | 2027 | -5.4587 | 45.2954
geo_advanced_100 | PTC | 2028 | -6.0896 | 45.1146
geo_advanced_100 | PTC | 2029 | -6.0896 | 44.8148
geo_advanced_100 | PTC | 2030 | -7.4052 | 44.3829
geo_advanced_100 | PTC | 2031 | -7.4052 | 44.3829
geo_advanced_100 | PTC | 2032 | -7.2364 | 43.8854
geo_advanced_100 | PTC | 2033 | -7.2364 | 43.8854
geo_advanced_100 | PTC | 2034 | -6.8796 | 44.4752
geo_advanced_100 | PTC | 2035 | -6.8796 | 44.4752
geo_advanced_100 | PTC | 2036 | -7.2813 | 44.9248
geo_advanced_100 | PTC | 2037 | -7.2813 | 44.9248
geo_advanced_100 | PTC | 2038 | -6.653 | 47.671
geo_advanced_100 | PTC | 2039 | -6.653 | 47.671
geo_advanced_100 | PTC | 2040 | -5.1019 | 51.4842
geo_advanced_100 | PTC | 2041 | -5.1019 | 51.4842
geo_advanced_100 | PTC | 2042 | -4.4252 | 52.2175
geo_advanced_100 | PTC | 2043 | -4.4252 | 52.2175
geo_advanced_100 | PTC | 2044 | -3.4143 | 54.3552
geo_advanced_100 | PTC | 2045 | -3.4143 | 54.3552
geo_advanced_100 | PTC | 2046 | -2.1706 | 57.7315
geo_advanced_100 | PTC | 2047 | -2.1706 | 57.7315
geo_advanced_100 | PTC | 2048 | -1.8768 | 60.2489
geo_advanced_100 | PTC | 2049 | -1.8768 | 60.2489
geo_advanced_100 | PTC | 2050 | -2.446 | 100.2565
geo_advanced_100 | ITC | 2010 | -0.0065762 | 61.8829
geo_advanced_100 | ITC | 2011 | -0.0065762 | 61.4871
geo_advanced_100 | ITC | 2012 | -0.067527 | 54.7992
geo_advanced_100 | ITC | 2013 | -0.067527 | 54.5284
geo_advanced_100 | ITC | 2014 | -0.20348 | 60.7409
geo_advanced_100 | ITC | 2015 | -0.20348 | 60.367
geo_advanced_100 | ITC | 2016 | -0.34712 | 51.2977
geo_advanced_100 | ITC | 2017 | -0.34712 | 51.2151
geo_advanced_100 | ITC | 2018 | -0.40362 | 52.5965
geo_advanced_100 | ITC | 2019 | -0.40362 | 52.3899
geo_advanced_100 | ITC | 2020 | -0.48467 | 46.5751
geo_advanced_100 | ITC | 2021 | -0.48467 | 45.7419
geo_advanced_100 | ITC | 2022 | -0.80294 | 53.4819
geo_advanced_100 | ITC | 2023 | -0.80294 | 52.4657
geo_advanced_100 | ITC | 2024 | -0.89516 | 46.7336
geo_advanced_100 | ITC | 2025 | -0.89516 | 46.1602
geo_advanced_100 | ITC | 2026 | -1.1932 | 45.8552
geo_advanced_100 | ITC | 2027 | -1.1932 | 45.2954
geo_advanced_100 | ITC | 2028 | -1.5755 | 45.1146
geo_advanced_100 | ITC | 2029 | -1.5755 | 44.8148
geo_advanced_100 | ITC | 2030 | -1.959 | 44.3829
geo_advanced_100 | ITC | 2031 | -1.959 | 44.3829
geo_advanced_100 | ITC | 2032 | -2.2017 | 43.8854
geo_advanced_100 | ITC | 2033 | -2.2017 | 43.8854
geo_advanced_100 | ITC | 2034 | -2.4408 | 44.4752
geo_advanced_100 | ITC | 2035 | -2.4408 | 44.4752
geo_advanced_100 | ITC | 2036 | -3.0979 | 44.9248
geo_advanced_100 | ITC | 2037 | -3.0979 | 44.9248
geo_advanced_100 | ITC | 2038 | -3.4129 | 47.671
geo_advanced_100 | ITC | 2039 | -3.4129 | 47.671
geo_advanced_100 | ITC | 2040 | -3.3263 | 51.4842
geo_advanced_100 | ITC | 2041 | -3.3263 | 51.4842
geo_advanced_100 | ITC | 2042 | -3.0394 | 52.2175
geo_advanced_100 | ITC | 2043 | -3.0394 | 52.2175
geo_advanced_100 | ITC | 2044 | -2.9329 | 54.3552
geo_advanced_100 | ITC | 2045 | -2.9329 | 54.3552
geo_advanced_100 | ITC | 2046 | -2.6268 | 57.7315
geo_advanced_100 | ITC | 2047 | -2.6268 | 57.7315
geo_advanced_100 | ITC | 2048 | -2.2539 | 60.2489
geo_advanced_100 | ITC | 2049 | -2.2539 | 60.2489
geo_advanced_100 | ITC | 2050 | -1.8594 | 100.2565
geo_advanced_100 | CCS Incentives | 2010 | 0 | 61.8829
geo_advanced_100 | CCS Incentives | 2011 | 0 | 61.4871
geo_advanced_100 | CCS Incentives | 2012 | 0 | 54.7992
geo_advanced_100 | CCS Incentives | 2013 | 0 | 54.5284
geo_advanced_100 | CCS Incentives | 2014 | 0 | 60.7409
geo_advanced_100 | CCS Incentives | 2015 | 0 | 60.367
geo_advanced_100 | CCS Incentives | 2016 | 0 | 51.2977
geo_advanced_100 | CCS Incentives | 2017 | 0 | 51.2151
geo_advanced_100 | CCS Incentives | 2018 | 0 | 52.5965
geo_advanced_100 | CCS Incentives | 2019 | 0 | 52.3899
geo_advanced_100 | CCS Incentives | 2020 | 0 | 46.5751
geo_advanced_100 | CCS Incentives | 2021 | 0 | 45.7419
geo_advanced_100 | CCS Incentives | 2022 | 0 | 53.4819
geo_advanced_100 | CCS Incentives | 2023 | 0 | 52.4657
geo_advanced_100 | CCS Incentives | 2024 | 0 | 46.7336
geo_advanced_100 | CCS Incentives | 2025 | 0 | 46.1602
geo_advanced_100 | CCS Incentives | 2026 | 0 | 45.8552
geo_advanced_100 | CCS Incentives | 2027 | 0 | 45.2954
geo_advanced_100 | CCS Incentives | 2028 | -0.30763 | 45.1146
geo_advanced_100 | CCS Incentives | 2029 | -0.30763 | 44.8148
geo_advanced_100 | CCS Incentives | 2030 | -0.29954 | 44.3829
geo_advanced_100 | CCS Incentives | 2031 | -0.29954 | 44.3829
geo_advanced_100 | CCS Incentives | 2032 | -0.2916 | 43.8854
geo_advanced_100 | CCS Incentives | 2033 | -0.2916 | 43.8854
geo_advanced_100 | CCS Incentives | 2034 | -0.27543 | 44.4752
geo_advanced_100 | CCS Incentives | 2035 | -0.27543 | 44.4752
geo_advanced_100 | CCS Incentives | 2036 | -0.17304 | 44.9248
geo_advanced_100 | CCS Incentives | 2037 | -0.17304 | 44.9248
geo_advanced_100 | CCS Incentives | 2038 | -0.081987 | 47.671
geo_advanced_100 | CCS Incentives | 2039 | -0.081987 | 47.671
geo_advanced_100 | CCS Incentives | 2040 | -0.36363 | 51.4842
geo_advanced_100 | CCS Incentives | 2041 | -0.36363 | 51.4842
geo_advanced_100 | CCS Incentives | 2042 | -0.44771 | 52.2175
geo_advanced_100 | CCS Incentives | 2043 | -0.44771 | 52.2175
geo_advanced_100 | CCS Incentives | 2044 | -0.42331 | 54.3552
geo_advanced_100 | CCS Incentives | 2045 | -0.42331 | 54.3552
geo_advanced_100 | CCS Incentives | 2046 | -0.4531 | 57.7315
geo_advanced_100 | CCS Incentives | 2047 | -0.4531 | 57.7315
geo_advanced_100 | CCS Incentives | 2048 | -0.43922 | 60.2489
geo_advanced_100 | CCS Incentives | 2049 | -0.43922 | 60.2489
geo_advanced_100 | CCS Incentives | 2050 | -0.42906 | 100.2565
geo_advanced_100 | Gen & Stor Capex | 2010 | 11.0777 | 61.8829
geo_advanced_100 | Gen & Stor Capex | 2011 | 10.6819 | 61.4871
geo_advanced_100 | Gen & Stor Capex | 2012 | 12.8208 | 54.7992
geo_advanced_100 | Gen & Stor Capex | 2013 | 12.55 | 54.5284
geo_advanced_100 | Gen & Stor Capex | 2014 | 14.2612 | 60.7409
geo_advanced_100 | Gen & Stor Capex | 2015 | 13.8873 | 60.367
geo_advanced_100 | Gen & Stor Capex | 2016 | 16.7279 | 51.2977
geo_advanced_100 | Gen & Stor Capex | 2017 | 16.6452 | 51.2151
geo_advanced_100 | Gen & Stor Capex | 2018 | 17.7716 | 52.5965
geo_advanced_100 | Gen & Stor Capex | 2019 | 17.565 | 52.3899
geo_advanced_100 | Gen & Stor Capex | 2020 | 18.1443 | 46.5751
geo_advanced_100 | Gen & Stor Capex | 2021 | 17.3111 | 45.7419
geo_advanced_100 | Gen & Stor Capex | 2022 | 20.6122 | 53.4819
geo_advanced_100 | Gen & Stor Capex | 2023 | 19.596 | 52.4657
geo_advanced_100 | Gen & Stor Capex | 2024 | 22.0646 | 46.7336
geo_advanced_100 | Gen & Stor Capex | 2025 | 21.4913 | 46.1602
geo_advanced_100 | Gen & Stor Capex | 2026 | 23.5167 | 45.8552
geo_advanced_100 | Gen & Stor Capex | 2027 | 22.9569 | 45.2954
geo_advanced_100 | Gen & Stor Capex | 2028 | 24.5982 | 45.1146
geo_advanced_100 | Gen & Stor Capex | 2029 | 23.7469 | 44.8148
geo_advanced_100 | Gen & Stor Capex | 2030 | 24.9467 | 44.3829
geo_advanced_100 | Gen & Stor Capex | 2031 | 24.9467 | 44.3829
geo_advanced_100 | Gen & Stor Capex | 2032 | 24.1399 | 43.8854
geo_advanced_100 | Gen & Stor Capex | 2033 | 24.1399 | 43.8854
geo_advanced_100 | Gen & Stor Capex | 2034 | 24.2254 | 44.4752
geo_advanced_100 | Gen & Stor Capex | 2035 | 24.2254 | 44.4752
geo_advanced_100 | Gen & Stor Capex | 2036 | 26.2819 | 44.9248
geo_advanced_100 | Gen & Stor Capex | 2037 | 26.2819 | 44.9248
geo_advanced_100 | Gen & Stor Capex | 2038 | 27.7408 | 47.671
geo_advanced_100 | Gen & Stor Capex | 2039 | 27.7408 | 47.671
geo_advanced_100 | Gen & Stor Capex | 2040 | 28.6744 | 51.4842
geo_advanced_100 | Gen & Stor Capex | 2041 | 28.6744 | 51.4842
geo_advanced_100 | Gen & Stor Capex | 2042 | 27.3739 | 52.2175
geo_advanced_100 | Gen & Stor Capex | 2043 | 27.3739 | 52.2175
geo_advanced_100 | Gen & Stor Capex | 2044 | 27.1303 | 54.3552
geo_advanced_100 | Gen & Stor Capex | 2045 | 27.1303 | 54.3552
geo_advanced_100 | Gen & Stor Capex | 2046 | 28.186 | 57.7315
geo_advanced_100 | Gen & Stor Capex | 2047 | 28.186 | 57.7315
geo_advanced_100 | Gen & Stor Capex | 2048 | 29.2695 | 60.2489
geo_advanced_100 | Gen & Stor Capex | 2049 | 29.2695 | 60.2489
geo_advanced_100 | Gen & Stor Capex | 2050 | 61.1096 | 100.2565
geo_advanced_100 | Gen & Stor O&M | 2010 | 19.0027 | 61.8829
geo_advanced_100 | Gen & Stor O&M | 2011 | 19.0027 | 61.4871
geo_advanced_100 | Gen & Stor O&M | 2012 | 18.8544 | 54.7992
geo_advanced_100 | Gen & Stor O&M | 2013 | 18.8544 | 54.5284
geo_advanced_100 | Gen & Stor O&M | 2014 | 18.5943 | 60.7409
geo_advanced_100 | Gen & Stor O&M | 2015 | 18.5943 | 60.367
geo_advanced_100 | Gen & Stor O&M | 2016 | 17.9721 | 51.2977
geo_advanced_100 | Gen & Stor O&M | 2017 | 17.9721 | 51.2151
geo_advanced_100 | Gen & Stor O&M | 2018 | 17.4109 | 52.5965
geo_advanced_100 | Gen & Stor O&M | 2019 | 17.4109 | 52.3899
geo_advanced_100 | Gen & Stor O&M | 2020 | 16.6036 | 46.5751
geo_advanced_100 | Gen & Stor O&M | 2021 | 16.6036 | 45.7419
geo_advanced_100 | Gen & Stor O&M | 2022 | 17.3015 | 53.4819
geo_advanced_100 | Gen & Stor O&M | 2023 | 17.3015 | 52.4657
geo_advanced_100 | Gen & Stor O&M | 2024 | 16.8281 | 46.7336
geo_advanced_100 | Gen & Stor O&M | 2025 | 16.8281 | 46.1602
geo_advanced_100 | Gen & Stor O&M | 2026 | 17.2139 | 45.8552
geo_advanced_100 | Gen & Stor O&M | 2027 | 17.2139 | 45.2954
geo_advanced_100 | Gen & Stor O&M | 2028 | 17.5742 | 45.1146
geo_advanced_100 | Gen & Stor O&M | 2029 | 17.5742 | 44.8148
geo_advanced_100 | Gen & Stor O&M | 2030 | 17.7495 | 44.3829
geo_advanced_100 | Gen & Stor O&M | 2031 | 17.7495 | 44.3829
geo_advanced_100 | Gen & Stor O&M | 2032 | 17.9207 | 43.8854
geo_advanced_100 | Gen & Stor O&M | 2033 | 17.9207 | 43.8854
geo_advanced_100 | Gen & Stor O&M | 2034 | 18.2194 | 44.4752
geo_advanced_100 | Gen & Stor O&M | 2035 | 18.2194 | 44.4752
geo_advanced_100 | Gen & Stor O&M | 2036 | 17.6733 | 44.9248
geo_advanced_100 | Gen & Stor O&M | 2037 | 17.6733 | 44.9248
geo_advanced_100 | Gen & Stor O&M | 2038 | 18.1584 | 47.671
geo_advanced_100 | Gen & Stor O&M | 2039 | 18.1584 | 47.671
geo_advanced_100 | Gen & Stor O&M | 2040 | 18.8257 | 51.4842
geo_advanced_100 | Gen & Stor O&M | 2041 | 18.8257 | 51.4842
geo_advanced_100 | Gen & Stor O&M | 2042 | 19.3257 | 52.2175
geo_advanced_100 | Gen & Stor O&M | 2043 | 19.3257 | 52.2175
geo_advanced_100 | Gen & Stor O&M | 2044 | 20.0245 | 54.3552
geo_advanced_100 | Gen & Stor O&M | 2045 | 20.0245 | 54.3552
geo_advanced_100 | Gen & Stor O&M | 2046 | 20.4349 | 57.7315
geo_advanced_100 | Gen & Stor O&M | 2047 | 20.4349 | 57.7315
geo_advanced_100 | Gen & Stor O&M | 2048 | 20.8716 | 60.2489
geo_advanced_100 | Gen & Stor O&M | 2049 | 20.8716 | 60.2489
geo_advanced_100 | Gen & Stor O&M | 2050 | 27.8195 | 100.2565
geo_advanced_100 | Fuel | 2010 | 28.8757 | 61.8829
geo_advanced_100 | Fuel | 2011 | 28.8757 | 61.4871
geo_advanced_100 | Fuel | 2012 | 20.3964 | 54.7992
geo_advanced_100 | Fuel | 2013 | 20.3964 | 54.5284
geo_advanced_100 | Fuel | 2014 | 25.3955 | 60.7409
geo_advanced_100 | Fuel | 2015 | 25.3955 | 60.367
geo_advanced_100 | Fuel | 2016 | 14.3945 | 51.2977
geo_advanced_100 | Fuel | 2017 | 14.3945 | 51.2151
geo_advanced_100 | Fuel | 2018 | 15.4045 | 52.5965
geo_advanced_100 | Fuel | 2019 | 15.4045 | 52.3899
geo_advanced_100 | Fuel | 2020 | 9.7488 | 46.5751
geo_advanced_100 | Fuel | 2021 | 9.7488 | 45.7419
geo_advanced_100 | Fuel | 2022 | 14.5809 | 53.4819
geo_advanced_100 | Fuel | 2023 | 14.5809 | 52.4657
geo_advanced_100 | Fuel | 2024 | 8.7356 | 46.7336
geo_advanced_100 | Fuel | 2025 | 8.7356 | 46.1602
geo_advanced_100 | Fuel | 2026 | 7.2034 | 45.8552
geo_advanced_100 | Fuel | 2027 | 7.2034 | 45.2954
geo_advanced_100 | Fuel | 2028 | 5.7848 | 45.1146
geo_advanced_100 | Fuel | 2029 | 5.7848 | 44.8148
geo_advanced_100 | Fuel | 2030 | 4.7968 | 44.3829
geo_advanced_100 | Fuel | 2031 | 4.7968 | 44.3829
geo_advanced_100 | Fuel | 2032 | 4.3011 | 43.8854
geo_advanced_100 | Fuel | 2033 | 4.3011 | 43.8854
geo_advanced_100 | Fuel | 2034 | 3.3031 | 44.4752
geo_advanced_100 | Fuel | 2035 | 3.3031 | 44.4752
geo_advanced_100 | Fuel | 2036 | 2.376 | 44.9248
geo_advanced_100 | Fuel | 2037 | 2.376 | 44.9248
geo_advanced_100 | Fuel | 2038 | 2.0209 | 47.671
geo_advanced_100 | Fuel | 2039 | 2.0209 | 47.671
geo_advanced_100 | Fuel | 2040 | 2.0583 | 51.4842
geo_advanced_100 | Fuel | 2041 | 2.0583 | 51.4842
geo_advanced_100 | Fuel | 2042 | 1.9132 | 52.2175
geo_advanced_100 | Fuel | 2043 | 1.9132 | 52.2175
geo_advanced_100 | Fuel | 2044 | 1.8036 | 54.3552
geo_advanced_100 | Fuel | 2045 | 1.8036 | 54.3552
geo_advanced_100 | Fuel | 2046 | 1.7743 | 57.7315
geo_advanced_100 | Fuel | 2047 | 1.7743 | 57.7315
geo_advanced_100 | Fuel | 2048 | 1.7454 | 60.2489
geo_advanced_100 | Fuel | 2049 | 1.7454 | 60.2489
geo_advanced_100 | Fuel | 2050 | 2.3536 | 100.2565
geo_advanced_100 | Trans | 2010 | 0 | 61.8829
geo_advanced_100 | Trans | 2011 | 0 | 61.4871
geo_advanced_100 | Trans | 2012 | 0 | 54.7992
geo_advanced_100 | Trans | 2013 | 0 | 54.5284
geo_advanced_100 | Trans | 2014 | 0 | 60.7409
geo_advanced_100 | Trans | 2015 | 0 | 60.367
geo_advanced_100 | Trans | 2016 | 0 | 51.2977
geo_advanced_100 | Trans | 2017 | 0 | 51.2151
geo_advanced_100 | Trans | 2018 | 0 | 52.5965
geo_advanced_100 | Trans | 2019 | 0 | 52.3899
geo_advanced_100 | Trans | 2020 | 0 | 46.5751
geo_advanced_100 | Trans | 2021 | 0 | 45.7419
geo_advanced_100 | Trans | 2022 | 0 | 53.4819
geo_advanced_100 | Trans | 2023 | 0 | 52.4657
geo_advanced_100 | Trans | 2024 | 0 | 46.7336
geo_advanced_100 | Trans | 2025 | 0 | 46.1602
geo_advanced_100 | Trans | 2026 | 0 | 45.8552
geo_advanced_100 | Trans | 2027 | 0 | 45.2954
geo_advanced_100 | Trans | 2028 | 0 | 45.1146
geo_advanced_100 | Trans | 2029 | 0.55153 | 44.8148
geo_advanced_100 | Trans | 2030 | 0.90869 | 44.3829
geo_advanced_100 | Trans | 2031 | 0.90869 | 44.3829
geo_advanced_100 | Trans | 2032 | 1.3447 | 43.8854
geo_advanced_100 | Trans | 2033 | 1.3447 | 43.8854
geo_advanced_100 | Trans | 2034 | 1.8598 | 44.4752
geo_advanced_100 | Trans | 2035 | 1.8598 | 44.4752
geo_advanced_100 | Trans | 2036 | 2.2344 | 44.9248
geo_advanced_100 | Trans | 2037 | 2.2344 | 44.9248
geo_advanced_100 | Trans | 2038 | 2.6886 | 47.671
geo_advanced_100 | Trans | 2039 | 2.6886 | 47.671
geo_advanced_100 | Trans | 2040 | 3.301 | 51.4842
geo_advanced_100 | Trans | 2041 | 3.301 | 51.4842
geo_advanced_100 | Trans | 2042 | 3.994 | 52.2175
geo_advanced_100 | Trans | 2043 | 3.994 | 52.2175
geo_advanced_100 | Trans | 2044 | 4.6415 | 54.3552
geo_advanced_100 | Trans | 2045 | 4.6415 | 54.3552
geo_advanced_100 | Trans | 2046 | 5.0821 | 57.7315
geo_advanced_100 | Trans | 2047 | 5.0821 | 57.7315
geo_advanced_100 | Trans | 2048 | 5.4921 | 60.2489
geo_advanced_100 | Trans | 2049 | 5.4921 | 60.2489
geo_advanced_100 | Trans | 2050 | 5.742 | 100.2565
geo_advanced_100 | POI | 2010 | 0.020981 | 61.8829
geo_advanced_100 | POI | 2011 | 0.020981 | 61.4871
geo_advanced_100 | POI | 2012 | 0.048341 | 54.7992
geo_advanced_100 | POI | 2013 | 0.048341 | 54.5284
geo_advanced_100 | POI | 2014 | 0.062655 | 60.7409
geo_advanced_100 | POI | 2015 | 0.062655 | 60.367
geo_advanced_100 | POI | 2016 | 0.083469 | 51.2977
geo_advanced_100 | POI | 2017 | 0.083469 | 51.2151
geo_advanced_100 | POI | 2018 | 0.10222 | 52.5965
geo_advanced_100 | POI | 2019 | 0.10222 | 52.3899
geo_advanced_100 | POI | 2020 | 0.12515 | 46.5751
geo_advanced_100 | POI | 2021 | 0.12515 | 45.7419
geo_advanced_100 | POI | 2022 | 0.20177 | 53.4819
geo_advanced_100 | POI | 2023 | 0.20177 | 52.4657
geo_advanced_100 | POI | 2024 | 0.26866 | 46.7336
geo_advanced_100 | POI | 2025 | 0.26866 | 46.1602
geo_advanced_100 | POI | 2026 | 0.3492 | 45.8552
geo_advanced_100 | POI | 2027 | 0.3492 | 45.2954
geo_advanced_100 | POI | 2028 | 0.42294 | 45.1146
geo_advanced_100 | POI | 2029 | 0.42294 | 44.8148
geo_advanced_100 | POI | 2030 | 0.50424 | 44.3829
geo_advanced_100 | POI | 2031 | 0.50424 | 44.3829
geo_advanced_100 | POI | 2032 | 0.52904 | 43.8854
geo_advanced_100 | POI | 2033 | 0.52904 | 43.8854
geo_advanced_100 | POI | 2034 | 0.59743 | 44.4752
geo_advanced_100 | POI | 2035 | 0.59743 | 44.4752
geo_advanced_100 | POI | 2036 | 0.66823 | 44.9248
geo_advanced_100 | POI | 2037 | 0.66823 | 44.9248
geo_advanced_100 | POI | 2038 | 0.68812 | 47.671
geo_advanced_100 | POI | 2039 | 0.68812 | 47.671
geo_advanced_100 | POI | 2040 | 0.67122 | 51.4842
geo_advanced_100 | POI | 2041 | 0.67122 | 51.4842
geo_advanced_100 | POI | 2042 | 0.63255 | 52.2175
geo_advanced_100 | POI | 2043 | 0.63255 | 52.2175
geo_advanced_100 | POI | 2044 | 0.58881 | 54.3552
geo_advanced_100 | POI | 2045 | 0.58881 | 54.3552
geo_advanced_100 | POI | 2046 | 0.54349 | 57.7315
geo_advanced_100 | POI | 2047 | 0.54349 | 57.7315
geo_advanced_100 | POI | 2048 | 0.49954 | 60.2489
geo_advanced_100 | POI | 2049 | 0.49954 | 60.2489
geo_advanced_100 | POI | 2050 | 0.59319 | 100.2565
geo_advanced_100 | Spur | 2010 | 0.01293 | 61.8829
geo_advanced_100 | Spur | 2011 | 0.01293 | 61.4871
geo_advanced_100 | Spur | 2012 | 0.070329 | 54.7992
geo_advanced_100 | Spur | 2013 | 0.070329 | 54.5284
geo_advanced_100 | Spur | 2014 | 0.094631 | 60.7409
geo_advanced_100 | Spur | 2015 | 0.094631 | 60.367
geo_advanced_100 | Spur | 2016 | 0.1569 | 51.2977
geo_advanced_100 | Spur | 2017 | 0.1569 | 51.2151
geo_advanced_100 | Spur | 2018 | 0.20116 | 52.5965
geo_advanced_100 | Spur | 2019 | 0.20116 | 52.3899
geo_advanced_100 | Spur | 2020 | 0.28011 | 46.5751
geo_advanced_100 | Spur | 2021 | 0.28011 | 45.7419
geo_advanced_100 | Spur | 2022 | 0.57953 | 53.4819
geo_advanced_100 | Spur | 2023 | 0.57953 | 52.4657
geo_advanced_100 | Spur | 2024 | 0.93689 | 46.7336
geo_advanced_100 | Spur | 2025 | 0.93689 | 46.1602
geo_advanced_100 | Spur | 2026 | 1.2352 | 45.8552
geo_advanced_100 | Spur | 2027 | 1.2352 | 45.2954
geo_advanced_100 | Spur | 2028 | 1.5109 | 45.1146
geo_advanced_100 | Spur | 2029 | 1.5109 | 44.8148
geo_advanced_100 | Spur | 2030 | 1.8119 | 44.3829
geo_advanced_100 | Spur | 2031 | 1.8119 | 44.3829
geo_advanced_100 | Spur | 2032 | 1.8965 | 43.8854
geo_advanced_100 | Spur | 2033 | 1.8965 | 43.8854
geo_advanced_100 | Spur | 2034 | 2.1847 | 44.4752
geo_advanced_100 | Spur | 2035 | 2.1847 | 44.4752
geo_advanced_100 | Spur | 2036 | 2.4389 | 44.9248
geo_advanced_100 | Spur | 2037 | 2.4389 | 44.9248
geo_advanced_100 | Spur | 2038 | 2.5768 | 47.671
geo_advanced_100 | Spur | 2039 | 2.5768 | 47.671
geo_advanced_100 | Spur | 2040 | 2.5121 | 51.4842
geo_advanced_100 | Spur | 2041 | 2.5121 | 51.4842
geo_advanced_100 | Spur | 2042 | 2.351 | 52.2175
geo_advanced_100 | Spur | 2043 | 2.351 | 52.2175
geo_advanced_100 | Spur | 2044 | 2.1055 | 54.3552
geo_advanced_100 | Spur | 2045 | 2.1055 | 54.3552
geo_advanced_100 | Spur | 2046 | 1.9301 | 57.7315
geo_advanced_100 | Spur | 2047 | 1.9301 | 57.7315
geo_advanced_100 | Spur | 2048 | 1.7229 | 60.2489
geo_advanced_100 | Spur | 2049 | 1.7229 | 60.2489
geo_advanced_100 | Spur | 2050 | 2.0564 | 100.2565
geo_advanced_100 | Trans O&M | 2010 | 2.9658 | 61.8829
geo_advanced_100 | Trans O&M | 2011 | 2.9658 | 61.4871
geo_advanced_100 | Trans O&M | 2012 | 3.0325 | 54.7992
geo_advanced_100 | Trans O&M | 2013 | 3.0325 | 54.5284
geo_advanced_100 | Trans O&M | 2014 | 2.9886 | 60.7409
geo_advanced_100 | Trans O&M | 2015 | 2.9886 | 60.367
geo_advanced_100 | Trans O&M | 2016 | 3.0263 | 51.2977
geo_advanced_100 | Trans O&M | 2017 | 3.0263 | 51.2151
geo_advanced_100 | Trans O&M | 2018 | 3.0199 | 52.5965
geo_advanced_100 | Trans O&M | 2019 | 3.0199 | 52.3899
geo_advanced_100 | Trans O&M | 2020 | 2.9416 | 46.5751
geo_advanced_100 | Trans O&M | 2021 | 2.9416 | 45.7419
geo_advanced_100 | Trans O&M | 2022 | 2.9342 | 53.4819
geo_advanced_100 | Trans O&M | 2023 | 2.9342 | 52.4657
geo_advanced_100 | Trans O&M | 2024 | 2.9622 | 46.7336
geo_advanced_100 | Trans O&M | 2025 | 2.9622 | 46.1602
geo_advanced_100 | Trans O&M | 2026 | 2.9885 | 45.8552
geo_advanced_100 | Trans O&M | 2027 | 2.9885 | 45.2954
geo_advanced_100 | Trans O&M | 2028 | 3.1273 | 45.1146
geo_advanced_100 | Trans O&M | 2029 | 3.1273 | 44.8148
geo_advanced_100 | Trans O&M | 2030 | 3.2617 | 44.3829
geo_advanced_100 | Trans O&M | 2031 | 3.2617 | 44.3829
geo_advanced_100 | Trans O&M | 2032 | 3.4177 | 43.8854
geo_advanced_100 | Trans O&M | 2033 | 3.4177 | 43.8854
geo_advanced_100 | Trans O&M | 2034 | 3.6196 | 44.4752
geo_advanced_100 | Trans O&M | 2035 | 3.6196 | 44.4752
geo_advanced_100 | Trans O&M | 2036 | 3.7655 | 44.9248
geo_advanced_100 | Trans O&M | 2037 | 3.7655 | 44.9248
geo_advanced_100 | Trans O&M | 2038 | 3.9258 | 47.671
geo_advanced_100 | Trans O&M | 2039 | 3.9258 | 47.671
geo_advanced_100 | Trans O&M | 2040 | 4.1456 | 51.4842
geo_advanced_100 | Trans O&M | 2041 | 4.1456 | 51.4842
geo_advanced_100 | Trans O&M | 2042 | 4.4204 | 52.2175
geo_advanced_100 | Trans O&M | 2043 | 4.4204 | 52.2175
geo_advanced_100 | Trans O&M | 2044 | 4.679 | 54.3552
geo_advanced_100 | Trans O&M | 2045 | 4.679 | 54.3552
geo_advanced_100 | Trans O&M | 2046 | 4.8374 | 57.7315
geo_advanced_100 | Trans O&M | 2047 | 4.8374 | 57.7315
geo_advanced_100 | Trans O&M | 2048 | 4.9824 | 60.2489
geo_advanced_100 | Trans O&M | 2049 | 4.9824 | 60.2489
geo_advanced_100 | Trans O&M | 2050 | 5.0865 | 100.2565
geo_advanced_100 | CO2 T&S Capex | 2010 | 0 | 61.8829
geo_advanced_100 | CO2 T&S Capex | 2011 | 0 | 61.4871
geo_advanced_100 | CO2 T&S Capex | 2012 | 0 | 54.7992
geo_advanced_100 | CO2 T&S Capex | 2013 | 0 | 54.5284
geo_advanced_100 | CO2 T&S Capex | 2014 | 0 | 60.7409
geo_advanced_100 | CO2 T&S Capex | 2015 | 0 | 60.367
geo_advanced_100 | CO2 T&S Capex | 2016 | 0 | 51.2977
geo_advanced_100 | CO2 T&S Capex | 2017 | 0 | 51.2151
geo_advanced_100 | CO2 T&S Capex | 2018 | 0 | 52.5965
geo_advanced_100 | CO2 T&S Capex | 2019 | 0 | 52.3899
geo_advanced_100 | CO2 T&S Capex | 2020 | 0 | 46.5751
geo_advanced_100 | CO2 T&S Capex | 2021 | 0 | 45.7419
geo_advanced_100 | CO2 T&S Capex | 2022 | 0 | 53.4819
geo_advanced_100 | CO2 T&S Capex | 2023 | 0 | 52.4657
geo_advanced_100 | CO2 T&S Capex | 2024 | 0 | 46.7336
geo_advanced_100 | CO2 T&S Capex | 2025 | 0 | 46.1602
geo_advanced_100 | CO2 T&S Capex | 2026 | 0 | 45.8552
geo_advanced_100 | CO2 T&S Capex | 2027 | 0 | 45.2954
geo_advanced_100 | CO2 T&S Capex | 2028 | 0.068895 | 45.1146
geo_advanced_100 | CO2 T&S Capex | 2029 | 0.068895 | 44.8148
geo_advanced_100 | CO2 T&S Capex | 2030 | 0.067085 | 44.3829
geo_advanced_100 | CO2 T&S Capex | 2031 | 0.067085 | 44.3829
geo_advanced_100 | CO2 T&S Capex | 2032 | 0.065307 | 43.8854
geo_advanced_100 | CO2 T&S Capex | 2033 | 0.065307 | 43.8854
geo_advanced_100 | CO2 T&S Capex | 2034 | 0.061686 | 44.4752
geo_advanced_100 | CO2 T&S Capex | 2035 | 0.061686 | 44.4752
geo_advanced_100 | CO2 T&S Capex | 2036 | 0.038753 | 44.9248
geo_advanced_100 | CO2 T&S Capex | 2037 | 0.038753 | 44.9248
geo_advanced_100 | CO2 T&S Capex | 2038 | 0.019438 | 47.671
geo_advanced_100 | CO2 T&S Capex | 2039 | 0.019438 | 47.671
geo_advanced_100 | CO2 T&S Capex | 2040 | 0.087712 | 51.4842
geo_advanced_100 | CO2 T&S Capex | 2041 | 0.087712 | 51.4842
geo_advanced_100 | CO2 T&S Capex | 2042 | 0.11916 | 52.2175
geo_advanced_100 | CO2 T&S Capex | 2043 | 0.11916 | 52.2175
geo_advanced_100 | CO2 T&S Capex | 2044 | 0.15237 | 54.3552
geo_advanced_100 | CO2 T&S Capex | 2045 | 0.15237 | 54.3552
geo_advanced_100 | CO2 T&S Capex | 2046 | 0.19359 | 57.7315
geo_advanced_100 | CO2 T&S Capex | 2047 | 0.19359 | 57.7315
geo_advanced_100 | CO2 T&S Capex | 2048 | 0.23543 | 60.2489
geo_advanced_100 | CO2 T&S Capex | 2049 | 0.23543 | 60.2489
geo_advanced_100 | CO2 T&S Capex | 2050 | 0.22999 | 100.2565
geo_advanced_100 | ACP | 2010 | 0 | 61.8829
geo_advanced_100 | ACP | 2011 | 0 | 61.4871
geo_advanced_100 | ACP | 2012 | 0 | 54.7992
geo_advanced_100 | ACP | 2013 | 0 | 54.5284
geo_advanced_100 | ACP | 2014 | 0 | 60.7409
geo_advanced_100 | ACP | 2015 | 0 | 60.367
geo_advanced_100 | ACP | 2016 | 0 | 51.2977
geo_advanced_100 | ACP | 2017 | 0 | 51.2151
geo_advanced_100 | ACP | 2018 | 0 | 52.5965
geo_advanced_100 | ACP | 2019 | 0 | 52.3899
geo_advanced_100 | ACP | 2020 | 0.39486 | 46.5751
geo_advanced_100 | ACP | 2021 | 0.39486 | 45.7419
geo_advanced_100 | ACP | 2022 | 0.00022304 | 53.4819
geo_advanced_100 | ACP | 2023 | 0.00022304 | 52.4657
geo_advanced_100 | ACP | 2024 | 0.00018859 | 46.7336
geo_advanced_100 | ACP | 2025 | 0.00018859 | 46.1602
geo_advanced_100 | ACP | 2026 | 0.00014247 | 45.8552
geo_advanced_100 | ACP | 2027 | 0.00014247 | 45.2954
geo_advanced_100 | ACP | 2028 | 0.00012172 | 45.1146
geo_advanced_100 | ACP | 2029 | 0.00012172 | 44.8148
geo_advanced_100 | ACP | 2030 | 6.3764e-05 | 44.3829
geo_advanced_100 | ACP | 2031 | 6.3764e-05 | 44.3829
geo_advanced_100 | ACP | 2032 | 6.2074e-05 | 43.8854
geo_advanced_100 | ACP | 2033 | 6.2074e-05 | 43.8854
geo_advanced_100 | ACP | 2034 | 6.0387e-05 | 44.4752
geo_advanced_100 | ACP | 2035 | 6.0387e-05 | 44.4752
geo_advanced_100 | ACP | 2036 | 6.1084e-05 | 44.9248
geo_advanced_100 | ACP | 2037 | 6.1084e-05 | 44.9248
geo_advanced_100 | ACP | 2038 | 6.2303e-05 | 47.671
geo_advanced_100 | ACP | 2039 | 6.2303e-05 | 47.671
geo_advanced_100 | ACP | 2040 | 5.6636e-05 | 51.4842
geo_advanced_100 | ACP | 2041 | 5.6636e-05 | 51.4842
geo_advanced_100 | ACP | 2042 | 5.5102e-05 | 52.2175
geo_advanced_100 | ACP | 2043 | 5.5102e-05 | 52.2175
geo_advanced_100 | ACP | 2044 | 5.3723e-05 | 54.3552
geo_advanced_100 | ACP | 2045 | 5.3723e-05 | 54.3552
geo_advanced_100 | ACP | 2046 | 5.2437e-05 | 57.7315
geo_advanced_100 | ACP | 2047 | 5.2437e-05 | 57.7315
geo_advanced_100 | ACP | 2048 | 5.1218e-05 | 60.2489
geo_advanced_100 | ACP | 2049 | 5.1218e-05 | 60.2489
geo_advanced_100 | ACP | 2050 | 5.0034e-05 | 100.2565

## 20_National OpRes Price ($-MW-h
type | subtype | scenario | year | $
oper_res | flex | geo_advanced_100 | 2010 | 0.088316
oper_res | flex | geo_advanced_100 | 2012 | 0.077887
oper_res | flex | geo_advanced_100 | 2014 | 0.098782
oper_res | flex | geo_advanced_100 | 2016 | 0.088839
oper_res | flex | geo_advanced_100 | 2018 | 0.24011
oper_res | flex | geo_advanced_100 | 2020 | 1.2666
oper_res | flex | geo_advanced_100 | 2022 | 0.63478
oper_res | flex | geo_advanced_100 | 2024 | 0.99582
oper_res | flex | geo_advanced_100 | 2026 | 1.296
oper_res | flex | geo_advanced_100 | 2028 | 1.8625
oper_res | flex | geo_advanced_100 | 2030 | 2.1476
oper_res | flex | geo_advanced_100 | 2032 | 1.6362
oper_res | flex | geo_advanced_100 | 2034 | 1.8448
oper_res | flex | geo_advanced_100 | 2036 | 0.88174
oper_res | flex | geo_advanced_100 | 2038 | 0.62227
oper_res | flex | geo_advanced_100 | 2040 | 0.30048
oper_res | flex | geo_advanced_100 | 2042 | 0.20571
oper_res | flex | geo_advanced_100 | 2044 | 0.29927
oper_res | flex | geo_advanced_100 | 2046 | 0.94714
oper_res | flex | geo_advanced_100 | 2048 | 0.58936
oper_res | flex | geo_advanced_100 | 2050 | 0.43926
oper_res | reg | geo_advanced_100 | 2010 | 4.8822
oper_res | reg | geo_advanced_100 | 2012 | 4.5581
oper_res | reg | geo_advanced_100 | 2014 | 4.6967
oper_res | reg | geo_advanced_100 | 2016 | 4.2255
oper_res | reg | geo_advanced_100 | 2018 | 4.4538
oper_res | reg | geo_advanced_100 | 2020 | 5.874
oper_res | reg | geo_advanced_100 | 2022 | 4.0869
oper_res | reg | geo_advanced_100 | 2024 | 3.7983
oper_res | reg | geo_advanced_100 | 2026 | 3.3478
oper_res | reg | geo_advanced_100 | 2028 | 2.7212
oper_res | reg | geo_advanced_100 | 2030 | 2.33
oper_res | reg | geo_advanced_100 | 2032 | 1.7276
oper_res | reg | geo_advanced_100 | 2034 | 1.7144
oper_res | reg | geo_advanced_100 | 2036 | 0.91303
oper_res | reg | geo_advanced_100 | 2038 | 0.62015
oper_res | reg | geo_advanced_100 | 2040 | 0.51429
oper_res | reg | geo_advanced_100 | 2042 | 0.51991
oper_res | reg | geo_advanced_100 | 2044 | 0.54617
oper_res | reg | geo_advanced_100 | 2046 | 0.99402
oper_res | reg | geo_advanced_100 | 2048 | 0.74983
oper_res | reg | geo_advanced_100 | 2050 | 0.32828
oper_res | spin | geo_advanced_100 | 2010 | 2.0066
oper_res | spin | geo_advanced_100 | 2012 | 1.3927
oper_res | spin | geo_advanced_100 | 2014 | 1.7071
oper_res | spin | geo_advanced_100 | 2016 | 1.111
oper_res | spin | geo_advanced_100 | 2018 | 1.2431
oper_res | spin | geo_advanced_100 | 2020 | 2.3803
oper_res | spin | geo_advanced_100 | 2022 | 1.1284
oper_res | spin | geo_advanced_100 | 2024 | 0.92379
oper_res | spin | geo_advanced_100 | 2026 | 0.74954
oper_res | spin | geo_advanced_100 | 2028 | 0.91824
oper_res | spin | geo_advanced_100 | 2030 | 0.82362
oper_res | spin | geo_advanced_100 | 2032 | 0.69048
oper_res | spin | geo_advanced_100 | 2034 | 0.83579
oper_res | spin | geo_advanced_100 | 2036 | 0.46699
oper_res | spin | geo_advanced_100 | 2038 | 0.27644
oper_res | spin | geo_advanced_100 | 2040 | 0.13136
oper_res | spin | geo_advanced_100 | 2042 | 0.13728
oper_res | spin | geo_advanced_100 | 2044 | 0.14188
oper_res | spin | geo_advanced_100 | 2046 | 0.52736
oper_res | spin | geo_advanced_100 | 2048 | 0.35587
oper_res | spin | geo_advanced_100 | 2050 | 0.026517

## 21_National OpRes Price by time
scenario | subtype | type | timeslice | $ | Net Level $
geo_advanced_100 | flex | oper_res | 1 | 0.0002616 | 0.0002616
geo_advanced_100 | flex | oper_res | 2 | 0.79692 | 0.79692
geo_advanced_100 | flex | oper_res | 3 | 0.47322 | 0.47322
geo_advanced_100 | flex | oper_res | 4 | 0.18282 | 0.18282
geo_advanced_100 | flex | oper_res | 5 | -0.0045177 | -0.0045177
geo_advanced_100 | flex | oper_res | 6 | 0.51112 | 0.51112
geo_advanced_100 | flex | oper_res | 7 | 0.34679 | 0.34679
geo_advanced_100 | flex | oper_res | 8 | 0.10229 | 0.10229
geo_advanced_100 | flex | oper_res | 9 | 4.3089e-09 | 4.3089e-09
geo_advanced_100 | flex | oper_res | 10 | 0.89787 | 0.89787
geo_advanced_100 | flex | oper_res | 11 | 0.38079 | 0.38079
geo_advanced_100 | flex | oper_res | 12 | 0.18994 | 0.18994
geo_advanced_100 | flex | oper_res | 13 | -5.974e-05 | -5.974e-05
geo_advanced_100 | flex | oper_res | 14 | 1.3144 | 1.3144
geo_advanced_100 | flex | oper_res | 15 | 0.97121 | 0.97121
geo_advanced_100 | flex | oper_res | 16 | 0.013819 | 0.013819
geo_advanced_100 | flex | oper_res | 17 | 0.62718 | 0.62718
geo_advanced_100 | reg | oper_res | 1 | 0.078264 | 0.078264
geo_advanced_100 | reg | oper_res | 2 | 0.5153 | 0.5153
geo_advanced_100 | reg | oper_res | 3 | 0.36893 | 0.36893
geo_advanced_100 | reg | oper_res | 4 | 0.19154 | 0.19154
geo_advanced_100 | reg | oper_res | 5 | 0.066445 | 0.066445
geo_advanced_100 | reg | oper_res | 6 | 0.37934 | 0.37934
geo_advanced_100 | reg | oper_res | 7 | 0.27733 | 0.27733
geo_advanced_100 | reg | oper_res | 8 | 0.1913 | 0.1913
geo_advanced_100 | reg | oper_res | 9 | 0.06336 | 0.06336
geo_advanced_100 | reg | oper_res | 10 | 0.58804 | 0.58804
geo_advanced_100 | reg | oper_res | 11 | 0.3117 | 0.3117
geo_advanced_100 | reg | oper_res | 12 | 0.21701 | 0.21701
geo_advanced_100 | reg | oper_res | 13 | 0.038216 | 0.038216
geo_advanced_100 | reg | oper_res | 14 | 0.83394 | 0.83394
geo_advanced_100 | reg | oper_res | 15 | 0.61007 | 0.61007
geo_advanced_100 | reg | oper_res | 16 | 0.049236 | 0.049236
geo_advanced_100 | reg | oper_res | 17 | 0.57186 | 0.57186
geo_advanced_100 | spin | oper_res | 1 | 0.00037718 | 0.00037718
geo_advanced_100 | spin | oper_res | 2 | 0.012377 | 0.012377
geo_advanced_100 | spin | oper_res | 3 | 0.14426 | 0.14426
geo_advanced_100 | spin | oper_res | 4 | 0.052001 | 0.052001
geo_advanced_100 | spin | oper_res | 5 | -0.00078113 | -0.00078113
geo_advanced_100 | spin | oper_res | 6 | 0.0063167 | 0.0063167
geo_advanced_100 | spin | oper_res | 7 | 0.064552 | 0.064552
geo_advanced_100 | spin | oper_res | 8 | -0.00020594 | -0.00020594
geo_advanced_100 | spin | oper_res | 9 | 7.0191e-05 | 7.0191e-05
geo_advanced_100 | spin | oper_res | 10 | 0.018893 | 0.018893
geo_advanced_100 | spin | oper_res | 11 | 0.10567 | 0.10567
geo_advanced_100 | spin | oper_res | 12 | 0.028143 | 0.028143
geo_advanced_100 | spin | oper_res | 13 | -0.00029285 | -0.00029285
geo_advanced_100 | spin | oper_res | 14 | 0 | 0
geo_advanced_100 | spin | oper_res | 15 | -8.2393e-09 | -8.2393e-09
geo_advanced_100 | spin | oper_res | 16 | 0.00035183 | 0.00035183
geo_advanced_100 | spin | oper_res | 17 | 0.16332 | 0.16332

## 22_Final Regional Energy Price
type | scenario | rb | $
load | geo_advanced_100 | p1 | 0.65246
load | geo_advanced_100 | p10 | 0.69788
load | geo_advanced_100 | p100 | 9.3237
load | geo_advanced_100 | p101 | 10.1441
load | geo_advanced_100 | p102 | 10.3461
load | geo_advanced_100 | p103 | 8.592
load | geo_advanced_100 | p104 | 8.4702
load | geo_advanced_100 | p105 | 7.6199
load | geo_advanced_100 | p106 | 7.6879
load | geo_advanced_100 | p107 | 7.7141
load | geo_advanced_100 | p108 | 7.7357
load | geo_advanced_100 | p109 | 7.844
load | geo_advanced_100 | p11 | 0.70704
load | geo_advanced_100 | p110 | 9.1316
load | geo_advanced_100 | p111 | 8.8891
load | geo_advanced_100 | p112 | 8.9133
load | geo_advanced_100 | p113 | 8.8695
load | geo_advanced_100 | p114 | 8.834
load | geo_advanced_100 | p115 | 9.2582
load | geo_advanced_100 | p116 | 9.1338
load | geo_advanced_100 | p117 | 9.137
load | geo_advanced_100 | p118 | 9.3223
load | geo_advanced_100 | p119 | 10.1684
load | geo_advanced_100 | p12 | 0.6198
load | geo_advanced_100 | p120 | 9.6612
load | geo_advanced_100 | p121 | 9.6646
load | geo_advanced_100 | p122 | 10.1375
load | geo_advanced_100 | p123 | 9.7672
load | geo_advanced_100 | p124 | 9.5062
load | geo_advanced_100 | p125 | 10.2841
load | geo_advanced_100 | p126 | 10.2043
load | geo_advanced_100 | p127 | 10.4059
load | geo_advanced_100 | p128 | 10.6654
load | geo_advanced_100 | p129 | 10.3113
load | geo_advanced_100 | p13 | 0.70948
load | geo_advanced_100 | p130 | 10.4944
load | geo_advanced_100 | p131 | 10.5513
load | geo_advanced_100 | p132 | 10.5959
load | geo_advanced_100 | p133 | 10.6008
load | geo_advanced_100 | p134 | 10.4251
load | geo_advanced_100 | p14 | 0.64339
load | geo_advanced_100 | p15 | 0.65942
load | geo_advanced_100 | p16 | 0.65898
load | geo_advanced_100 | p17 | 0.62784
load | geo_advanced_100 | p18 | 0.63821
load | geo_advanced_100 | p19 | 0.66359
load | geo_advanced_100 | p2 | 0.66081
load | geo_advanced_100 | p20 | 0.67991
load | geo_advanced_100 | p21 | 0.60083
load | geo_advanced_100 | p22 | 0.60366
load | geo_advanced_100 | p23 | 0.59139
load | geo_advanced_100 | p24 | 0.61458
load | geo_advanced_100 | p25 | 0.64417
load | geo_advanced_100 | p26 | 0.59847
load | geo_advanced_100 | p27 | 0.6517
load | geo_advanced_100 | p28 | 0.71014
load | geo_advanced_100 | p29 | 0.62464
load | geo_advanced_100 | p3 | 0.66638
load | geo_advanced_100 | p30 | 0.71115
load | geo_advanced_100 | p31 | 0.64901
load | geo_advanced_100 | p32 | 0.59978
load | geo_advanced_100 | p33 | 0.61939
load | geo_advanced_100 | p34 | 0.60674
load | geo_advanced_100 | p35 | 3.0842
load | geo_advanced_100 | p36 | 3.1172
load | geo_advanced_100 | p37 | 3.2529
load | geo_advanced_100 | p38 | 4.274
load | geo_advanced_100 | p39 | 4.6663
load | geo_advanced_100 | p4 | 0.67216
load | geo_advanced_100 | p40 | 4.8385
load | geo_advanced_100 | p41 | 4.5522
load | geo_advanced_100 | p42 | 3.2476
load | geo_advanced_100 | p43 | 4.3748
load | geo_advanced_100 | p44 | 4.3589
load | geo_advanced_100 | p45 | 4.4407
load | geo_advanced_100 | p46 | 4.525
load | geo_advanced_100 | p47 | 4.155
load | geo_advanced_100 | p48 | 4.2293
load | geo_advanced_100 | p49 | 4.2807
load | geo_advanced_100 | p5 | 0.65378
load | geo_advanced_100 | p50 | 4.48
load | geo_advanced_100 | p51 | 4.5164
load | geo_advanced_100 | p52 | 4.374
load | geo_advanced_100 | p53 | 4.4922
load | geo_advanced_100 | p54 | 4.5788
load | geo_advanced_100 | p55 | 4.5815
load | geo_advanced_100 | p56 | 4.5612
load | geo_advanced_100 | p57 | 4.4381
load | geo_advanced_100 | p58 | 4.4566
load | geo_advanced_100 | p59 | 0.67918
load | geo_advanced_100 | p6 | 0.64795
load | geo_advanced_100 | p60 | -0.0003887
load | geo_advanced_100 | p61 | -0.00035135
load | geo_advanced_100 | p62 | 0.0007616
load | geo_advanced_100 | p63 | -0.00040793
load | geo_advanced_100 | p64 | -0.00042248
load | geo_advanced_100 | p65 | -0.00044264
load | geo_advanced_100 | p66 | 4.4336
load | geo_advanced_100 | p67 | 3.5045
load | geo_advanced_100 | p68 | 4.41
load | geo_advanced_100 | p69 | 4.4903
load | geo_advanced_100 | p7 | 0.70255
load | geo_advanced_100 | p70 | 4.5013
load | geo_advanced_100 | p71 | 4.576
load | geo_advanced_100 | p72 | 4.5895
load | geo_advanced_100 | p73 | 4.6383
load | geo_advanced_100 | p74 | 6.0829
load | geo_advanced_100 | p75 | 6.1312
load | geo_advanced_100 | p76 | 6.1137
load | geo_advanced_100 | p77 | 4.5726
load | geo_advanced_100 | p78 | 6.1607
load | geo_advanced_100 | p79 | 6.2097
load | geo_advanced_100 | p8 | 0.67014
load | geo_advanced_100 | p80 | 6.3355
load | geo_advanced_100 | p81 | 6.202
load | geo_advanced_100 | p82 | 6.2503
load | geo_advanced_100 | p83 | 6.3461
load | geo_advanced_100 | p84 | 4.5906
load | geo_advanced_100 | p85 | 4.543
load | geo_advanced_100 | p86 | 4.6189
load | geo_advanced_100 | p87 | 4.6356
load | geo_advanced_100 | p88 | 8.8552
load | geo_advanced_100 | p89 | 8.97
load | geo_advanced_100 | p9 | 0.66369
load | geo_advanced_100 | p90 | 7.8595
load | geo_advanced_100 | p91 | 8.0143
load | geo_advanced_100 | p92 | 7.8386
load | geo_advanced_100 | p93 | 7.7961
load | geo_advanced_100 | p94 | 9.1725
load | geo_advanced_100 | p95 | 9.381
load | geo_advanced_100 | p96 | 9.5857
load | geo_advanced_100 | p97 | 9.4479
load | geo_advanced_100 | p98 | 9.5902
load | geo_advanced_100 | p99 | 9.6147

## 23_National Seasonal Capacity P
type | timeslice | scenario | year | $
res_marg | fall | geo_advanced_100 | 2010 | 0
res_marg | fall | geo_advanced_100 | 2012 | 0
res_marg | fall | geo_advanced_100 | 2014 | 0
res_marg | fall | geo_advanced_100 | 2016 | 0
res_marg | fall | geo_advanced_100 | 2018 | 0
res_marg | fall | geo_advanced_100 | 2020 | 0
res_marg | fall | geo_advanced_100 | 2022 | 0
res_marg | fall | geo_advanced_100 | 2024 | 1.1145
res_marg | fall | geo_advanced_100 | 2026 | 4.2464
res_marg | fall | geo_advanced_100 | 2028 | 3.1012
res_marg | fall | geo_advanced_100 | 2030 | 4.403
res_marg | fall | geo_advanced_100 | 2032 | 5.4227
res_marg | fall | geo_advanced_100 | 2034 | 8.6672
res_marg | fall | geo_advanced_100 | 2036 | 12.443
res_marg | fall | geo_advanced_100 | 2038 | 16.7977
res_marg | fall | geo_advanced_100 | 2040 | 10.8199
res_marg | fall | geo_advanced_100 | 2042 | 17.9653
res_marg | fall | geo_advanced_100 | 2044 | 13.8483
res_marg | fall | geo_advanced_100 | 2046 | 32.3229
res_marg | fall | geo_advanced_100 | 2048 | 32.6673
res_marg | fall | geo_advanced_100 | 2050 | 47.938
res_marg | spri | geo_advanced_100 | 2010 | 0
res_marg | spri | geo_advanced_100 | 2012 | 0
res_marg | spri | geo_advanced_100 | 2014 | 0
res_marg | spri | geo_advanced_100 | 2016 | 0
res_marg | spri | geo_advanced_100 | 2018 | 0
res_marg | spri | geo_advanced_100 | 2020 | 0
res_marg | spri | geo_advanced_100 | 2022 | 0
res_marg | spri | geo_advanced_100 | 2024 | 0
res_marg | spri | geo_advanced_100 | 2026 | 0
res_marg | spri | geo_advanced_100 | 2028 | 0
res_marg | spri | geo_advanced_100 | 2030 | 0
res_marg | spri | geo_advanced_100 | 2032 | 0
res_marg | spri | geo_advanced_100 | 2034 | 0
res_marg | spri | geo_advanced_100 | 2036 | 0.032772
res_marg | spri | geo_advanced_100 | 2038 | 0
res_marg | spri | geo_advanced_100 | 2040 | 0
res_marg | spri | geo_advanced_100 | 2042 | -0.0013189
res_marg | spri | geo_advanced_100 | 2044 | 0
res_marg | spri | geo_advanced_100 | 2046 | 0
res_marg | spri | geo_advanced_100 | 2048 | 0
res_marg | spri | geo_advanced_100 | 2050 | 0
res_marg | summ | geo_advanced_100 | 2010 | 0
res_marg | summ | geo_advanced_100 | 2012 | 0
res_marg | summ | geo_advanced_100 | 2014 | 0
res_marg | summ | geo_advanced_100 | 2016 | 0
res_marg | summ | geo_advanced_100 | 2018 | 0
res_marg | summ | geo_advanced_100 | 2020 | 0
res_marg | summ | geo_advanced_100 | 2022 | 0.19538
res_marg | summ | geo_advanced_100 | 2024 | 12.6504
res_marg | summ | geo_advanced_100 | 2026 | 42.3709
res_marg | summ | geo_advanced_100 | 2028 | 56.3537
res_marg | summ | geo_advanced_100 | 2030 | 52.578
res_marg | summ | geo_advanced_100 | 2032 | 56.4362
res_marg | summ | geo_advanced_100 | 2034 | 59.6921
res_marg | summ | geo_advanced_100 | 2036 | 127.6433
res_marg | summ | geo_advanced_100 | 2038 | 191.7407
res_marg | summ | geo_advanced_100 | 2040 | 198.1963
res_marg | summ | geo_advanced_100 | 2042 | 192.1566
res_marg | summ | geo_advanced_100 | 2044 | 195.4862
res_marg | summ | geo_advanced_100 | 2046 | 183.5866
res_marg | summ | geo_advanced_100 | 2048 | 175.2157
res_marg | summ | geo_advanced_100 | 2050 | 401.2647
res_marg | wint | geo_advanced_100 | 2010 | 0
res_marg | wint | geo_advanced_100 | 2012 | 0
res_marg | wint | geo_advanced_100 | 2014 | 0
res_marg | wint | geo_advanced_100 | 2016 | 0
res_marg | wint | geo_advanced_100 | 2018 | 0
res_marg | wint | geo_advanced_100 | 2020 | 0
res_marg | wint | geo_advanced_100 | 2022 | 0
res_marg | wint | geo_advanced_100 | 2024 | 0
res_marg | wint | geo_advanced_100 | 2026 | 0
res_marg | wint | geo_advanced_100 | 2028 | 0
res_marg | wint | geo_advanced_100 | 2030 | 0
res_marg | wint | geo_advanced_100 | 2032 | 0
res_marg | wint | geo_advanced_100 | 2034 | 0
res_marg | wint | geo_advanced_100 | 2036 | -0.084488
res_marg | wint | geo_advanced_100 | 2038 | 0
res_marg | wint | geo_advanced_100 | 2040 | 0
res_marg | wint | geo_advanced_100 | 2042 | 0.49851
res_marg | wint | geo_advanced_100 | 2044 | 0.97173
res_marg | wint | geo_advanced_100 | 2046 | 0.062295
res_marg | wint | geo_advanced_100 | 2048 | 0.054241
res_marg | wint | geo_advanced_100 | 2050 | 150.2258

## 24_National Annual Capacity Pri
type | scenario | year | $
res_marg_ann | geo_advanced_100 | 2010 | 0
res_marg_ann | geo_advanced_100 | 2012 | 0
res_marg_ann | geo_advanced_100 | 2014 | 0
res_marg_ann | geo_advanced_100 | 2016 | 0
res_marg_ann | geo_advanced_100 | 2018 | 0
res_marg_ann | geo_advanced_100 | 2020 | 0
res_marg_ann | geo_advanced_100 | 2022 | 0.18904
res_marg_ann | geo_advanced_100 | 2024 | 13.5376
res_marg_ann | geo_advanced_100 | 2026 | 46.2266
res_marg_ann | geo_advanced_100 | 2028 | 59.1374
res_marg_ann | geo_advanced_100 | 2030 | 56.5369
res_marg_ann | geo_advanced_100 | 2032 | 61.3469
res_marg_ann | geo_advanced_100 | 2034 | 67.6327
res_marg_ann | geo_advanced_100 | 2036 | 139.0653
res_marg_ann | geo_advanced_100 | 2038 | 207.338
res_marg_ann | geo_advanced_100 | 2040 | 208.1854
res_marg_ann | geo_advanced_100 | 2042 | 209.5937
res_marg_ann | geo_advanced_100 | 2044 | 209.6388
res_marg_ann | geo_advanced_100 | 2046 | 215.2051
res_marg_ann | geo_advanced_100 | 2048 | 207.0158
res_marg_ann | geo_advanced_100 | 2050 | 595.1196

## 25_2022-2050 Present Value of S
cost_cat | scenario | Discounted Cost (Bil $) | Net Level Discounted Cost (Bil $)
PTC | geo_advanced_100 | -370.9562 | 3650.0937
ITC | geo_advanced_100 | -151.6515 | 3650.0937
CCS Incentives | geo_advanced_100 | -16.177 | 3650.0937
Gen & Stor Capex | geo_advanced_100 | 1879.5538 | 3650.0937
Gen & Stor O&M | geo_advanced_100 | 1348.5844 | 3650.0937
Fuel | geo_advanced_100 | 391.5539 | 3650.0937
Trans | geo_advanced_100 | 135.0881 | 3650.0937
POI | geo_advanced_100 | 35.3693 | 3650.0937
Spur | geo_advanced_100 | 126.6196 | 3650.0937
Trans O&M | geo_advanced_100 | 267.2324 | 3650.0937
CO2 T&S Capex | geo_advanced_100 | 4.8692 | 3650.0937
ACP | geo_advanced_100 | 0.0075332 | 3650.0937

## 26_Emissions National (tonne)
e | scenario | year | Emissions (tonne)
ch4 | geo_advanced_100 | 2010 | 2918529.7961
ch4 | geo_advanced_100 | 2012 | 4585170.8019
ch4 | geo_advanced_100 | 2014 | 3040289.2742
ch4 | geo_advanced_100 | 2016 | 5111969.9958
ch4 | geo_advanced_100 | 2018 | 4717749.3037
ch4 | geo_advanced_100 | 2020 | 5761635.297
ch4 | geo_advanced_100 | 2022 | 3975115.1054
ch4 | geo_advanced_100 | 2024 | 3439852.4776
ch4 | geo_advanced_100 | 2026 | 2770991.7309
ch4 | geo_advanced_100 | 2028 | 2215728.1444
ch4 | geo_advanced_100 | 2030 | 1472426.5004
ch4 | geo_advanced_100 | 2032 | 1322103.6292
ch4 | geo_advanced_100 | 2034 | 932880.3449
ch4 | geo_advanced_100 | 2036 | 679899.309
ch4 | geo_advanced_100 | 2038 | 606196.9929
ch4 | geo_advanced_100 | 2040 | 645852.9723
ch4 | geo_advanced_100 | 2042 | 618712.2224
ch4 | geo_advanced_100 | 2044 | 600680.9326
ch4 | geo_advanced_100 | 2046 | 599191.7874
ch4 | geo_advanced_100 | 2048 | 603119.4064
ch4 | geo_advanced_100 | 2050 | 0
co2 | geo_advanced_100 | 2010 | 2415332764.0734
co2 | geo_advanced_100 | 2012 | 1877575507.0833
co2 | geo_advanced_100 | 2014 | 2215046256.1901
co2 | geo_advanced_100 | 2016 | 1639279559.6655
co2 | geo_advanced_100 | 2018 | 1581700078.7153
co2 | geo_advanced_100 | 2020 | 1403671036.7338
co2 | geo_advanced_100 | 2022 | 1470251665.8322
co2 | geo_advanced_100 | 2024 | 900824635.854
co2 | geo_advanced_100 | 2026 | 690913705.7928
co2 | geo_advanced_100 | 2028 | 453817860.4797
co2 | geo_advanced_100 | 2030 | 345202449.1068
co2 | geo_advanced_100 | 2032 | 319821822.8448
co2 | geo_advanced_100 | 2034 | 221875477
co2 | geo_advanced_100 | 2036 | 112523693
co2 | geo_advanced_100 | 2038 | 96448880
co2 | geo_advanced_100 | 2040 | 80374067
co2 | geo_advanced_100 | 2042 | 64299253
co2 | geo_advanced_100 | 2044 | 48224440
co2 | geo_advanced_100 | 2046 | 32149627
co2 | geo_advanced_100 | 2048 | 16074813
co2 | geo_advanced_100 | 2050 | 0
co2e | geo_advanced_100 | 2010 | 2514562777.1417
co2e | geo_advanced_100 | 2012 | 2033471314.3493
co2e | geo_advanced_100 | 2014 | 2318416091.513
co2e | geo_advanced_100 | 2016 | 1813086539.5217
co2e | geo_advanced_100 | 2018 | 1742103555.0416
co2e | geo_advanced_100 | 2020 | 1599566636.8324
co2e | geo_advanced_100 | 2022 | 1605405579.4165
co2e | geo_advanced_100 | 2024 | 1017779620.0907
co2e | geo_advanced_100 | 2026 | 785127424.642
co2e | geo_advanced_100 | 2028 | 529152617.3908
co2e | geo_advanced_100 | 2030 | 395264950.1197
co2e | geo_advanced_100 | 2032 | 364773346.2382
co2e | geo_advanced_100 | 2034 | 253593408.7258
co2e | geo_advanced_100 | 2036 | 135640269.5075
co2e | geo_advanced_100 | 2038 | 117059577.7592
co2e | geo_advanced_100 | 2040 | 102333068.0581
co2e | geo_advanced_100 | 2042 | 85335468.5611
co2e | geo_advanced_100 | 2044 | 68647591.7094
co2e | geo_advanced_100 | 2046 | 52522147.7715
co2e | geo_advanced_100 | 2048 | 36580872.8187
co2e | geo_advanced_100 | 2050 | 0
nox | geo_advanced_100 | 2010 | 2144871.1214
nox | geo_advanced_100 | 2012 | 1449344.9572
nox | geo_advanced_100 | 2014 | 1906162.9798
nox | geo_advanced_100 | 2016 | 1169269.1144
nox | geo_advanced_100 | 2018 | 1126305.1483
nox | geo_advanced_100 | 2020 | 895387.3066
nox | geo_advanced_100 | 2022 | 1060640.8673
nox | geo_advanced_100 | 2024 | 554381.08
nox | geo_advanced_100 | 2026 | 400866.3713
nox | geo_advanced_100 | 2028 | 235247.7557
nox | geo_advanced_100 | 2030 | 202550.6888
nox | geo_advanced_100 | 2032 | 197467.7026
nox | geo_advanced_100 | 2034 | 152096.8422
nox | geo_advanced_100 | 2036 | 74602.7851
nox | geo_advanced_100 | 2038 | 52046.7036
nox | geo_advanced_100 | 2040 | 42264.5054
nox | geo_advanced_100 | 2042 | 26512.0658
nox | geo_advanced_100 | 2044 | 19039.6205
nox | geo_advanced_100 | 2046 | 18994.861
nox | geo_advanced_100 | 2048 | 19119.1272
nox | geo_advanced_100 | 2050 | 14340.7985
so2 | geo_advanced_100 | 2010 | 2720105.1418
so2 | geo_advanced_100 | 2012 | 1707567.2695
so2 | geo_advanced_100 | 2014 | 2322616.6156
so2 | geo_advanced_100 | 2016 | 1249221.6254
so2 | geo_advanced_100 | 2018 | 1165578.7334
so2 | geo_advanced_100 | 2020 | 881712.5066
so2 | geo_advanced_100 | 2022 | 1092044.6708
so2 | geo_advanced_100 | 2024 | 518415.1175
so2 | geo_advanced_100 | 2026 | 362097.2976
so2 | geo_advanced_100 | 2028 | 175556.3276
so2 | geo_advanced_100 | 2030 | 153974.0434
so2 | geo_advanced_100 | 2032 | 149866.4964
so2 | geo_advanced_100 | 2034 | 110150.3719
so2 | geo_advanced_100 | 2036 | 29171.7191
so2 | geo_advanced_100 | 2038 | 7665.6711
so2 | geo_advanced_100 | 2040 | 6728.2312
so2 | geo_advanced_100 | 2042 | 5365.4903
so2 | geo_advanced_100 | 2044 | 3500.0044
so2 | geo_advanced_100 | 2046 | 3508.07
so2 | geo_advanced_100 | 2048 | 3537.1796
so2 | geo_advanced_100 | 2050 | 57363.1939

## 27_Net CO2e Emissions National
e | tech | year | CO2e (MMton) | Cumulative CO2e (MMton) | scenario

## 28_CO2 Abatement Cost ($-tonne)
scenario | year | $/tonne
geo_advanced_100 | 2034 | 11.4824
geo_advanced_100 | 2036 | 239.6293
geo_advanced_100 | 2038 | 585.7983
geo_advanced_100 | 2040 | 630.3351
geo_advanced_100 | 2042 | 685.4293
geo_advanced_100 | 2044 | 764.0707
geo_advanced_100 | 2046 | 1063.6587
geo_advanced_100 | 2048 | 1230.8765
geo_advanced_100 | 2050 | 40034.5231

## 29_Undiscounted Annualized Syst
scenario | cost_cat | year | Cost (Bil $) | Net Level Cost (Bil $)
geo_advanced_100 | PTC | 2010 | -0.26274 | 244.9605
geo_advanced_100 | PTC | 2011 | -0.26274 | 243.3935
geo_advanced_100 | PTC | 2012 | -1.3821 | 212.7321
geo_advanced_100 | PTC | 2013 | -1.3821 | 211.6809
geo_advanced_100 | PTC | 2014 | -1.7847 | 239.6043
geo_advanced_100 | PTC | 2015 | -1.7847 | 238.1294
geo_advanced_100 | PTC | 2016 | -2.7954 | 200.1977
geo_advanced_100 | PTC | 2017 | -2.7954 | 199.8751
geo_advanced_100 | PTC | 2018 | -3.5669 | 206.1207
geo_advanced_100 | PTC | 2019 | -3.5669 | 205.3111
geo_advanced_100 | PTC | 2020 | -4.7529 | 187.8173
geo_advanced_100 | PTC | 2021 | -4.7529 | 184.4574
geo_advanced_100 | PTC | 2022 | -7.8526 | 218.1065
geo_advanced_100 | PTC | 2023 | -7.8526 | 213.9622
geo_advanced_100 | PTC | 2024 | -17.2752 | 193.7227
geo_advanced_100 | PTC | 2025 | -17.2752 | 191.3461
geo_advanced_100 | PTC | 2026 | -23.0367 | 193.5164
geo_advanced_100 | PTC | 2027 | -23.0367 | 191.154
geo_advanced_100 | PTC | 2028 | -26.301 | 194.8491
geo_advanced_100 | PTC | 2029 | -26.301 | 193.5544
geo_advanced_100 | PTC | 2030 | -32.846 | 196.8615
geo_advanced_100 | PTC | 2031 | -32.846 | 196.8615
geo_advanced_100 | PTC | 2032 | -32.9712 | 199.9561
geo_advanced_100 | PTC | 2033 | -32.9712 | 199.9561
geo_advanced_100 | PTC | 2034 | -32.2213 | 208.3025
geo_advanced_100 | PTC | 2035 | -32.2213 | 208.3025
geo_advanced_100 | PTC | 2036 | -35.1487 | 216.8632
geo_advanced_100 | PTC | 2037 | -35.1487 | 216.8632
geo_advanced_100 | PTC | 2038 | -33.1209 | 237.3234
geo_advanced_100 | PTC | 2039 | -33.1209 | 237.3234
geo_advanced_100 | PTC | 2040 | -26.1729 | 264.1182
geo_advanced_100 | PTC | 2041 | -26.1729 | 264.1182
geo_advanced_100 | PTC | 2042 | -23.3336 | 275.3366
geo_advanced_100 | PTC | 2043 | -23.3336 | 275.3366
geo_advanced_100 | PTC | 2044 | -18.4655 | 293.9669
geo_advanced_100 | PTC | 2045 | -18.4655 | 293.9669
geo_advanced_100 | PTC | 2046 | -12.027 | 319.8862
geo_advanced_100 | PTC | 2047 | -12.027 | 319.8862
geo_advanced_100 | PTC | 2048 | -10.6464 | 341.7772
geo_advanced_100 | PTC | 2049 | -10.6464 | 341.7772
geo_advanced_100 | PTC | 2050 | -14.2038 | 582.1948
geo_advanced_100 | PTC | 2051 | -14.2038 | 582.1948
geo_advanced_100 | PTC | 2052 | -14.2038 | 574.9471
geo_advanced_100 | PTC | 2053 | -14.2038 | 574.9471
geo_advanced_100 | PTC | 2054 | -14.2038 | 562.67
geo_advanced_100 | PTC | 2055 | -14.2038 | 562.67
geo_advanced_100 | PTC | 2056 | -14.2038 | 539.1755
geo_advanced_100 | PTC | 2057 | -14.2038 | 539.1755
geo_advanced_100 | PTC | 2058 | -14.2038 | 523.8174
geo_advanced_100 | PTC | 2059 | -14.2038 | 523.8174
geo_advanced_100 | PTC | 2060 | -14.2038 | 508.4556
geo_advanced_100 | PTC | 2061 | -14.2038 | 508.4556
geo_advanced_100 | PTC | 2062 | -14.2038 | 491.6232
geo_advanced_100 | PTC | 2063 | -14.2038 | 491.6232
geo_advanced_100 | PTC | 2064 | -14.2038 | 474.051
geo_advanced_100 | PTC | 2065 | -14.2038 | 474.051
geo_advanced_100 | PTC | 2066 | -14.2038 | 451.4286
geo_advanced_100 | PTC | 2067 | -14.2038 | 451.4286
geo_advanced_100 | PTC | 2068 | -14.2038 | 428.2366
geo_advanced_100 | PTC | 2069 | -14.2038 | 428.2366
geo_advanced_100 | PTC | 2070 | 0 | 29.3134
geo_advanced_100 | PTC | 2071 | 0 | 29.3134
geo_advanced_100 | PTC | 2072 | 0 | 27.2168
geo_advanced_100 | PTC | 2073 | 0 | 27.2168
geo_advanced_100 | PTC | 2074 | 0 | 24.6334
geo_advanced_100 | PTC | 2075 | 0 | 24.6334
geo_advanced_100 | PTC | 2076 | 0 | 22.5576
geo_advanced_100 | PTC | 2077 | 0 | 22.5576
geo_advanced_100 | PTC | 2078 | 0 | 19.9592
geo_advanced_100 | PTC | 2079 | 0 | 19.9592
geo_advanced_100 | PTC | 2080 | 0 | 16.4096
geo_advanced_100 | PTC | 2081 | 0 | 16.4096
geo_advanced_100 | PTC | 2082 | 0 | 12.284
geo_advanced_100 | PTC | 2083 | 0 | 12.284
geo_advanced_100 | PTC | 2084 | 0 | 8.2415
geo_advanced_100 | PTC | 2085 | 0 | 8.2415
geo_advanced_100 | PTC | 2086 | 0 | 5.1844
geo_advanced_100 | PTC | 2087 | 0 | 5.1844
geo_advanced_100 | PTC | 2088 | 0 | 2.1887
geo_advanced_100 | PTC | 2089 | 0 | 2.1887
geo_advanced_100 | PTC | 2090 | 0 | 5.2332e-14
geo_advanced_100 | ITC | 2010 | -0.026031 | 244.9605
geo_advanced_100 | ITC | 2011 | -0.026031 | 243.3935
geo_advanced_100 | ITC | 2012 | -0.26214 | 212.7321
geo_advanced_100 | ITC | 2013 | -0.26214 | 211.6809
geo_advanced_100 | ITC | 2014 | -0.80268 | 239.6043
geo_advanced_100 | ITC | 2015 | -0.80268 | 238.1294
geo_advanced_100 | ITC | 2016 | -1.3547 | 200.1977
geo_advanced_100 | ITC | 2017 | -1.3547 | 199.8751
geo_advanced_100 | ITC | 2018 | -1.5817 | 206.1207
geo_advanced_100 | ITC | 2019 | -1.5817 | 205.3111
geo_advanced_100 | ITC | 2020 | -1.9545 | 187.8173
geo_advanced_100 | ITC | 2021 | -1.9545 | 184.4574
geo_advanced_100 | ITC | 2022 | -3.2745 | 218.1065
geo_advanced_100 | ITC | 2023 | -3.2745 | 213.9622
geo_advanced_100 | ITC | 2024 | -3.7107 | 193.7227
geo_advanced_100 | ITC | 2025 | -3.7107 | 191.3461
geo_advanced_100 | ITC | 2026 | -5.0354 | 193.5164
geo_advanced_100 | ITC | 2027 | -5.0354 | 191.154
geo_advanced_100 | ITC | 2028 | -6.8046 | 194.8491
geo_advanced_100 | ITC | 2029 | -6.8046 | 193.5544
geo_advanced_100 | ITC | 2030 | -8.689 | 196.8615
geo_advanced_100 | ITC | 2031 | -8.689 | 196.8615
geo_advanced_100 | ITC | 2032 | -10.0315 | 199.9561
geo_advanced_100 | ITC | 2033 | -10.0315 | 199.9561
geo_advanced_100 | ITC | 2034 | -11.4319 | 208.3025
geo_advanced_100 | ITC | 2035 | -11.4319 | 208.3025
geo_advanced_100 | ITC | 2036 | -14.9543 | 216.8632
geo_advanced_100 | ITC | 2037 | -14.9543 | 216.8632
geo_advanced_100 | ITC | 2038 | -16.9909 | 237.3234
geo_advanced_100 | ITC | 2039 | -16.9909 | 237.3234
geo_advanced_100 | ITC | 2040 | -17.0643 | 264.1182
geo_advanced_100 | ITC | 2041 | -17.0643 | 264.1182
geo_advanced_100 | ITC | 2042 | -16.0264 | 275.3366
geo_advanced_100 | ITC | 2043 | -16.0264 | 275.3366
geo_advanced_100 | ITC | 2044 | -15.8618 | 293.9669
geo_advanced_100 | ITC | 2045 | -15.8618 | 293.9669
geo_advanced_100 | ITC | 2046 | -14.5549 | 319.8862
geo_advanced_100 | ITC | 2047 | -14.5549 | 319.8862
geo_advanced_100 | ITC | 2048 | -12.7857 | 341.7772
geo_advanced_100 | ITC | 2049 | -12.7857 | 341.7772
geo_advanced_100 | ITC | 2050 | -10.7975 | 582.1948
geo_advanced_100 | ITC | 2051 | -10.7975 | 582.1948
geo_advanced_100 | ITC | 2052 | -9.2189 | 574.9471
geo_advanced_100 | ITC | 2053 | -9.2189 | 574.9471
geo_advanced_100 | ITC | 2054 | -7.278 | 562.67
geo_advanced_100 | ITC | 2055 | -7.278 | 562.67
geo_advanced_100 | ITC | 2056 | -3.2035 | 539.1755
geo_advanced_100 | ITC | 2057 | -3.2035 | 539.1755
geo_advanced_100 | ITC | 2058 | -0.93991 | 523.8174
geo_advanced_100 | ITC | 2059 | -0.93991 | 523.8174
geo_advanced_100 | ITC | 2060 | -0.49378 | 508.4556
geo_advanced_100 | ITC | 2061 | -0.49378 | 508.4556
geo_advanced_100 | ITC | 2062 | -0.21163 | 491.6232
geo_advanced_100 | ITC | 2063 | -0.21163 | 491.6232
geo_advanced_100 | ITC | 2064 | 0.060008 | 474.051
geo_advanced_100 | ITC | 2065 | 0.060008 | 474.051
geo_advanced_100 | ITC | 2066 | 0.077764 | 451.4286
geo_advanced_100 | ITC | 2067 | 0.077764 | 451.4286
geo_advanced_100 | ITC | 2068 | 0.077762 | 428.2366
geo_advanced_100 | ITC | 2069 | 0.077762 | 428.2366
geo_advanced_100 | ITC | 2070 | -1.5959e-15 | 29.3134
geo_advanced_100 | ITC | 2071 | -1.5959e-15 | 29.3134
geo_advanced_100 | ITC | 2072 | -1.5959e-15 | 27.2168
geo_advanced_100 | ITC | 2073 | -1.5959e-15 | 27.2168
geo_advanced_100 | ITC | 2074 | -1.5959e-15 | 24.6334
geo_advanced_100 | ITC | 2075 | -1.5959e-15 | 24.6334
geo_advanced_100 | ITC | 2076 | -1.5959e-15 | 22.5576
geo_advanced_100 | ITC | 2077 | -1.5959e-15 | 22.5576
geo_advanced_100 | ITC | 2078 | -1.5959e-15 | 19.9592
geo_advanced_100 | ITC | 2079 | -1.5959e-15 | 19.9592
geo_advanced_100 | ITC | 2080 | -1.5959e-15 | 16.4096
geo_advanced_100 | ITC | 2081 | -1.5959e-15 | 16.4096
geo_advanced_100 | ITC | 2082 | -1.5959e-15 | 12.284
geo_advanced_100 | ITC | 2083 | -1.5959e-15 | 12.284
geo_advanced_100 | ITC | 2084 | -1.5959e-15 | 8.2415
geo_advanced_100 | ITC | 2085 | -1.5959e-15 | 8.2415
geo_advanced_100 | ITC | 2086 | -1.5959e-15 | 5.1844
geo_advanced_100 | ITC | 2087 | -1.5959e-15 | 5.1844
geo_advanced_100 | ITC | 2088 | -1.5959e-15 | 2.1887
geo_advanced_100 | ITC | 2089 | -1.5959e-15 | 2.1887
geo_advanced_100 | ITC | 2090 | -1.5959e-15 | 5.2332e-14
geo_advanced_100 | CCS Incentives | 2010 | 0 | 244.9605
geo_advanced_100 | CCS Incentives | 2011 | 0 | 243.3935
geo_advanced_100 | CCS Incentives | 2012 | 0 | 212.7321
geo_advanced_100 | CCS Incentives | 2013 | 0 | 211.6809
geo_advanced_100 | CCS Incentives | 2014 | 0 | 239.6043
geo_advanced_100 | CCS Incentives | 2015 | 0 | 238.1294
geo_advanced_100 | CCS Incentives | 2016 | 0 | 200.1977
geo_advanced_100 | CCS Incentives | 2017 | 0 | 199.8751
geo_advanced_100 | CCS Incentives | 2018 | 0 | 206.1207
geo_advanced_100 | CCS Incentives | 2019 | 0 | 205.3111
geo_advanced_100 | CCS Incentives | 2020 | 0 | 187.8173
geo_advanced_100 | CCS Incentives | 2021 | 0 | 184.4574
geo_advanced_100 | CCS Incentives | 2022 | 0 | 218.1065
geo_advanced_100 | CCS Incentives | 2023 | 0 | 213.9622
geo_advanced_100 | CCS Incentives | 2024 | 0 | 193.7227
geo_advanced_100 | CCS Incentives | 2025 | 0 | 191.3461
geo_advanced_100 | CCS Incentives | 2026 | 0 | 193.5164
geo_advanced_100 | CCS Incentives | 2027 | 0 | 191.154
geo_advanced_100 | CCS Incentives | 2028 | -1.3286 | 194.8491
geo_advanced_100 | CCS Incentives | 2029 | -1.3286 | 193.5544
geo_advanced_100 | CCS Incentives | 2030 | -1.3286 | 196.8615
geo_advanced_100 | CCS Incentives | 2031 | -1.3286 | 196.8615
geo_advanced_100 | CCS Incentives | 2032 | -1.3286 | 199.9561
geo_advanced_100 | CCS Incentives | 2033 | -1.3286 | 199.9561
geo_advanced_100 | CCS Incentives | 2034 | -1.29 | 208.3025
geo_advanced_100 | CCS Incentives | 2035 | -1.29 | 208.3025
geo_advanced_100 | CCS Incentives | 2036 | -0.8353 | 216.8632
geo_advanced_100 | CCS Incentives | 2037 | -0.8353 | 216.8632
geo_advanced_100 | CCS Incentives | 2038 | -0.40816 | 237.3234
geo_advanced_100 | CCS Incentives | 2039 | -0.40816 | 237.3234
geo_advanced_100 | CCS Incentives | 2040 | -1.8654 | 264.1182
geo_advanced_100 | CCS Incentives | 2041 | -1.8654 | 264.1182
geo_advanced_100 | CCS Incentives | 2042 | -2.3607 | 275.3366
geo_advanced_100 | CCS Incentives | 2043 | -2.3607 | 275.3366
geo_advanced_100 | CCS Incentives | 2044 | -2.2894 | 293.9669
geo_advanced_100 | CCS Incentives | 2045 | -2.2894 | 293.9669
geo_advanced_100 | CCS Incentives | 2046 | -2.5106 | 319.8862
geo_advanced_100 | CCS Incentives | 2047 | -2.5106 | 319.8862
geo_advanced_100 | CCS Incentives | 2048 | -2.4916 | 341.7772
geo_advanced_100 | CCS Incentives | 2049 | -2.4916 | 341.7772
geo_advanced_100 | CCS Incentives | 2050 | -2.4916 | 582.1948
geo_advanced_100 | CCS Incentives | 2051 | -2.4916 | 582.1948
geo_advanced_100 | CCS Incentives | 2052 | -2.4916 | 574.9471
geo_advanced_100 | CCS Incentives | 2053 | -2.4916 | 574.9471
geo_advanced_100 | CCS Incentives | 2054 | -2.4916 | 562.67
geo_advanced_100 | CCS Incentives | 2055 | -2.4916 | 562.67
geo_advanced_100 | CCS Incentives | 2056 | -2.4916 | 539.1755
geo_advanced_100 | CCS Incentives | 2057 | -2.4916 | 539.1755
geo_advanced_100 | CCS Incentives | 2058 | -2.4916 | 523.8174
geo_advanced_100 | CCS Incentives | 2059 | -2.4916 | 523.8174
geo_advanced_100 | CCS Incentives | 2060 | -2.4916 | 508.4556
geo_advanced_100 | CCS Incentives | 2061 | -2.4916 | 508.4556
geo_advanced_100 | CCS Incentives | 2062 | -2.4916 | 491.6232
geo_advanced_100 | CCS Incentives | 2063 | -2.4916 | 491.6232
geo_advanced_100 | CCS Incentives | 2064 | -2.4916 | 474.051
geo_advanced_100 | CCS Incentives | 2065 | -2.4916 | 474.051
geo_advanced_100 | CCS Incentives | 2066 | -2.4916 | 451.4286
geo_advanced_100 | CCS Incentives | 2067 | -2.4916 | 451.4286
geo_advanced_100 | CCS Incentives | 2068 | 0 | 428.2366
geo_advanced_100 | CCS Incentives | 2069 | 0 | 428.2366
geo_advanced_100 | CCS Incentives | 2070 | 0 | 29.3134
geo_advanced_100 | CCS Incentives | 2071 | 0 | 29.3134
geo_advanced_100 | CCS Incentives | 2072 | 0 | 27.2168
geo_advanced_100 | CCS Incentives | 2073 | 0 | 27.2168
geo_advanced_100 | CCS Incentives | 2074 | 0 | 24.6334
geo_advanced_100 | CCS Incentives | 2075 | 0 | 24.6334
geo_advanced_100 | CCS Incentives | 2076 | 0 | 22.5576
geo_advanced_100 | CCS Incentives | 2077 | 0 | 22.5576
geo_advanced_100 | CCS Incentives | 2078 | 0 | 19.9592
geo_advanced_100 | CCS Incentives | 2079 | 0 | 19.9592
geo_advanced_100 | CCS Incentives | 2080 | 0 | 16.4096
geo_advanced_100 | CCS Incentives | 2081 | 0 | 16.4096
geo_advanced_100 | CCS Incentives | 2082 | 0 | 12.284
geo_advanced_100 | CCS Incentives | 2083 | 0 | 12.284
geo_advanced_100 | CCS Incentives | 2084 | 0 | 8.2415
geo_advanced_100 | CCS Incentives | 2085 | 0 | 8.2415
geo_advanced_100 | CCS Incentives | 2086 | 0 | 5.1844
geo_advanced_100 | CCS Incentives | 2087 | 0 | 5.1844
geo_advanced_100 | CCS Incentives | 2088 | 0 | 2.1887
geo_advanced_100 | CCS Incentives | 2089 | 0 | 2.1887
geo_advanced_100 | CCS Incentives | 2090 | 0 | 5.2332e-14
geo_advanced_100 | Gen & Stor Capex | 2010 | 43.8506 | 244.9605
geo_advanced_100 | Gen & Stor Capex | 2011 | 42.2836 | 243.3935
geo_advanced_100 | Gen & Stor Capex | 2012 | 49.7706 | 212.7321
geo_advanced_100 | Gen & Stor Capex | 2013 | 48.7194 | 211.6809
geo_advanced_100 | Gen & Stor Capex | 2014 | 56.2559 | 239.6043
geo_advanced_100 | Gen & Stor Capex | 2015 | 54.781 | 238.1294
geo_advanced_100 | Gen & Stor Capex | 2016 | 65.2833 | 200.1977
geo_advanced_100 | Gen & Stor Capex | 2017 | 64.9608 | 199.8751
geo_advanced_100 | Gen & Stor Capex | 2018 | 69.6452 | 206.1207
geo_advanced_100 | Gen & Stor Capex | 2019 | 68.8355 | 205.3111
geo_advanced_100 | Gen & Stor Capex | 2020 | 73.1681 | 187.8173
geo_advanced_100 | Gen & Stor Capex | 2021 | 69.8083 | 184.4574
geo_advanced_100 | Gen & Stor Capex | 2022 | 84.0594 | 218.1065
geo_advanced_100 | Gen & Stor Capex | 2023 | 79.9151 | 213.9622
geo_advanced_100 | Gen & Stor Capex | 2024 | 91.4636 | 193.7227
geo_advanced_100 | Gen & Stor Capex | 2025 | 89.087 | 191.3461
geo_advanced_100 | Gen & Stor Capex | 2026 | 99.2443 | 193.5164
geo_advanced_100 | Gen & Stor Capex | 2027 | 96.882 | 191.154
geo_advanced_100 | Gen & Stor Capex | 2028 | 106.2391 | 194.8491
geo_advanced_100 | Gen & Stor Capex | 2029 | 102.5623 | 193.5544
geo_advanced_100 | Gen & Stor Capex | 2030 | 110.6517 | 196.8615
geo_advanced_100 | Gen & Stor Capex | 2031 | 110.6517 | 196.8615
geo_advanced_100 | Gen & Stor Capex | 2032 | 109.9894 | 199.9561
geo_advanced_100 | Gen & Stor Capex | 2033 | 109.9894 | 199.9561
geo_advanced_100 | Gen & Stor Capex | 2034 | 113.4612 | 208.3025
geo_advanced_100 | Gen & Stor Capex | 2035 | 113.4612 | 208.3025
geo_advanced_100 | Gen & Stor Capex | 2036 | 126.8694 | 216.8632
geo_advanced_100 | Gen & Stor Capex | 2037 | 126.8694 | 216.8632
geo_advanced_100 | Gen & Stor Capex | 2038 | 138.1039 | 237.3234
geo_advanced_100 | Gen & Stor Capex | 2039 | 138.1039 | 237.3234
geo_advanced_100 | Gen & Stor Capex | 2040 | 147.102 | 264.1182
geo_advanced_100 | Gen & Stor Capex | 2041 | 147.102 | 264.1182
geo_advanced_100 | Gen & Stor Capex | 2042 | 144.3391 | 275.3366
geo_advanced_100 | Gen & Stor Capex | 2043 | 144.3391 | 275.3366
geo_advanced_100 | Gen & Stor Capex | 2044 | 146.728 | 293.9669
geo_advanced_100 | Gen & Stor Capex | 2045 | 146.728 | 293.9669
geo_advanced_100 | Gen & Stor Capex | 2046 | 156.1767 | 319.8862
geo_advanced_100 | Gen & Stor Capex | 2047 | 156.1767 | 319.8862
geo_advanced_100 | Gen & Stor Capex | 2048 | 166.0388 | 341.7772
geo_advanced_100 | Gen & Stor Capex | 2049 | 166.0388 | 341.7772
geo_advanced_100 | Gen & Stor Capex | 2050 | 354.8665 | 582.1948
geo_advanced_100 | Gen & Stor Capex | 2051 | 354.8665 | 582.1948
geo_advanced_100 | Gen & Stor Capex | 2052 | 347.1449 | 574.9471
geo_advanced_100 | Gen & Stor Capex | 2053 | 347.1449 | 574.9471
geo_advanced_100 | Gen & Stor Capex | 2054 | 335.0657 | 562.67
geo_advanced_100 | Gen & Stor Capex | 2055 | 335.0657 | 562.67
geo_advanced_100 | Gen & Stor Capex | 2056 | 309.7828 | 539.1755
geo_advanced_100 | Gen & Stor Capex | 2057 | 309.7828 | 539.1755
geo_advanced_100 | Gen & Stor Capex | 2058 | 293.6671 | 523.8174
geo_advanced_100 | Gen & Stor Capex | 2059 | 293.6671 | 523.8174
geo_advanced_100 | Gen & Stor Capex | 2060 | 278.3809 | 508.4556
geo_advanced_100 | Gen & Stor Capex | 2061 | 278.3809 | 508.4556
geo_advanced_100 | Gen & Stor Capex | 2062 | 262.2199 | 491.6232
geo_advanced_100 | Gen & Stor Capex | 2063 | 262.2199 | 491.6232
geo_advanced_100 | Gen & Stor Capex | 2064 | 245.4305 | 474.051
geo_advanced_100 | Gen & Stor Capex | 2065 | 245.4305 | 474.051
geo_advanced_100 | Gen & Stor Capex | 2066 | 224.0602 | 451.4286
geo_advanced_100 | Gen & Stor Capex | 2067 | 224.0602 | 451.4286
geo_advanced_100 | Gen & Stor Capex | 2068 | 201.8113 | 428.2366
geo_advanced_100 | Gen & Stor Capex | 2069 | 201.8113 | 428.2366
geo_advanced_100 | Gen & Stor Capex | 2070 | 5.6399e-14 | 29.3134
geo_advanced_100 | Gen & Stor Capex | 2071 | 5.6399e-14 | 29.3134
geo_advanced_100 | Gen & Stor Capex | 2072 | 5.6399e-14 | 27.2168
geo_advanced_100 | Gen & Stor Capex | 2073 | 5.6399e-14 | 27.2168
geo_advanced_100 | Gen & Stor Capex | 2074 | 5.6399e-14 | 24.6334
geo_advanced_100 | Gen & Stor Capex | 2075 | 5.6399e-14 | 24.6334
geo_advanced_100 | Gen & Stor Capex | 2076 | 5.6399e-14 | 22.5576
geo_advanced_100 | Gen & Stor Capex | 2077 | 5.6399e-14 | 22.5576
geo_advanced_100 | Gen & Stor Capex | 2078 | 5.6399e-14 | 19.9592
geo_advanced_100 | Gen & Stor Capex | 2079 | 5.6399e-14 | 19.9592
geo_advanced_100 | Gen & Stor Capex | 2080 | 5.6399e-14 | 16.4096
geo_advanced_100 | Gen & Stor Capex | 2081 | 5.6399e-14 | 16.4096
geo_advanced_100 | Gen & Stor Capex | 2082 | 5.6399e-14 | 12.284
geo_advanced_100 | Gen & Stor Capex | 2083 | 5.6399e-14 | 12.284
geo_advanced_100 | Gen & Stor Capex | 2084 | 5.6399e-14 | 8.2415
geo_advanced_100 | Gen & Stor Capex | 2085 | 5.6399e-14 | 8.2415
geo_advanced_100 | Gen & Stor Capex | 2086 | 5.6399e-14 | 5.1844
geo_advanced_100 | Gen & Stor Capex | 2087 | 5.6399e-14 | 5.1844
geo_advanced_100 | Gen & Stor Capex | 2088 | 5.6399e-14 | 2.1887
geo_advanced_100 | Gen & Stor Capex | 2089 | 5.6399e-14 | 2.1887
geo_advanced_100 | Gen & Stor Capex | 2090 | 5.6399e-14 | 5.2332e-14
geo_advanced_100 | Gen & Stor O&M | 2010 | 75.2214 | 244.9605
geo_advanced_100 | Gen & Stor O&M | 2011 | 75.2214 | 243.3935
geo_advanced_100 | Gen & Stor O&M | 2012 | 73.1933 | 212.7321
geo_advanced_100 | Gen & Stor O&M | 2013 | 73.1933 | 211.6809
geo_advanced_100 | Gen & Stor O&M | 2014 | 73.3488 | 239.6043
geo_advanced_100 | Gen & Stor O&M | 2015 | 73.3488 | 238.1294
geo_advanced_100 | Gen & Stor O&M | 2016 | 70.139 | 200.1977
geo_advanced_100 | Gen & Stor O&M | 2017 | 70.139 | 199.8751
geo_advanced_100 | Gen & Stor O&M | 2018 | 68.2317 | 206.1207
geo_advanced_100 | Gen & Stor O&M | 2019 | 68.2317 | 205.3111
geo_advanced_100 | Gen & Stor O&M | 2020 | 66.9552 | 187.8173
geo_advanced_100 | Gen & Stor O&M | 2021 | 66.9552 | 184.4574
geo_advanced_100 | Gen & Stor O&M | 2022 | 70.5579 | 218.1065
geo_advanced_100 | Gen & Stor O&M | 2023 | 70.5579 | 213.9622
geo_advanced_100 | Gen & Stor O&M | 2024 | 69.7567 | 193.7227
geo_advanced_100 | Gen & Stor O&M | 2025 | 69.7567 | 191.3461
geo_advanced_100 | Gen & Stor O&M | 2026 | 72.6456 | 193.5164
geo_advanced_100 | Gen & Stor O&M | 2027 | 72.6456 | 191.154
geo_advanced_100 | Gen & Stor O&M | 2028 | 75.9027 | 194.8491
geo_advanced_100 | Gen & Stor O&M | 2029 | 75.9027 | 193.5544
geo_advanced_100 | Gen & Stor O&M | 2030 | 78.7282 | 196.8615
geo_advanced_100 | Gen & Stor O&M | 2031 | 78.7282 | 196.8615
geo_advanced_100 | Gen & Stor O&M | 2032 | 81.6526 | 199.9561
geo_advanced_100 | Gen & Stor O&M | 2033 | 81.6526 | 199.9561
geo_advanced_100 | Gen & Stor O&M | 2034 | 85.3317 | 208.3025
geo_advanced_100 | Gen & Stor O&M | 2035 | 85.3317 | 208.3025
geo_advanced_100 | Gen & Stor O&M | 2036 | 85.3132 | 216.8632
geo_advanced_100 | Gen & Stor O&M | 2037 | 85.3132 | 216.8632
geo_advanced_100 | Gen & Stor O&M | 2038 | 90.399 | 237.3234
geo_advanced_100 | Gen & Stor O&M | 2039 | 90.399 | 237.3234
geo_advanced_100 | Gen & Stor O&M | 2040 | 96.5775 | 264.1182
geo_advanced_100 | Gen & Stor O&M | 2041 | 96.5775 | 264.1182
geo_advanced_100 | Gen & Stor O&M | 2042 | 101.9019 | 275.3366
geo_advanced_100 | Gen & Stor O&M | 2043 | 101.9019 | 275.3366
geo_advanced_100 | Gen & Stor O&M | 2044 | 108.2975 | 293.9669
geo_advanced_100 | Gen & Stor O&M | 2045 | 108.2975 | 293.9669
geo_advanced_100 | Gen & Stor O&M | 2046 | 113.2282 | 319.8862
geo_advanced_100 | Gen & Stor O&M | 2047 | 113.2282 | 319.8862
geo_advanced_100 | Gen & Stor O&M | 2048 | 118.3992 | 341.7772
geo_advanced_100 | Gen & Stor O&M | 2049 | 118.3992 | 341.7772
geo_advanced_100 | Gen & Stor O&M | 2050 | 161.5495 | 582.1948
geo_advanced_100 | Gen & Stor O&M | 2051 | 161.5495 | 582.1948
geo_advanced_100 | Gen & Stor O&M | 2052 | 161.5495 | 574.9471
geo_advanced_100 | Gen & Stor O&M | 2053 | 161.5495 | 574.9471
geo_advanced_100 | Gen & Stor O&M | 2054 | 161.5495 | 562.67
geo_advanced_100 | Gen & Stor O&M | 2055 | 161.5495 | 562.67
geo_advanced_100 | Gen & Stor O&M | 2056 | 161.5495 | 539.1755
geo_advanced_100 | Gen & Stor O&M | 2057 | 161.5495 | 539.1755
geo_advanced_100 | Gen & Stor O&M | 2058 | 161.5495 | 523.8174
geo_advanced_100 | Gen & Stor O&M | 2059 | 161.5495 | 523.8174
geo_advanced_100 | Gen & Stor O&M | 2060 | 161.5495 | 508.4556
geo_advanced_100 | Gen & Stor O&M | 2061 | 161.5495 | 508.4556
geo_advanced_100 | Gen & Stor O&M | 2062 | 161.5495 | 491.6232
geo_advanced_100 | Gen & Stor O&M | 2063 | 161.5495 | 491.6232
geo_advanced_100 | Gen & Stor O&M | 2064 | 161.5495 | 474.051
geo_advanced_100 | Gen & Stor O&M | 2065 | 161.5495 | 474.051
geo_advanced_100 | Gen & Stor O&M | 2066 | 161.5495 | 451.4286
geo_advanced_100 | Gen & Stor O&M | 2067 | 161.5495 | 451.4286
geo_advanced_100 | Gen & Stor O&M | 2068 | 161.5495 | 428.2366
geo_advanced_100 | Gen & Stor O&M | 2069 | 161.5495 | 428.2366
geo_advanced_100 | Gen & Stor O&M | 2070 | 0 | 29.3134
geo_advanced_100 | Gen & Stor O&M | 2071 | 0 | 29.3134
geo_advanced_100 | Gen & Stor O&M | 2072 | 0 | 27.2168
geo_advanced_100 | Gen & Stor O&M | 2073 | 0 | 27.2168
geo_advanced_100 | Gen & Stor O&M | 2074 | 0 | 24.6334
geo_advanced_100 | Gen & Stor O&M | 2075 | 0 | 24.6334
geo_advanced_100 | Gen & Stor O&M | 2076 | 0 | 22.5576
geo_advanced_100 | Gen & Stor O&M | 2077 | 0 | 22.5576
geo_advanced_100 | Gen & Stor O&M | 2078 | 0 | 19.9592
geo_advanced_100 | Gen & Stor O&M | 2079 | 0 | 19.9592
geo_advanced_100 | Gen & Stor O&M | 2080 | 0 | 16.4096
geo_advanced_100 | Gen & Stor O&M | 2081 | 0 | 16.4096
geo_advanced_100 | Gen & Stor O&M | 2082 | 0 | 12.284
geo_advanced_100 | Gen & Stor O&M | 2083 | 0 | 12.284
geo_advanced_100 | Gen & Stor O&M | 2084 | 0 | 8.2415
geo_advanced_100 | Gen & Stor O&M | 2085 | 0 | 8.2415
geo_advanced_100 | Gen & Stor O&M | 2086 | 0 | 5.1844
geo_advanced_100 | Gen & Stor O&M | 2087 | 0 | 5.1844
geo_advanced_100 | Gen & Stor O&M | 2088 | 0 | 2.1887
geo_advanced_100 | Gen & Stor O&M | 2089 | 0 | 2.1887
geo_advanced_100 | Gen & Stor O&M | 2090 | 0 | 5.2332e-14
geo_advanced_100 | Fuel | 2010 | 114.3029 | 244.9605
geo_advanced_100 | Fuel | 2011 | 114.3029 | 243.3935
geo_advanced_100 | Fuel | 2012 | 79.1794 | 212.7321
geo_advanced_100 | Fuel | 2013 | 79.1794 | 211.6809
geo_advanced_100 | Fuel | 2014 | 100.1773 | 239.6043
geo_advanced_100 | Fuel | 2015 | 100.1773 | 238.1294
geo_advanced_100 | Fuel | 2016 | 56.1768 | 200.1977
geo_advanced_100 | Fuel | 2017 | 56.1768 | 199.8751
geo_advanced_100 | Fuel | 2018 | 60.3689 | 206.1207
geo_advanced_100 | Fuel | 2019 | 60.3689 | 205.3111
geo_advanced_100 | Fuel | 2020 | 39.3125 | 187.8173
geo_advanced_100 | Fuel | 2021 | 39.3125 | 184.4574
geo_advanced_100 | Fuel | 2022 | 59.463 | 218.1065
geo_advanced_100 | Fuel | 2023 | 59.463 | 213.9622
geo_advanced_100 | Fuel | 2024 | 36.2111 | 193.7227
geo_advanced_100 | Fuel | 2025 | 36.2111 | 191.3461
geo_advanced_100 | Fuel | 2026 | 30.3996 | 193.5164
geo_advanced_100 | Fuel | 2027 | 30.3996 | 191.154
geo_advanced_100 | Fuel | 2028 | 24.9843 | 194.8491
geo_advanced_100 | Fuel | 2029 | 24.9843 | 193.5544
geo_advanced_100 | Fuel | 2030 | 21.2765 | 196.8615
geo_advanced_100 | Fuel | 2031 | 21.2765 | 196.8615
geo_advanced_100 | Fuel | 2032 | 19.5973 | 199.9561
geo_advanced_100 | Fuel | 2033 | 19.5973 | 199.9561
geo_advanced_100 | Fuel | 2034 | 15.4701 | 208.3025
geo_advanced_100 | Fuel | 2035 | 15.4701 | 208.3025
geo_advanced_100 | Fuel | 2036 | 11.4697 | 216.8632
geo_advanced_100 | Fuel | 2037 | 11.4697 | 216.8632
geo_advanced_100 | Fuel | 2038 | 10.0607 | 237.3234
geo_advanced_100 | Fuel | 2039 | 10.0607 | 237.3234
geo_advanced_100 | Fuel | 2040 | 10.5593 | 264.1182
geo_advanced_100 | Fuel | 2041 | 10.5593 | 264.1182
geo_advanced_100 | Fuel | 2042 | 10.0879 | 275.3366
geo_advanced_100 | Fuel | 2043 | 10.0879 | 275.3366
geo_advanced_100 | Fuel | 2044 | 9.7544 | 293.9669
geo_advanced_100 | Fuel | 2045 | 9.7544 | 293.9669
geo_advanced_100 | Fuel | 2046 | 9.8312 | 319.8862
geo_advanced_100 | Fuel | 2047 | 9.8312 | 319.8862
geo_advanced_100 | Fuel | 2048 | 9.9009 | 341.7772
geo_advanced_100 | Fuel | 2049 | 9.9009 | 341.7772
geo_advanced_100 | Fuel | 2050 | 13.6677 | 582.1948
geo_advanced_100 | Fuel | 2051 | 13.6677 | 582.1948
geo_advanced_100 | Fuel | 2052 | 13.6677 | 574.9471
geo_advanced_100 | Fuel | 2053 | 13.6677 | 574.9471
geo_advanced_100 | Fuel | 2054 | 13.6677 | 562.67
geo_advanced_100 | Fuel | 2055 | 13.6677 | 562.67
geo_advanced_100 | Fuel | 2056 | 13.6677 | 539.1755
geo_advanced_100 | Fuel | 2057 | 13.6677 | 539.1755
geo_advanced_100 | Fuel | 2058 | 13.6677 | 523.8174
geo_advanced_100 | Fuel | 2059 | 13.6677 | 523.8174
geo_advanced_100 | Fuel | 2060 | 13.6677 | 508.4556
geo_advanced_100 | Fuel | 2061 | 13.6677 | 508.4556
geo_advanced_100 | Fuel | 2062 | 13.6677 | 491.6232
geo_advanced_100 | Fuel | 2063 | 13.6677 | 491.6232
geo_advanced_100 | Fuel | 2064 | 13.6677 | 474.051
geo_advanced_100 | Fuel | 2065 | 13.6677 | 474.051
geo_advanced_100 | Fuel | 2066 | 13.6677 | 451.4286
geo_advanced_100 | Fuel | 2067 | 13.6677 | 451.4286
geo_advanced_100 | Fuel | 2068 | 13.6677 | 428.2366
geo_advanced_100 | Fuel | 2069 | 13.6677 | 428.2366
geo_advanced_100 | Fuel | 2070 | 0 | 29.3134
geo_advanced_100 | Fuel | 2071 | 0 | 29.3134
geo_advanced_100 | Fuel | 2072 | 0 | 27.2168
geo_advanced_100 | Fuel | 2073 | 0 | 27.2168
geo_advanced_100 | Fuel | 2074 | 0 | 24.6334
geo_advanced_100 | Fuel | 2075 | 0 | 24.6334
geo_advanced_100 | Fuel | 2076 | 0 | 22.5576
geo_advanced_100 | Fuel | 2077 | 0 | 22.5576
geo_advanced_100 | Fuel | 2078 | 0 | 19.9592
geo_advanced_100 | Fuel | 2079 | 0 | 19.9592
geo_advanced_100 | Fuel | 2080 | 0 | 16.4096
geo_advanced_100 | Fuel | 2081 | 0 | 16.4096
geo_advanced_100 | Fuel | 2082 | 0 | 12.284
geo_advanced_100 | Fuel | 2083 | 0 | 12.284
geo_advanced_100 | Fuel | 2084 | 0 | 8.2415
geo_advanced_100 | Fuel | 2085 | 0 | 8.2415
geo_advanced_100 | Fuel | 2086 | 0 | 5.1844
geo_advanced_100 | Fuel | 2087 | 0 | 5.1844
geo_advanced_100 | Fuel | 2088 | 0 | 2.1887
geo_advanced_100 | Fuel | 2089 | 0 | 2.1887
geo_advanced_100 | Fuel | 2090 | 0 | 5.2332e-14
geo_advanced_100 | Trans | 2010 | 0 | 244.9605
geo_advanced_100 | Trans | 2011 | 0 | 243.3935
geo_advanced_100 | Trans | 2012 | 0 | 212.7321
geo_advanced_100 | Trans | 2013 | 0 | 211.6809
geo_advanced_100 | Trans | 2014 | 0 | 239.6043
geo_advanced_100 | Trans | 2015 | 0 | 238.1294
geo_advanced_100 | Trans | 2016 | 0 | 200.1977
geo_advanced_100 | Trans | 2017 | 0 | 199.8751
geo_advanced_100 | Trans | 2018 | 0 | 206.1207
geo_advanced_100 | Trans | 2019 | 0 | 205.3111
geo_advanced_100 | Trans | 2020 | 0 | 187.8173
geo_advanced_100 | Trans | 2021 | 0 | 184.4574
geo_advanced_100 | Trans | 2022 | 0 | 218.1065
geo_advanced_100 | Trans | 2023 | 0 | 213.9622
geo_advanced_100 | Trans | 2024 | 0 | 193.7227
geo_advanced_100 | Trans | 2025 | 0 | 191.3461
geo_advanced_100 | Trans | 2026 | 0 | 193.5164
geo_advanced_100 | Trans | 2027 | 0 | 191.154
geo_advanced_100 | Trans | 2028 | 0 | 194.8491
geo_advanced_100 | Trans | 2029 | 2.3821 | 193.5544
geo_advanced_100 | Trans | 2030 | 4.0305 | 196.8615
geo_advanced_100 | Trans | 2031 | 4.0305 | 196.8615
geo_advanced_100 | Trans | 2032 | 6.1271 | 199.9561
geo_advanced_100 | Trans | 2033 | 6.1271 | 199.9561
geo_advanced_100 | Trans | 2034 | 8.7104 | 208.3025
geo_advanced_100 | Trans | 2035 | 8.7104 | 208.3025
geo_advanced_100 | Trans | 2036 | 10.7862 | 216.8632
geo_advanced_100 | Trans | 2037 | 10.7862 | 216.8632
geo_advanced_100 | Trans | 2038 | 13.3846 | 237.3234
geo_advanced_100 | Trans | 2039 | 13.3846 | 237.3234
geo_advanced_100 | Trans | 2040 | 16.9343 | 264.1182
geo_advanced_100 | Trans | 2041 | 16.9343 | 264.1182
geo_advanced_100 | Trans | 2042 | 21.0599 | 275.3366
geo_advanced_100 | Trans | 2043 | 21.0599 | 275.3366
geo_advanced_100 | Trans | 2044 | 25.1024 | 293.9669
geo_advanced_100 | Trans | 2045 | 25.1024 | 293.9669
geo_advanced_100 | Trans | 2046 | 28.1595 | 319.8862
geo_advanced_100 | Trans | 2047 | 28.1595 | 319.8862
geo_advanced_100 | Trans | 2048 | 31.1552 | 341.7772
geo_advanced_100 | Trans | 2049 | 31.1552 | 341.7772
geo_advanced_100 | Trans | 2050 | 33.3439 | 582.1948
geo_advanced_100 | Trans | 2051 | 33.3439 | 582.1948
geo_advanced_100 | Trans | 2052 | 33.3439 | 574.9471
geo_advanced_100 | Trans | 2053 | 33.3439 | 574.9471
geo_advanced_100 | Trans | 2054 | 33.3439 | 562.67
geo_advanced_100 | Trans | 2055 | 33.3439 | 562.67
geo_advanced_100 | Trans | 2056 | 33.3439 | 539.1755
geo_advanced_100 | Trans | 2057 | 33.3439 | 539.1755
geo_advanced_100 | Trans | 2058 | 33.3439 | 523.8174
geo_advanced_100 | Trans | 2059 | 33.3439 | 523.8174
geo_advanced_100 | Trans | 2060 | 33.3439 | 508.4556
geo_advanced_100 | Trans | 2061 | 33.3439 | 508.4556
geo_advanced_100 | Trans | 2062 | 33.3439 | 491.6232
geo_advanced_100 | Trans | 2063 | 33.3439 | 491.6232
geo_advanced_100 | Trans | 2064 | 32.9402 | 474.051
geo_advanced_100 | Trans | 2065 | 32.9402 | 474.051
geo_advanced_100 | Trans | 2066 | 32.4939 | 451.4286
geo_advanced_100 | Trans | 2067 | 32.4939 | 451.4286
geo_advanced_100 | Trans | 2068 | 30.9618 | 428.2366
geo_advanced_100 | Trans | 2069 | 30.9618 | 428.2366
geo_advanced_100 | Trans | 2070 | 29.3134 | 29.3134
geo_advanced_100 | Trans | 2071 | 29.3134 | 29.3134
geo_advanced_100 | Trans | 2072 | 27.2168 | 27.2168
geo_advanced_100 | Trans | 2073 | 27.2168 | 27.2168
geo_advanced_100 | Trans | 2074 | 24.6334 | 24.6334
geo_advanced_100 | Trans | 2075 | 24.6334 | 24.6334
geo_advanced_100 | Trans | 2076 | 22.5576 | 22.5576
geo_advanced_100 | Trans | 2077 | 22.5576 | 22.5576
geo_advanced_100 | Trans | 2078 | 19.9592 | 19.9592
geo_advanced_100 | Trans | 2079 | 19.9592 | 19.9592
geo_advanced_100 | Trans | 2080 | 16.4096 | 16.4096
geo_advanced_100 | Trans | 2081 | 16.4096 | 16.4096
geo_advanced_100 | Trans | 2082 | 12.284 | 12.284
geo_advanced_100 | Trans | 2083 | 12.284 | 12.284
geo_advanced_100 | Trans | 2084 | 8.2415 | 8.2415
geo_advanced_100 | Trans | 2085 | 8.2415 | 8.2415
geo_advanced_100 | Trans | 2086 | 5.1844 | 5.1844
geo_advanced_100 | Trans | 2087 | 5.1844 | 5.1844
geo_advanced_100 | Trans | 2088 | 2.1887 | 2.1887
geo_advanced_100 | Trans | 2089 | 2.1887 | 2.1887
geo_advanced_100 | Trans | 2090 | -2.027e-15 | 5.2332e-14
geo_advanced_100 | POI | 2010 | 0.083054 | 244.9605
geo_advanced_100 | POI | 2011 | 0.083054 | 243.3935
geo_advanced_100 | POI | 2012 | 0.18766 | 212.7321
geo_advanced_100 | POI | 2013 | 0.18766 | 211.6809
geo_advanced_100 | POI | 2014 | 0.24715 | 239.6043
geo_advanced_100 | POI | 2015 | 0.24715 | 238.1294
geo_advanced_100 | POI | 2016 | 0.32575 | 200.1977
geo_advanced_100 | POI | 2017 | 0.32575 | 199.8751
geo_advanced_100 | POI | 2018 | 0.40059 | 206.1207
geo_advanced_100 | POI | 2019 | 0.40059 | 205.3111
geo_advanced_100 | POI | 2020 | 0.50466 | 187.8173
geo_advanced_100 | POI | 2021 | 0.50466 | 184.4574
geo_advanced_100 | POI | 2022 | 0.82286 | 218.1065
geo_advanced_100 | POI | 2023 | 0.82286 | 213.9622
geo_advanced_100 | POI | 2024 | 1.1137 | 193.7227
geo_advanced_100 | POI | 2025 | 1.1137 | 191.3461
geo_advanced_100 | POI | 2026 | 1.4737 | 193.5164
geo_advanced_100 | POI | 2027 | 1.4737 | 191.154
geo_advanced_100 | POI | 2028 | 1.8267 | 194.8491
geo_advanced_100 | POI | 2029 | 1.8267 | 193.5544
geo_advanced_100 | POI | 2030 | 2.2366 | 196.8615
geo_advanced_100 | POI | 2031 | 2.2366 | 196.8615
geo_advanced_100 | POI | 2032 | 2.4105 | 199.9561
geo_advanced_100 | POI | 2033 | 2.4105 | 199.9561
geo_advanced_100 | POI | 2034 | 2.7981 | 208.3025
geo_advanced_100 | POI | 2035 | 2.7981 | 208.3025
geo_advanced_100 | POI | 2036 | 3.2257 | 216.8632
geo_advanced_100 | POI | 2037 | 3.2257 | 216.8632
geo_advanced_100 | POI | 2038 | 3.4257 | 237.3234
geo_advanced_100 | POI | 2039 | 3.4257 | 237.3234
geo_advanced_100 | POI | 2040 | 3.4434 | 264.1182
geo_advanced_100 | POI | 2041 | 3.4434 | 264.1182
geo_advanced_100 | POI | 2042 | 3.3354 | 275.3366
geo_advanced_100 | POI | 2043 | 3.3354 | 275.3366
geo_advanced_100 | POI | 2044 | 3.1845 | 293.9669
geo_advanced_100 | POI | 2045 | 3.1845 | 293.9669
geo_advanced_100 | POI | 2046 | 3.0115 | 319.8862
geo_advanced_100 | POI | 2047 | 3.0115 | 319.8862
geo_advanced_100 | POI | 2048 | 2.8338 | 341.7772
geo_advanced_100 | POI | 2049 | 2.8338 | 341.7772
geo_advanced_100 | POI | 2050 | 3.4447 | 582.1948
geo_advanced_100 | POI | 2051 | 3.4447 | 582.1948
geo_advanced_100 | POI | 2052 | 3.1662 | 574.9471
geo_advanced_100 | POI | 2053 | 3.1662 | 574.9471
geo_advanced_100 | POI | 2054 | 2.7191 | 562.67
geo_advanced_100 | POI | 2055 | 2.7191 | 562.67
geo_advanced_100 | POI | 2056 | 2.2129 | 539.1755
geo_advanced_100 | POI | 2057 | 2.2129 | 539.1755
geo_advanced_100 | POI | 2058 | 1.938 | 523.8174
geo_advanced_100 | POI | 2059 | 1.938 | 523.8174
geo_advanced_100 | POI | 2060 | 1.8162 | 508.4556
geo_advanced_100 | POI | 2061 | 1.8162 | 508.4556
geo_advanced_100 | POI | 2062 | 1.6061 | 491.6232
geo_advanced_100 | POI | 2063 | 1.6061 | 491.6232
geo_advanced_100 | POI | 2064 | 1.4662 | 474.051
geo_advanced_100 | POI | 2065 | 1.4662 | 474.051
geo_advanced_100 | POI | 2066 | 1.2792 | 451.4286
geo_advanced_100 | POI | 2067 | 1.2792 | 451.4286
geo_advanced_100 | POI | 2068 | 1.1039 | 428.2366
geo_advanced_100 | POI | 2069 | 1.1039 | 428.2366
geo_advanced_100 | POI | 2070 | 0 | 29.3134
geo_advanced_100 | POI | 2071 | 0 | 29.3134
geo_advanced_100 | POI | 2072 | 0 | 27.2168
geo_advanced_100 | POI | 2073 | 0 | 27.2168
geo_advanced_100 | POI | 2074 | 0 | 24.6334
geo_advanced_100 | POI | 2075 | 0 | 24.6334
geo_advanced_100 | POI | 2076 | 0 | 22.5576
geo_advanced_100 | POI | 2077 | 0 | 22.5576
geo_advanced_100 | POI | 2078 | 0 | 19.9592
geo_advanced_100 | POI | 2079 | 0 | 19.9592
geo_advanced_100 | POI | 2080 | 0 | 16.4096
geo_advanced_100 | POI | 2081 | 0 | 16.4096
geo_advanced_100 | POI | 2082 | 0 | 12.284
geo_advanced_100 | POI | 2083 | 0 | 12.284
geo_advanced_100 | POI | 2084 | 0 | 8.2415
geo_advanced_100 | POI | 2085 | 0 | 8.2415
geo_advanced_100 | POI | 2086 | 0 | 5.1844
geo_advanced_100 | POI | 2087 | 0 | 5.1844
geo_advanced_100 | POI | 2088 | 0 | 2.1887
geo_advanced_100 | POI | 2089 | 0 | 2.1887
geo_advanced_100 | POI | 2090 | 0 | 5.2332e-14
geo_advanced_100 | Spur | 2010 | 0.051182 | 244.9605
geo_advanced_100 | Spur | 2011 | 0.051182 | 243.3935
geo_advanced_100 | Spur | 2012 | 0.27302 | 212.7321
geo_advanced_100 | Spur | 2013 | 0.27302 | 211.6809
geo_advanced_100 | Spur | 2014 | 0.37329 | 239.6043
geo_advanced_100 | Spur | 2015 | 0.37329 | 238.1294
geo_advanced_100 | Spur | 2016 | 0.61234 | 200.1977
geo_advanced_100 | Spur | 2017 | 0.61234 | 199.8751
geo_advanced_100 | Spur | 2018 | 0.78833 | 206.1207
geo_advanced_100 | Spur | 2019 | 0.78833 | 205.3111
geo_advanced_100 | Spur | 2020 | 1.1296 | 187.8173
geo_advanced_100 | Spur | 2021 | 1.1296 | 184.4574
geo_advanced_100 | Spur | 2022 | 2.3634 | 218.1065
geo_advanced_100 | Spur | 2023 | 2.3634 | 213.9622
geo_advanced_100 | Spur | 2024 | 3.8837 | 193.7227
geo_advanced_100 | Spur | 2025 | 3.8837 | 191.3461
geo_advanced_100 | Spur | 2026 | 5.2127 | 193.5164
geo_advanced_100 | Spur | 2027 | 5.2127 | 191.154
geo_advanced_100 | Spur | 2028 | 6.5257 | 194.8491
geo_advanced_100 | Spur | 2029 | 6.5257 | 193.5544
geo_advanced_100 | Spur | 2030 | 8.0365 | 196.8615
geo_advanced_100 | Spur | 2031 | 8.0365 | 196.8615
geo_advanced_100 | Spur | 2032 | 8.641 | 199.9561
geo_advanced_100 | Spur | 2033 | 8.641 | 199.9561
geo_advanced_100 | Spur | 2034 | 10.2324 | 208.3025
geo_advanced_100 | Spur | 2035 | 10.2324 | 208.3025
geo_advanced_100 | Spur | 2036 | 11.7731 | 216.8632
geo_advanced_100 | Spur | 2037 | 11.7731 | 216.8632
geo_advanced_100 | Spur | 2038 | 12.8284 | 237.3234
geo_advanced_100 | Spur | 2039 | 12.8284 | 237.3234
geo_advanced_100 | Spur | 2040 | 12.887 | 264.1182
geo_advanced_100 | Spur | 2041 | 12.887 | 264.1182
geo_advanced_100 | Spur | 2042 | 12.3966 | 275.3366
geo_advanced_100 | Spur | 2043 | 12.3966 | 275.3366
geo_advanced_100 | Spur | 2044 | 11.3873 | 293.9669
geo_advanced_100 | Spur | 2045 | 11.3873 | 293.9669
geo_advanced_100 | Spur | 2046 | 10.6948 | 319.8862
geo_advanced_100 | Spur | 2047 | 10.6948 | 319.8862
geo_advanced_100 | Spur | 2048 | 9.7735 | 341.7772
geo_advanced_100 | Spur | 2049 | 9.7735 | 341.7772
geo_advanced_100 | Spur | 2050 | 11.9418 | 582.1948
geo_advanced_100 | Spur | 2051 | 11.9418 | 582.1948
geo_advanced_100 | Spur | 2052 | 11.1154 | 574.9471
geo_advanced_100 | Spur | 2053 | 11.1154 | 574.9471
geo_advanced_100 | Spur | 2054 | 9.4238 | 562.67
geo_advanced_100 | Spur | 2055 | 9.4238 | 562.67
geo_advanced_100 | Spur | 2056 | 7.644 | 539.1755
geo_advanced_100 | Spur | 2057 | 7.644 | 539.1755
geo_advanced_100 | Spur | 2058 | 6.4127 | 523.8174
geo_advanced_100 | Spur | 2059 | 6.4127 | 523.8174
geo_advanced_100 | Spur | 2060 | 6.0129 | 508.4556
geo_advanced_100 | Spur | 2061 | 6.0129 | 508.4556
geo_advanced_100 | Spur | 2062 | 5.2694 | 491.6232
geo_advanced_100 | Spur | 2063 | 5.2694 | 491.6232
geo_advanced_100 | Spur | 2064 | 4.7585 | 474.051
geo_advanced_100 | Spur | 2065 | 4.7585 | 474.051
geo_advanced_100 | Spur | 2066 | 4.122 | 451.4286
geo_advanced_100 | Spur | 2067 | 4.122 | 451.4286
geo_advanced_100 | Spur | 2068 | 3.7302 | 428.2366
geo_advanced_100 | Spur | 2069 | 3.7302 | 428.2366
geo_advanced_100 | Spur | 2070 | -4.4409e-16 | 29.3134
geo_advanced_100 | Spur | 2071 | -4.4409e-16 | 29.3134
geo_advanced_100 | Spur | 2072 | -4.4409e-16 | 27.2168
geo_advanced_100 | Spur | 2073 | -4.4409e-16 | 27.2168
geo_advanced_100 | Spur | 2074 | -4.4409e-16 | 24.6334
geo_advanced_100 | Spur | 2075 | -4.4409e-16 | 24.6334
geo_advanced_100 | Spur | 2076 | -4.4409e-16 | 22.5576
geo_advanced_100 | Spur | 2077 | -4.4409e-16 | 22.5576
geo_advanced_100 | Spur | 2078 | -4.4409e-16 | 19.9592
geo_advanced_100 | Spur | 2079 | -4.4409e-16 | 19.9592
geo_advanced_100 | Spur | 2080 | -4.4409e-16 | 16.4096
geo_advanced_100 | Spur | 2081 | -4.4409e-16 | 16.4096
geo_advanced_100 | Spur | 2082 | -4.4409e-16 | 12.284
geo_advanced_100 | Spur | 2083 | -4.4409e-16 | 12.284
geo_advanced_100 | Spur | 2084 | -4.4409e-16 | 8.2415
geo_advanced_100 | Spur | 2085 | -4.4409e-16 | 8.2415
geo_advanced_100 | Spur | 2086 | -4.4409e-16 | 5.1844
geo_advanced_100 | Spur | 2087 | -4.4409e-16 | 5.1844
geo_advanced_100 | Spur | 2088 | -4.4409e-16 | 2.1887
geo_advanced_100 | Spur | 2089 | -4.4409e-16 | 2.1887
geo_advanced_100 | Spur | 2090 | -4.4409e-16 | 5.2332e-14
geo_advanced_100 | Trans O&M | 2010 | 11.7401 | 244.9605
geo_advanced_100 | Trans O&M | 2011 | 11.7401 | 243.3935
geo_advanced_100 | Trans O&M | 2012 | 11.7724 | 212.7321
geo_advanced_100 | Trans O&M | 2013 | 11.7724 | 211.6809
geo_advanced_100 | Trans O&M | 2014 | 11.7893 | 239.6043
geo_advanced_100 | Trans O&M | 2015 | 11.7893 | 238.1294
geo_advanced_100 | Trans O&M | 2016 | 11.8106 | 200.1977
geo_advanced_100 | Trans O&M | 2017 | 11.8106 | 199.8751
geo_advanced_100 | Trans O&M | 2018 | 11.8346 | 206.1207
geo_advanced_100 | Trans O&M | 2019 | 11.8346 | 205.3111
geo_advanced_100 | Trans O&M | 2020 | 11.8622 | 187.8173
geo_advanced_100 | Trans O&M | 2021 | 11.8622 | 184.4574
geo_advanced_100 | Trans O&M | 2022 | 11.9661 | 218.1065
geo_advanced_100 | Trans O&M | 2023 | 11.9661 | 213.9622
geo_advanced_100 | Trans O&M | 2024 | 12.279 | 193.7227
geo_advanced_100 | Trans O&M | 2025 | 12.279 | 191.3461
geo_advanced_100 | Trans O&M | 2026 | 12.6119 | 193.5164
geo_advanced_100 | Trans O&M | 2027 | 12.6119 | 191.154
geo_advanced_100 | Trans O&M | 2028 | 13.5068 | 194.8491
geo_advanced_100 | Trans O&M | 2029 | 13.5068 | 193.5544
geo_advanced_100 | Trans O&M | 2030 | 14.4673 | 196.8615
geo_advanced_100 | Trans O&M | 2031 | 14.4673 | 196.8615
geo_advanced_100 | Trans O&M | 2032 | 15.572 | 199.9561
geo_advanced_100 | Trans O&M | 2033 | 15.572 | 199.9561
geo_advanced_100 | Trans O&M | 2034 | 16.9526 | 208.3025
geo_advanced_100 | Trans O&M | 2035 | 16.9526 | 208.3025
geo_advanced_100 | Trans O&M | 2036 | 18.1768 | 216.8632
geo_advanced_100 | Trans O&M | 2037 | 18.1768 | 216.8632
geo_advanced_100 | Trans O&M | 2038 | 19.5439 | 237.3234
geo_advanced_100 | Trans O&M | 2039 | 19.5439 | 237.3234
geo_advanced_100 | Trans O&M | 2040 | 21.267 | 264.1182
geo_advanced_100 | Trans O&M | 2041 | 21.267 | 264.1182
geo_advanced_100 | Trans O&M | 2042 | 23.308 | 275.3366
geo_advanced_100 | Trans O&M | 2043 | 23.308 | 275.3366
geo_advanced_100 | Trans O&M | 2044 | 25.3052 | 293.9669
geo_advanced_100 | Trans O&M | 2045 | 25.3052 | 293.9669
geo_advanced_100 | Trans O&M | 2046 | 26.8038 | 319.8862
geo_advanced_100 | Trans O&M | 2047 | 26.8038 | 319.8862
geo_advanced_100 | Trans O&M | 2048 | 28.2636 | 341.7772
geo_advanced_100 | Trans O&M | 2049 | 28.2636 | 341.7772
geo_advanced_100 | Trans O&M | 2050 | 29.5379 | 582.1948
geo_advanced_100 | Trans O&M | 2051 | 29.5379 | 582.1948
geo_advanced_100 | Trans O&M | 2052 | 29.5379 | 574.9471
geo_advanced_100 | Trans O&M | 2053 | 29.5379 | 574.9471
geo_advanced_100 | Trans O&M | 2054 | 29.5379 | 562.67
geo_advanced_100 | Trans O&M | 2055 | 29.5379 | 562.67
geo_advanced_100 | Trans O&M | 2056 | 29.5379 | 539.1755
geo_advanced_100 | Trans O&M | 2057 | 29.5379 | 539.1755
geo_advanced_100 | Trans O&M | 2058 | 29.5379 | 523.8174
geo_advanced_100 | Trans O&M | 2059 | 29.5379 | 523.8174
geo_advanced_100 | Trans O&M | 2060 | 29.5379 | 508.4556
geo_advanced_100 | Trans O&M | 2061 | 29.5379 | 508.4556
geo_advanced_100 | Trans O&M | 2062 | 29.5379 | 491.6232
geo_advanced_100 | Trans O&M | 2063 | 29.5379 | 491.6232
geo_advanced_100 | Trans O&M | 2064 | 29.5379 | 474.051
geo_advanced_100 | Trans O&M | 2065 | 29.5379 | 474.051
geo_advanced_100 | Trans O&M | 2066 | 29.5379 | 451.4286
geo_advanced_100 | Trans O&M | 2067 | 29.5379 | 451.4286
geo_advanced_100 | Trans O&M | 2068 | 29.5379 | 428.2366
geo_advanced_100 | Trans O&M | 2069 | 29.5379 | 428.2366
geo_advanced_100 | Trans O&M | 2070 | 0 | 29.3134
geo_advanced_100 | Trans O&M | 2071 | 0 | 29.3134
geo_advanced_100 | Trans O&M | 2072 | 0 | 27.2168
geo_advanced_100 | Trans O&M | 2073 | 0 | 27.2168
geo_advanced_100 | Trans O&M | 2074 | 0 | 24.6334
geo_advanced_100 | Trans O&M | 2075 | 0 | 24.6334
geo_advanced_100 | Trans O&M | 2076 | 0 | 22.5576
geo_advanced_100 | Trans O&M | 2077 | 0 | 22.5576
geo_advanced_100 | Trans O&M | 2078 | 0 | 19.9592
geo_advanced_100 | Trans O&M | 2079 | 0 | 19.9592
geo_advanced_100 | Trans O&M | 2080 | 0 | 16.4096
geo_advanced_100 | Trans O&M | 2081 | 0 | 16.4096
geo_advanced_100 | Trans O&M | 2082 | 0 | 12.284
geo_advanced_100 | Trans O&M | 2083 | 0 | 12.284
geo_advanced_100 | Trans O&M | 2084 | 0 | 8.2415
geo_advanced_100 | Trans O&M | 2085 | 0 | 8.2415
geo_advanced_100 | Trans O&M | 2086 | 0 | 5.1844
geo_advanced_100 | Trans O&M | 2087 | 0 | 5.1844
geo_advanced_100 | Trans O&M | 2088 | 0 | 2.1887
geo_advanced_100 | Trans O&M | 2089 | 0 | 2.1887
geo_advanced_100 | Trans O&M | 2090 | 0 | 5.2332e-14
geo_advanced_100 | CO2 T&S Capex | 2010 | 0 | 244.9605
geo_advanced_100 | CO2 T&S Capex | 2011 | 0 | 243.3935
geo_advanced_100 | CO2 T&S Capex | 2012 | 0 | 212.7321
geo_advanced_100 | CO2 T&S Capex | 2013 | 0 | 211.6809
geo_advanced_100 | CO2 T&S Capex | 2014 | 0 | 239.6043
geo_advanced_100 | CO2 T&S Capex | 2015 | 0 | 238.1294
geo_advanced_100 | CO2 T&S Capex | 2016 | 0 | 200.1977
geo_advanced_100 | CO2 T&S Capex | 2017 | 0 | 199.8751
geo_advanced_100 | CO2 T&S Capex | 2018 | 0 | 206.1207
geo_advanced_100 | CO2 T&S Capex | 2019 | 0 | 205.3111
geo_advanced_100 | CO2 T&S Capex | 2020 | 0 | 187.8173
geo_advanced_100 | CO2 T&S Capex | 2021 | 0 | 184.4574
geo_advanced_100 | CO2 T&S Capex | 2022 | 0 | 218.1065
geo_advanced_100 | CO2 T&S Capex | 2023 | 0 | 213.9622
geo_advanced_100 | CO2 T&S Capex | 2024 | 0 | 193.7227
geo_advanced_100 | CO2 T&S Capex | 2025 | 0 | 191.3461
geo_advanced_100 | CO2 T&S Capex | 2026 | 0 | 193.5164
geo_advanced_100 | CO2 T&S Capex | 2027 | 0 | 191.154
geo_advanced_100 | CO2 T&S Capex | 2028 | 0.29756 | 194.8491
geo_advanced_100 | CO2 T&S Capex | 2029 | 0.29756 | 193.5544
geo_advanced_100 | CO2 T&S Capex | 2030 | 0.29756 | 196.8615
geo_advanced_100 | CO2 T&S Capex | 2031 | 0.29756 | 196.8615
geo_advanced_100 | CO2 T&S Capex | 2032 | 0.29756 | 199.9561
geo_advanced_100 | CO2 T&S Capex | 2033 | 0.29756 | 199.9561
geo_advanced_100 | CO2 T&S Capex | 2034 | 0.28891 | 208.3025
geo_advanced_100 | CO2 T&S Capex | 2035 | 0.28891 | 208.3025
geo_advanced_100 | CO2 T&S Capex | 2036 | 0.18707 | 216.8632
geo_advanced_100 | CO2 T&S Capex | 2037 | 0.18707 | 216.8632
geo_advanced_100 | CO2 T&S Capex | 2038 | 0.09677 | 237.3234
geo_advanced_100 | CO2 T&S Capex | 2039 | 0.09677 | 237.3234
geo_advanced_100 | CO2 T&S Capex | 2040 | 0.44997 | 264.1182
geo_advanced_100 | CO2 T&S Capex | 2041 | 0.44997 | 264.1182
geo_advanced_100 | CO2 T&S Capex | 2042 | 0.62834 | 275.3366
geo_advanced_100 | CO2 T&S Capex | 2043 | 0.62834 | 275.3366
geo_advanced_100 | CO2 T&S Capex | 2044 | 0.82405 | 293.9669
geo_advanced_100 | CO2 T&S Capex | 2045 | 0.82405 | 293.9669
geo_advanced_100 | CO2 T&S Capex | 2046 | 1.0727 | 319.8862
geo_advanced_100 | CO2 T&S Capex | 2047 | 1.0727 | 319.8862
geo_advanced_100 | CO2 T&S Capex | 2048 | 1.3355 | 341.7772
geo_advanced_100 | CO2 T&S Capex | 2049 | 1.3355 | 341.7772
geo_advanced_100 | CO2 T&S Capex | 2050 | 1.3355 | 582.1948
geo_advanced_100 | CO2 T&S Capex | 2051 | 1.3355 | 582.1948
geo_advanced_100 | CO2 T&S Capex | 2052 | 1.3355 | 574.9471
geo_advanced_100 | CO2 T&S Capex | 2053 | 1.3355 | 574.9471
geo_advanced_100 | CO2 T&S Capex | 2054 | 1.3355 | 562.67
geo_advanced_100 | CO2 T&S Capex | 2055 | 1.3355 | 562.67
geo_advanced_100 | CO2 T&S Capex | 2056 | 1.3355 | 539.1755
geo_advanced_100 | CO2 T&S Capex | 2057 | 1.3355 | 539.1755
geo_advanced_100 | CO2 T&S Capex | 2058 | 1.3355 | 523.8174
geo_advanced_100 | CO2 T&S Capex | 2059 | 1.3355 | 523.8174
geo_advanced_100 | CO2 T&S Capex | 2060 | 1.3355 | 508.4556
geo_advanced_100 | CO2 T&S Capex | 2061 | 1.3355 | 508.4556
geo_advanced_100 | CO2 T&S Capex | 2062 | 1.3355 | 491.6232
geo_advanced_100 | CO2 T&S Capex | 2063 | 1.3355 | 491.6232
geo_advanced_100 | CO2 T&S Capex | 2064 | 1.3355 | 474.051
geo_advanced_100 | CO2 T&S Capex | 2065 | 1.3355 | 474.051
geo_advanced_100 | CO2 T&S Capex | 2066 | 1.3355 | 451.4286
geo_advanced_100 | CO2 T&S Capex | 2067 | 1.3355 | 451.4286
geo_advanced_100 | CO2 T&S Capex | 2068 | 0 | 428.2366
geo_advanced_100 | CO2 T&S Capex | 2069 | 0 | 428.2366
geo_advanced_100 | CO2 T&S Capex | 2070 | 0 | 29.3134
geo_advanced_100 | CO2 T&S Capex | 2071 | 0 | 29.3134
geo_advanced_100 | CO2 T&S Capex | 2072 | 0 | 27.2168
geo_advanced_100 | CO2 T&S Capex | 2073 | 0 | 27.2168
geo_advanced_100 | CO2 T&S Capex | 2074 | 0 | 24.6334
geo_advanced_100 | CO2 T&S Capex | 2075 | 0 | 24.6334
geo_advanced_100 | CO2 T&S Capex | 2076 | 0 | 22.5576
geo_advanced_100 | CO2 T&S Capex | 2077 | 0 | 22.5576
geo_advanced_100 | CO2 T&S Capex | 2078 | 0 | 19.9592
geo_advanced_100 | CO2 T&S Capex | 2079 | 0 | 19.9592
geo_advanced_100 | CO2 T&S Capex | 2080 | 0 | 16.4096
geo_advanced_100 | CO2 T&S Capex | 2081 | 0 | 16.4096
geo_advanced_100 | CO2 T&S Capex | 2082 | 0 | 12.284
geo_advanced_100 | CO2 T&S Capex | 2083 | 0 | 12.284
geo_advanced_100 | CO2 T&S Capex | 2084 | 0 | 8.2415
geo_advanced_100 | CO2 T&S Capex | 2085 | 0 | 8.2415
geo_advanced_100 | CO2 T&S Capex | 2086 | 0 | 5.1844
geo_advanced_100 | CO2 T&S Capex | 2087 | 0 | 5.1844
geo_advanced_100 | CO2 T&S Capex | 2088 | 0 | 2.1887
geo_advanced_100 | CO2 T&S Capex | 2089 | 0 | 2.1887
geo_advanced_100 | CO2 T&S Capex | 2090 | 0 | 5.2332e-14
geo_advanced_100 | ACP | 2010 | 0 | 244.9605
geo_advanced_100 | ACP | 2011 | 0 | 243.3935
geo_advanced_100 | ACP | 2012 | 0 | 212.7321
geo_advanced_100 | ACP | 2013 | 0 | 211.6809
geo_advanced_100 | ACP | 2014 | 0 | 239.6043
geo_advanced_100 | ACP | 2015 | 0 | 238.1294
geo_advanced_100 | ACP | 2016 | 0 | 200.1977
geo_advanced_100 | ACP | 2017 | 0 | 199.8751
geo_advanced_100 | ACP | 2018 | 0 | 206.1207
geo_advanced_100 | ACP | 2019 | 0 | 205.3111
geo_advanced_100 | ACP | 2020 | 1.5923 | 187.8173
geo_advanced_100 | ACP | 2021 | 1.5923 | 184.4574
geo_advanced_100 | ACP | 2022 | 0.00090959 | 218.1065
geo_advanced_100 | ACP | 2023 | 0.00090959 | 213.9622
geo_advanced_100 | ACP | 2024 | 0.00078176 | 193.7227
geo_advanced_100 | ACP | 2025 | 0.00078176 | 191.3461
geo_advanced_100 | ACP | 2026 | 0.00060125 | 193.5164
geo_advanced_100 | ACP | 2027 | 0.00060125 | 191.154
geo_advanced_100 | ACP | 2028 | 0.00052569 | 194.8491
geo_advanced_100 | ACP | 2029 | 0.00052569 | 193.5544
geo_advanced_100 | ACP | 2030 | 0.00028283 | 196.8615
geo_advanced_100 | ACP | 2031 | 0.00028283 | 196.8615
geo_advanced_100 | ACP | 2032 | 0.00028283 | 199.9561
geo_advanced_100 | ACP | 2033 | 0.00028283 | 199.9561
geo_advanced_100 | ACP | 2034 | 0.00028283 | 208.3025
geo_advanced_100 | ACP | 2035 | 0.00028283 | 208.3025
geo_advanced_100 | ACP | 2036 | 0.00029487 | 216.8632
geo_advanced_100 | ACP | 2037 | 0.00029487 | 216.8632
geo_advanced_100 | ACP | 2038 | 0.00031016 | 237.3234
geo_advanced_100 | ACP | 2039 | 0.00031016 | 237.3234
geo_advanced_100 | ACP | 2040 | 0.00029055 | 264.1182
geo_advanced_100 | ACP | 2041 | 0.00029055 | 264.1182
geo_advanced_100 | ACP | 2042 | 0.00029055 | 275.3366
geo_advanced_100 | ACP | 2043 | 0.00029055 | 275.3366
geo_advanced_100 | ACP | 2044 | 0.00029055 | 293.9669
geo_advanced_100 | ACP | 2045 | 0.00029055 | 293.9669
geo_advanced_100 | ACP | 2046 | 0.00029055 | 319.8862
geo_advanced_100 | ACP | 2047 | 0.00029055 | 319.8862
geo_advanced_100 | ACP | 2048 | 0.00029055 | 341.7772
geo_advanced_100 | ACP | 2049 | 0.00029055 | 341.7772
geo_advanced_100 | ACP | 2050 | 0.00029055 | 582.1948
geo_advanced_100 | ACP | 2051 | 0.00029055 | 582.1948
geo_advanced_100 | ACP | 2052 | 0.00029055 | 574.9471
geo_advanced_100 | ACP | 2053 | 0.00029055 | 574.9471
geo_advanced_100 | ACP | 2054 | 0.00029055 | 562.67
geo_advanced_100 | ACP | 2055 | 0.00029055 | 562.67
geo_advanced_100 | ACP | 2056 | 0.00029055 | 539.1755
geo_advanced_100 | ACP | 2057 | 0.00029055 | 539.1755
geo_advanced_100 | ACP | 2058 | 0.00029055 | 523.8174
geo_advanced_100 | ACP | 2059 | 0.00029055 | 523.8174
geo_advanced_100 | ACP | 2060 | 0.00029055 | 508.4556
geo_advanced_100 | ACP | 2061 | 0.00029055 | 508.4556
geo_advanced_100 | ACP | 2062 | 0.00029055 | 491.6232
geo_advanced_100 | ACP | 2063 | 0.00029055 | 491.6232
geo_advanced_100 | ACP | 2064 | 0.00029055 | 474.051
geo_advanced_100 | ACP | 2065 | 0.00029055 | 474.051
geo_advanced_100 | ACP | 2066 | 0.00029055 | 451.4286
geo_advanced_100 | ACP | 2067 | 0.00029055 | 451.4286
geo_advanced_100 | ACP | 2068 | 0.00029055 | 428.2366
geo_advanced_100 | ACP | 2069 | 0.00029055 | 428.2366
geo_advanced_100 | ACP | 2070 | 0 | 29.3134
geo_advanced_100 | ACP | 2071 | 0 | 29.3134
geo_advanced_100 | ACP | 2072 | 0 | 27.2168
geo_advanced_100 | ACP | 2073 | 0 | 27.2168
geo_advanced_100 | ACP | 2074 | 0 | 24.6334
geo_advanced_100 | ACP | 2075 | 0 | 24.6334
geo_advanced_100 | ACP | 2076 | 0 | 22.5576
geo_advanced_100 | ACP | 2077 | 0 | 22.5576
geo_advanced_100 | ACP | 2078 | 0 | 19.9592
geo_advanced_100 | ACP | 2079 | 0 | 19.9592
geo_advanced_100 | ACP | 2080 | 0 | 16.4096
geo_advanced_100 | ACP | 2081 | 0 | 16.4096
geo_advanced_100 | ACP | 2082 | 0 | 12.284
geo_advanced_100 | ACP | 2083 | 0 | 12.284
geo_advanced_100 | ACP | 2084 | 0 | 8.2415
geo_advanced_100 | ACP | 2085 | 0 | 8.2415
geo_advanced_100 | ACP | 2086 | 0 | 5.1844
geo_advanced_100 | ACP | 2087 | 0 | 5.1844
geo_advanced_100 | ACP | 2088 | 0 | 2.1887
geo_advanced_100 | ACP | 2089 | 0 | 2.1887
geo_advanced_100 | ACP | 2090 | 0 | 5.2332e-14

## 30_Hydrogen Production (Million
tech | region | year | Production (Million tonnes) | scenario

## 31_Hydrogen Price ($ per kg)
product | year | Price ($/kg) | scenario

## 32_Final Wind Capacity (GW)
scenario | rs | Capacity (GW)
geo_advanced_100 | s1 | 0
geo_advanced_100 | s100 | 0.4042
geo_advanced_100 | s101 | 0.252
geo_advanced_100 | s102 | 2.3907
geo_advanced_100 | s103 | 3.7498
geo_advanced_100 | s104 | 3.5536
geo_advanced_100 | s105 | 0.76442
geo_advanced_100 | s107 | 5.1371
geo_advanced_100 | s108 | 2.8181
geo_advanced_100 | s109 | 0.44261
geo_advanced_100 | s110 | 1.5113
geo_advanced_100 | s111 | 0.37414
geo_advanced_100 | s112 | 2.5352
geo_advanced_100 | s114 | 5.6309
geo_advanced_100 | s115 | 0.17537
geo_advanced_100 | s116 | 7.9757
geo_advanced_100 | s117 | 0.55096
geo_advanced_100 | s118 | 1.9107
geo_advanced_100 | s119 | 2.4222
geo_advanced_100 | s12 | 0.16971
geo_advanced_100 | s120 | 2.2607
geo_advanced_100 | s121 | 3.0666
geo_advanced_100 | s122 | 3.2266
geo_advanced_100 | s123 | 4.6557
geo_advanced_100 | s124 | 0.89664
geo_advanced_100 | s125 | 0.91529
geo_advanced_100 | s127 | 0.0025
geo_advanced_100 | s128 | 0.73111
geo_advanced_100 | s129 | 0.22921
geo_advanced_100 | s130 | 0.27206
geo_advanced_100 | s132 | 15.2382
geo_advanced_100 | s133 | 0.411
geo_advanced_100 | s134 | 7.9814
geo_advanced_100 | s135 | 8.6772
geo_advanced_100 | s136 | 9.4824
geo_advanced_100 | s137 | 0.92624
geo_advanced_100 | s138 | 0
geo_advanced_100 | s139 | 1.3222
geo_advanced_100 | s14 | 0.10347
geo_advanced_100 | s140 | 0.72811
geo_advanced_100 | s141 | 0.37662
geo_advanced_100 | s143 | 6.9029
geo_advanced_100 | s144 | 14.9252
geo_advanced_100 | s146 | 2.6197
geo_advanced_100 | s147 | 3.1907
geo_advanced_100 | s148 | 4.6938
geo_advanced_100 | s149 | 6.1104
geo_advanced_100 | s15 | 1.5187
geo_advanced_100 | s150 | 9.3264
geo_advanced_100 | s151 | 0.044688
geo_advanced_100 | s152 | 2.1359
geo_advanced_100 | s153 | 13.1804
geo_advanced_100 | s154 | 18.577
geo_advanced_100 | s155 | 3.1153
geo_advanced_100 | s156 | 2.7781
geo_advanced_100 | s157 | 9.8487
geo_advanced_100 | s158 | 0.065022
geo_advanced_100 | s159 | 0.62813
geo_advanced_100 | s16 | 1.7666
geo_advanced_100 | s160 | 0.73233
geo_advanced_100 | s162 | 6.3781
geo_advanced_100 | s163 | 103.6081
geo_advanced_100 | s164 | 3.3243
geo_advanced_100 | s165 | 8.4735
geo_advanced_100 | s166 | 4.0473
geo_advanced_100 | s167 | 7.9052
geo_advanced_100 | s168 | 0.54026
geo_advanced_100 | s169 | 8.1129
geo_advanced_100 | s17 | 0.10806
geo_advanced_100 | s170 | 0.97526
geo_advanced_100 | s171 | 27.0726
geo_advanced_100 | s172 | 11.8962
geo_advanced_100 | s174 | 10.2904
geo_advanced_100 | s176 | 4.376
geo_advanced_100 | s177 | 0.51798
geo_advanced_100 | s178 | 2.8589
geo_advanced_100 | s179 | 0.58702
geo_advanced_100 | s180 | 9.126
geo_advanced_100 | s181 | 1.2006
geo_advanced_100 | s182 | 0.4166
geo_advanced_100 | s183 | 0.0059
geo_advanced_100 | s184 | 1.2245
geo_advanced_100 | s185 | 3.2021
geo_advanced_100 | s186 | 4.659
geo_advanced_100 | s187 | 7.4951
geo_advanced_100 | s188 | 4.0745
geo_advanced_100 | s19 | 0
geo_advanced_100 | s190 | 0.58099
geo_advanced_100 | s191 | 1.6227
geo_advanced_100 | s192 | 0.95125
geo_advanced_100 | s193 | 1.6955
geo_advanced_100 | s194 | 0.56157
geo_advanced_100 | s195 | 0.44429
geo_advanced_100 | s196 | 0.027046
geo_advanced_100 | s197 | 0.050854
geo_advanced_100 | s198 | 0.22805
geo_advanced_100 | s199 | 6.4903
geo_advanced_100 | s20 | 15.9766
geo_advanced_100 | s200 | 4.7158
geo_advanced_100 | s201 | 0.14118
geo_advanced_100 | s202 | 1.002
geo_advanced_100 | s203 | 3.7852
geo_advanced_100 | s205 | 0.10694
geo_advanced_100 | s206 | 0.29967
geo_advanced_100 | s207 | 6.3017
geo_advanced_100 | s208 | 5.9756
geo_advanced_100 | s209 | 7.7077
geo_advanced_100 | s21 | 2.4717
geo_advanced_100 | s210 | 4.2045
geo_advanced_100 | s211 | 0.80375
geo_advanced_100 | s212 | 1.5765
geo_advanced_100 | s214 | 5.5218
geo_advanced_100 | s215 | 1.4076
geo_advanced_100 | s216 | 1.0976
geo_advanced_100 | s217 | 0.2295
geo_advanced_100 | s218 | 2.8326
geo_advanced_100 | s219 | 0.48105
geo_advanced_100 | s22 | 0.77664
geo_advanced_100 | s221 | 9.4644
geo_advanced_100 | s222 | 0.52925
geo_advanced_100 | s223 | 0.035114
geo_advanced_100 | s224 | 7.4276
geo_advanced_100 | s225 | 0.14016
geo_advanced_100 | s226 | 2.507
geo_advanced_100 | s227 | 0.0054
geo_advanced_100 | s228 | 3.632
geo_advanced_100 | s229 | 0.049453
geo_advanced_100 | s230 | 1.187
geo_advanced_100 | s234 | 0.022
geo_advanced_100 | s235 | 0.078991
geo_advanced_100 | s236 | 3.7777
geo_advanced_100 | s237 | 0.23347
geo_advanced_100 | s240 | 1.5663
geo_advanced_100 | s243 | 2.0307
geo_advanced_100 | s244 | 1.2082
geo_advanced_100 | s245 | 0.41536
geo_advanced_100 | s248 | 0.30582
geo_advanced_100 | s249 | 0.45403
geo_advanced_100 | s25 | 3.4008
geo_advanced_100 | s250 | 2.5824
geo_advanced_100 | s252 | 0.85958
geo_advanced_100 | s253 | 0.82455
geo_advanced_100 | s254 | 0.37419
geo_advanced_100 | s255 | 1.1636
geo_advanced_100 | s256 | 4.7003
geo_advanced_100 | s257 | 0.74856
geo_advanced_100 | s259 | 4.2333
geo_advanced_100 | s26 | 6.9679
geo_advanced_100 | s260 | 3.2773
geo_advanced_100 | s261 | 0.04995
geo_advanced_100 | s262 | 6.4623
geo_advanced_100 | s263 | 2.813
geo_advanced_100 | s265 | 1.4768
geo_advanced_100 | s267 | 23.0364
geo_advanced_100 | s268 | 0.27254
geo_advanced_100 | s269 | 0.20098
geo_advanced_100 | s27 | 0.58801
geo_advanced_100 | s270 | 1.6339
geo_advanced_100 | s272 | 0.257
geo_advanced_100 | s273 | 2.301
geo_advanced_100 | s274 | 0.71007
geo_advanced_100 | s275 | 9.8916
geo_advanced_100 | s276 | 0.39051
geo_advanced_100 | s277 | 6.0002
geo_advanced_100 | s279 | 3.2336
geo_advanced_100 | s28 | 0.0618
geo_advanced_100 | s280 | 1.313
geo_advanced_100 | s281 | 0.0284
geo_advanced_100 | s286 | 2.8387
geo_advanced_100 | s288 | 0.30775
geo_advanced_100 | s289 | 0.14147
geo_advanced_100 | s29 | 8.749
geo_advanced_100 | s291 | 0.83083
geo_advanced_100 | s292 | 0.89661
geo_advanced_100 | s293 | 1.9971
geo_advanced_100 | s294 | 6.2962
geo_advanced_100 | s296 | 0.068259
geo_advanced_100 | s298 | 0.13764
geo_advanced_100 | s299 | 0.008335
geo_advanced_100 | s3 | 0
geo_advanced_100 | s30 | 1.0401
geo_advanced_100 | s300 | 0.98693
geo_advanced_100 | s301 | 0.16846
geo_advanced_100 | s302 | 0.20216
geo_advanced_100 | s304 | 4.589
geo_advanced_100 | s305 | 0.12386
geo_advanced_100 | s306 | 0.097807
geo_advanced_100 | s307 | 0.60938
geo_advanced_100 | s308 | 0.064492
geo_advanced_100 | s309 | 1.7011
geo_advanced_100 | s31 | 2.8725
geo_advanced_100 | s313 | 3.2028
geo_advanced_100 | s314 | 4.6538
geo_advanced_100 | s315 | 2.022
geo_advanced_100 | s32 | 0.16386
geo_advanced_100 | s320 | 2.4076
geo_advanced_100 | s321 | 1.7397
geo_advanced_100 | s322 | 4.2781
geo_advanced_100 | s323 | 2.3764
geo_advanced_100 | s324 | 1.0361
geo_advanced_100 | s325 | 1.3418
geo_advanced_100 | s326 | 1.2215
geo_advanced_100 | s329 | 0.0001
geo_advanced_100 | s33 | 1.7042
geo_advanced_100 | s330 | 1.0243
geo_advanced_100 | s331 | 0.000364
geo_advanced_100 | s332 | 6.7154
geo_advanced_100 | s333 | 1.9206
geo_advanced_100 | s334 | 2.595
geo_advanced_100 | s335 | 2.3528
geo_advanced_100 | s336 | 2.1344
geo_advanced_100 | s337 | 1.3873
geo_advanced_100 | s338 | 2.2102
geo_advanced_100 | s339 | 1.7483
geo_advanced_100 | s340 | 0.10647
geo_advanced_100 | s341 | 0.018006
geo_advanced_100 | s342 | 3.7374
geo_advanced_100 | s343 | 0.076545
geo_advanced_100 | s345 | 0.96517
geo_advanced_100 | s346 | 0.57288
geo_advanced_100 | s347 | 0.2427
geo_advanced_100 | s348 | 0.82079
geo_advanced_100 | s349 | 5.7107
geo_advanced_100 | s350 | 0.01
geo_advanced_100 | s351 | 0.62286
geo_advanced_100 | s352 | 0.42846
geo_advanced_100 | s353 | 2.1096
geo_advanced_100 | s354 | 0.090018
geo_advanced_100 | s355 | 1.4238
geo_advanced_100 | s356 | 0.94339
geo_advanced_100 | s36 | 0.028299
geo_advanced_100 | s38 | 0
geo_advanced_100 | s4 | 1.0073
geo_advanced_100 | s40 | 2.2182
geo_advanced_100 | s42 | 0
geo_advanced_100 | s44 | 0
geo_advanced_100 | s46 | 1.0687
geo_advanced_100 | s47 | 0
geo_advanced_100 | s48 | 0
geo_advanced_100 | s49 | 0
geo_advanced_100 | s5 | 0.34023
geo_advanced_100 | s50 | 0.2047
geo_advanced_100 | s52 | 0
geo_advanced_100 | s53 | 0.5302
geo_advanced_100 | s54 | 0.49409
geo_advanced_100 | s55 | 0.014173
geo_advanced_100 | s57 | 0
geo_advanced_100 | s59 | 0
geo_advanced_100 | s62 | 0.79483
geo_advanced_100 | s63 | 1.2574
geo_advanced_100 | s64 | 0.070668
geo_advanced_100 | s65 | 2.6446
geo_advanced_100 | s66 | 0.75958
geo_advanced_100 | s67 | 0.59205
geo_advanced_100 | s68 | 0.33115
geo_advanced_100 | s7 | 0.126
geo_advanced_100 | s70 | 1.3444
geo_advanced_100 | s71 | 6.3234
geo_advanced_100 | s72 | 0.23225
geo_advanced_100 | s73 | 1.2849
geo_advanced_100 | s74 | 22.7172
geo_advanced_100 | s78 | 0.46435
geo_advanced_100 | s79 | 0.073955
geo_advanced_100 | s8 | 2.7884
geo_advanced_100 | s80 | 0.076472
geo_advanced_100 | s81 | 0.031385
geo_advanced_100 | s82 | 0.073143
geo_advanced_100 | s83 | 0
geo_advanced_100 | s84 | 0
geo_advanced_100 | s85 | 4.7608
geo_advanced_100 | s86 | 1.4706
geo_advanced_100 | s87 | 8.8611
geo_advanced_100 | s88 | 0
geo_advanced_100 | s9 | 0.79421
geo_advanced_100 | s90 | 0.1504
geo_advanced_100 | s92 | 4.7618
geo_advanced_100 | s93 | 12.208
geo_advanced_100 | s95 | 0.94381
geo_advanced_100 | s96 | 0.23275
geo_advanced_100 | s97 | 0.2988
geo_advanced_100 | s98 | 3.025
geo_advanced_100 | s99 | 20.343

## 33_PV Capacity (GW)
scenario | rb | Capacity (GW)
geo_advanced_100 | p1 | 1.8493
geo_advanced_100 | p10 | 22.3755
geo_advanced_100 | p100 | 4.4807
geo_advanced_100 | p101 | 53.5611
geo_advanced_100 | p102 | 17.595
geo_advanced_100 | p103 | 7.8898
geo_advanced_100 | p104 | 16.9869
geo_advanced_100 | p105 | 4.0475
geo_advanced_100 | p106 | 6.2409
geo_advanced_100 | p107 | 6.9266
geo_advanced_100 | p108 | 4.417
geo_advanced_100 | p109 | 19.5311
geo_advanced_100 | p11 | 4.5568
geo_advanced_100 | p110 | 0.67417
geo_advanced_100 | p111 | 11.6488
geo_advanced_100 | p112 | 15.5958
geo_advanced_100 | p113 | 17.016
geo_advanced_100 | p114 | 8.6739
geo_advanced_100 | p115 | 1.593
geo_advanced_100 | p116 | 1.0515
geo_advanced_100 | p117 | 0.66534
geo_advanced_100 | p118 | 3.8766
geo_advanced_100 | p119 | 0.18009
geo_advanced_100 | p12 | 1.2565
geo_advanced_100 | p120 | 0.38018
geo_advanced_100 | p121 | 1.2204
geo_advanced_100 | p122 | 6.531
geo_advanced_100 | p123 | 7.6002
geo_advanced_100 | p124 | 0.027364
geo_advanced_100 | p125 | 1.2678
geo_advanced_100 | p126 | 7.19
geo_advanced_100 | p127 | 18.3898
geo_advanced_100 | p128 | 2.6396
geo_advanced_100 | p129 | 2.0214
geo_advanced_100 | p13 | 4.0637
geo_advanced_100 | p130 | 2.6634
geo_advanced_100 | p131 | 7.1474
geo_advanced_100 | p132 | 3.6002
geo_advanced_100 | p133 | 0.65825
geo_advanced_100 | p134 | 2.4252
geo_advanced_100 | p14 | 0.16073
geo_advanced_100 | p15 | 5.2709
geo_advanced_100 | p16 | 0.84933
geo_advanced_100 | p17 | 0.21336
geo_advanced_100 | p18 | 0.11791
geo_advanced_100 | p19 | 0.003
geo_advanced_100 | p2 | 0.87591
geo_advanced_100 | p20 | 0.14782
geo_advanced_100 | p21 | 0.47349
geo_advanced_100 | p22 | 0.012425
geo_advanced_100 | p23 | 0.057545
geo_advanced_100 | p24 | 0.70317
geo_advanced_100 | p25 | 8.4258
geo_advanced_100 | p26 | 0.62492
geo_advanced_100 | p27 | 6.4638
geo_advanced_100 | p28 | 10.0341
geo_advanced_100 | p29 | 1.0286
geo_advanced_100 | p3 | 0.43
geo_advanced_100 | p30 | 4.0215
geo_advanced_100 | p31 | 1.1365
geo_advanced_100 | p32 | 0.077
geo_advanced_100 | p33 | 7.1713
geo_advanced_100 | p34 | 1.8278
geo_advanced_100 | p35 | 30.4491
geo_advanced_100 | p36 | 2.2949
geo_advanced_100 | p37 | 29.4052
geo_advanced_100 | p38 | 8.0285
geo_advanced_100 | p39 | 0.77594
geo_advanced_100 | p4 | 0.67067
geo_advanced_100 | p40 | 2.9368
geo_advanced_100 | p41 | 5.0714
geo_advanced_100 | p42 | 0.80272
geo_advanced_100 | p43 | 7.6662
geo_advanced_100 | p44 | 1.8938
geo_advanced_100 | p45 | 8.6666
geo_advanced_100 | p46 | 3.2378
geo_advanced_100 | p47 | 1.1642
geo_advanced_100 | p48 | 7.3181
geo_advanced_100 | p49 | 0.7629
geo_advanced_100 | p5 | 1.6302
geo_advanced_100 | p50 | 5.2346
geo_advanced_100 | p51 | 3.7242
geo_advanced_100 | p52 | 0.53292
geo_advanced_100 | p53 | 14.873
geo_advanced_100 | p54 | 2.2251
geo_advanced_100 | p55 | 2.2328
geo_advanced_100 | p56 | 2.929
geo_advanced_100 | p57 | 2.8607
geo_advanced_100 | p58 | 20.4307
geo_advanced_100 | p59 | 3.4775
geo_advanced_100 | p6 | 2.4734
geo_advanced_100 | p60 | 5.2758
geo_advanced_100 | p61 | 3.3268
geo_advanced_100 | p62 | 4.7994
geo_advanced_100 | p63 | 16.6816
geo_advanced_100 | p64 | 9.9418
geo_advanced_100 | p65 | 12.6841
geo_advanced_100 | p66 | 5.0253
geo_advanced_100 | p67 | 16.8434
geo_advanced_100 | p68 | 3.1036
geo_advanced_100 | p69 | 0.80427
geo_advanced_100 | p7 | 10.383
geo_advanced_100 | p70 | 6.3979
geo_advanced_100 | p71 | 1.0638
geo_advanced_100 | p72 | 6.0455
geo_advanced_100 | p73 | 0.24143
geo_advanced_100 | p74 | 0.071636
geo_advanced_100 | p75 | 1.3578
geo_advanced_100 | p76 | 2.2743
geo_advanced_100 | p77 | 1.8297
geo_advanced_100 | p78 | 1.8857
geo_advanced_100 | p79 | 2.4053
geo_advanced_100 | p8 | 3.1001
geo_advanced_100 | p80 | 111.8005
geo_advanced_100 | p81 | 4.6138
geo_advanced_100 | p82 | 1.7064
geo_advanced_100 | p83 | 0.48632
geo_advanced_100 | p84 | 1.4569
geo_advanced_100 | p85 | 3.8846
geo_advanced_100 | p86 | 11.4067
geo_advanced_100 | p87 | 5.4236
geo_advanced_100 | p88 | 3.9122
geo_advanced_100 | p89 | 7.5154
geo_advanced_100 | p9 | 26.8497
geo_advanced_100 | p90 | 8.0615
geo_advanced_100 | p91 | 6.9047
geo_advanced_100 | p92 | 41.4039
geo_advanced_100 | p93 | 8.3276
geo_advanced_100 | p94 | 31.3166
geo_advanced_100 | p95 | 6.6572
geo_advanced_100 | p96 | 14.3768
geo_advanced_100 | p97 | 20.0671
geo_advanced_100 | p98 | 10.3436
geo_advanced_100 | p99 | 9.3104

## 35_CSP Capacity (GW)
scenario | rb | Capacity (GW)
geo_advanced_100 | p1 | 0
geo_advanced_100 | p10 | 0
geo_advanced_100 | p100 | 0
geo_advanced_100 | p101 | 0
geo_advanced_100 | p102 | 0
geo_advanced_100 | p103 | 0
geo_advanced_100 | p104 | 0
geo_advanced_100 | p105 | 0
geo_advanced_100 | p106 | 0
geo_advanced_100 | p107 | 0
geo_advanced_100 | p108 | 0
geo_advanced_100 | p109 | 0
geo_advanced_100 | p11 | 0
geo_advanced_100 | p110 | 0
geo_advanced_100 | p111 | 0
geo_advanced_100 | p112 | 0
geo_advanced_100 | p113 | 0
geo_advanced_100 | p114 | 0
geo_advanced_100 | p115 | 0
geo_advanced_100 | p116 | 0
geo_advanced_100 | p117 | 0
geo_advanced_100 | p118 | 0
geo_advanced_100 | p119 | 0
geo_advanced_100 | p12 | 0
geo_advanced_100 | p120 | 0
geo_advanced_100 | p121 | 0
geo_advanced_100 | p122 | 0
geo_advanced_100 | p123 | 0
geo_advanced_100 | p124 | 0
geo_advanced_100 | p125 | 0
geo_advanced_100 | p126 | 0
geo_advanced_100 | p127 | 0
geo_advanced_100 | p128 | 0
geo_advanced_100 | p129 | 0
geo_advanced_100 | p13 | 0
geo_advanced_100 | p130 | 0
geo_advanced_100 | p131 | 0
geo_advanced_100 | p132 | 0
geo_advanced_100 | p133 | 0
geo_advanced_100 | p134 | 0
geo_advanced_100 | p14 | 0
geo_advanced_100 | p15 | 0
geo_advanced_100 | p16 | 0
geo_advanced_100 | p17 | 0
geo_advanced_100 | p18 | 0
geo_advanced_100 | p19 | 0
geo_advanced_100 | p2 | 0
geo_advanced_100 | p20 | 0
geo_advanced_100 | p21 | 0
geo_advanced_100 | p22 | 0
geo_advanced_100 | p23 | 0
geo_advanced_100 | p24 | 0
geo_advanced_100 | p25 | 0
geo_advanced_100 | p26 | 0
geo_advanced_100 | p27 | 0
geo_advanced_100 | p28 | 0
geo_advanced_100 | p29 | 0
geo_advanced_100 | p3 | 0
geo_advanced_100 | p30 | 0
geo_advanced_100 | p31 | 0
geo_advanced_100 | p32 | 0
geo_advanced_100 | p33 | 0
geo_advanced_100 | p34 | 0
geo_advanced_100 | p35 | 0
geo_advanced_100 | p36 | 0
geo_advanced_100 | p37 | 0
geo_advanced_100 | p38 | 0
geo_advanced_100 | p39 | 0
geo_advanced_100 | p4 | 0
geo_advanced_100 | p40 | 0
geo_advanced_100 | p41 | 0
geo_advanced_100 | p42 | 0
geo_advanced_100 | p43 | 0
geo_advanced_100 | p44 | 0
geo_advanced_100 | p45 | 0
geo_advanced_100 | p46 | 0
geo_advanced_100 | p47 | 0
geo_advanced_100 | p48 | 0
geo_advanced_100 | p49 | 0
geo_advanced_100 | p5 | 0
geo_advanced_100 | p50 | 0
geo_advanced_100 | p51 | 0
geo_advanced_100 | p52 | 0
geo_advanced_100 | p53 | 0.022529
geo_advanced_100 | p54 | 0
geo_advanced_100 | p55 | 0
geo_advanced_100 | p56 | 0
geo_advanced_100 | p57 | 0
geo_advanced_100 | p58 | 0
geo_advanced_100 | p59 | 0
geo_advanced_100 | p6 | 0
geo_advanced_100 | p60 | 0
geo_advanced_100 | p61 | 7.0876
geo_advanced_100 | p62 | 4.7195
geo_advanced_100 | p63 | 0.03166
geo_advanced_100 | p64 | 0
geo_advanced_100 | p65 | 0
geo_advanced_100 | p66 | 0
geo_advanced_100 | p67 | 0
geo_advanced_100 | p68 | 0
geo_advanced_100 | p69 | 0
geo_advanced_100 | p7 | 0
geo_advanced_100 | p70 | 0
geo_advanced_100 | p71 | 0
geo_advanced_100 | p72 | 0
geo_advanced_100 | p73 | 0
geo_advanced_100 | p74 | 0
geo_advanced_100 | p75 | 0
geo_advanced_100 | p76 | 0
geo_advanced_100 | p77 | 0
geo_advanced_100 | p78 | 0
geo_advanced_100 | p79 | 0
geo_advanced_100 | p8 | 0
geo_advanced_100 | p80 | 0
geo_advanced_100 | p81 | 0
geo_advanced_100 | p82 | 0
geo_advanced_100 | p83 | 0
geo_advanced_100 | p84 | 0
geo_advanced_100 | p85 | 0
geo_advanced_100 | p86 | 0
geo_advanced_100 | p87 | 0
geo_advanced_100 | p88 | 0
geo_advanced_100 | p89 | 0
geo_advanced_100 | p9 | 0
geo_advanced_100 | p90 | 0
geo_advanced_100 | p91 | 0
geo_advanced_100 | p92 | 0.31826
geo_advanced_100 | p93 | 0
geo_advanced_100 | p94 | 0
geo_advanced_100 | p95 | 0
geo_advanced_100 | p96 | 0
geo_advanced_100 | p97 | 0
geo_advanced_100 | p98 | 0
geo_advanced_100 | p99 | 0.01577

## 36_Biopower Capacity (GW)
scenario | rb | Capacity (GW)
geo_advanced_100 | p1 | 0.0099
geo_advanced_100 | p10 | 0.32411
geo_advanced_100 | p100 | 0
geo_advanced_100 | p101 | 0.3565
geo_advanced_100 | p102 | 0.34396
geo_advanced_100 | p103 | 2.7171
geo_advanced_100 | p104 | 0.90491
geo_advanced_100 | p105 | 0.0546
geo_advanced_100 | p106 | 0
geo_advanced_100 | p107 | 5.0408
geo_advanced_100 | p108 | 3.1139
geo_advanced_100 | p109 | 17.3662
geo_advanced_100 | p11 | 3.9042
geo_advanced_100 | p110 | 2.426
geo_advanced_100 | p111 | 0.0744
geo_advanced_100 | p112 | 0.0108
geo_advanced_100 | p113 | 6.056
geo_advanced_100 | p114 | 21.751
geo_advanced_100 | p115 | 0.83989
geo_advanced_100 | p116 | 0
geo_advanced_100 | p117 | 0.0054
geo_advanced_100 | p118 | 2.8636
geo_advanced_100 | p119 | 0.63172
geo_advanced_100 | p12 | 0.0032
geo_advanced_100 | p120 | 0.087376
geo_advanced_100 | p121 | 0.26722
geo_advanced_100 | p122 | 5.3848
geo_advanced_100 | p123 | 0.1288
geo_advanced_100 | p124 | 0
geo_advanced_100 | p125 | 0.01
geo_advanced_100 | p126 | 0.1563
geo_advanced_100 | p127 | 0.2403
geo_advanced_100 | p128 | 0.0993
geo_advanced_100 | p129 | 4.8273
geo_advanced_100 | p13 | 0.0066
geo_advanced_100 | p130 | 0.1059
geo_advanced_100 | p131 | 0.2603
geo_advanced_100 | p132 | 0.24758
geo_advanced_100 | p133 | 0.0401
geo_advanced_100 | p134 | 0.045225
geo_advanced_100 | p14 | 0.0032
geo_advanced_100 | p15 | 0.0229
geo_advanced_100 | p16 | 0.005
geo_advanced_100 | p17 | 0.0032
geo_advanced_100 | p18 | 0
geo_advanced_100 | p19 | 0
geo_advanced_100 | p2 | 0.0365
geo_advanced_100 | p20 | 0
geo_advanced_100 | p21 | 0
geo_advanced_100 | p22 | 0
geo_advanced_100 | p23 | 0
geo_advanced_100 | p24 | 0
geo_advanced_100 | p25 | 0.0106
geo_advanced_100 | p26 | 0
geo_advanced_100 | p27 | 0
geo_advanced_100 | p28 | 0.0282
geo_advanced_100 | p29 | 0
geo_advanced_100 | p3 | 1.105
geo_advanced_100 | p30 | 0
geo_advanced_100 | p31 | 0.0032
geo_advanced_100 | p32 | 0
geo_advanced_100 | p33 | 0.0189
geo_advanced_100 | p34 | 0
geo_advanced_100 | p35 | 0
geo_advanced_100 | p36 | 0
geo_advanced_100 | p37 | 0.08759
geo_advanced_100 | p38 | 0
geo_advanced_100 | p39 | 0
geo_advanced_100 | p4 | 0
geo_advanced_100 | p40 | 0.7998
geo_advanced_100 | p41 | 1.4574
geo_advanced_100 | p42 | 0
geo_advanced_100 | p43 | 0.074
geo_advanced_100 | p44 | 0
geo_advanced_100 | p45 | 0.004
geo_advanced_100 | p46 | 0.0083
geo_advanced_100 | p47 | 1.9008
geo_advanced_100 | p48 | 0.17037
geo_advanced_100 | p49 | 0
geo_advanced_100 | p5 | 0.0501
geo_advanced_100 | p50 | 4.3694
geo_advanced_100 | p51 | 5.1442
geo_advanced_100 | p52 | 0
geo_advanced_100 | p53 | 1.5804
geo_advanced_100 | p54 | 0.085283
geo_advanced_100 | p55 | 0.18367
geo_advanced_100 | p56 | 4.4609
geo_advanced_100 | p57 | 0
geo_advanced_100 | p58 | 0
geo_advanced_100 | p59 | 0
geo_advanced_100 | p6 | 0.0156
geo_advanced_100 | p60 | 0
geo_advanced_100 | p61 | 0
geo_advanced_100 | p62 | 0
geo_advanced_100 | p63 | 0.0788
geo_advanced_100 | p64 | 0.008
geo_advanced_100 | p65 | 0.0238
geo_advanced_100 | p66 | 0.15302
geo_advanced_100 | p67 | 6.2575
geo_advanced_100 | p68 | 0
geo_advanced_100 | p69 | 0.68022
geo_advanced_100 | p7 | 0
geo_advanced_100 | p70 | 0.0122
geo_advanced_100 | p71 | 0
geo_advanced_100 | p72 | 0.0057
geo_advanced_100 | p73 | 0
geo_advanced_100 | p74 | 0
geo_advanced_100 | p75 | 0.0559
geo_advanced_100 | p76 | 0.0141
geo_advanced_100 | p77 | 0.0016
geo_advanced_100 | p78 | 0.0094
geo_advanced_100 | p79 | 0.0379
geo_advanced_100 | p8 | 0
geo_advanced_100 | p80 | 0.0756
geo_advanced_100 | p81 | 0
geo_advanced_100 | p82 | 0.0024
geo_advanced_100 | p83 | 0.0073
geo_advanced_100 | p84 | 0.0038
geo_advanced_100 | p85 | 0.0048
geo_advanced_100 | p86 | 2.1511
geo_advanced_100 | p87 | 5.1661
geo_advanced_100 | p88 | 2.7946
geo_advanced_100 | p89 | 5.6502
geo_advanced_100 | p9 | 0.1515
geo_advanced_100 | p90 | 4.5337
geo_advanced_100 | p91 | 0.0178
geo_advanced_100 | p92 | 9.235
geo_advanced_100 | p93 | 0
geo_advanced_100 | p94 | 21.4544
geo_advanced_100 | p95 | 28.3643
geo_advanced_100 | p96 | 6.2497
geo_advanced_100 | p97 | 9.774
geo_advanced_100 | p98 | 0.0473
geo_advanced_100 | p99 | 0.2176

## 37_Geothermal Capacity (GW)
scenario | rb | Capacity (GW)
geo_advanced_100 | p1 | 0
geo_advanced_100 | p10 | 14.6556
geo_advanced_100 | p100 | 0
geo_advanced_100 | p101 | 0
geo_advanced_100 | p102 | 0
geo_advanced_100 | p103 | 0
geo_advanced_100 | p104 | 0
geo_advanced_100 | p105 | 0
geo_advanced_100 | p106 | 0
geo_advanced_100 | p107 | 0
geo_advanced_100 | p108 | 0
geo_advanced_100 | p109 | 0
geo_advanced_100 | p11 | 0
geo_advanced_100 | p110 | 0
geo_advanced_100 | p111 | 0
geo_advanced_100 | p112 | 0
geo_advanced_100 | p113 | 0
geo_advanced_100 | p114 | 0
geo_advanced_100 | p115 | 0
geo_advanced_100 | p116 | 5.9556
geo_advanced_100 | p117 | 0
geo_advanced_100 | p118 | 0
geo_advanced_100 | p119 | 0
geo_advanced_100 | p12 | 20.8715
geo_advanced_100 | p120 | 0
geo_advanced_100 | p121 | 0
geo_advanced_100 | p122 | 0
geo_advanced_100 | p123 | 0
geo_advanced_100 | p124 | 0
geo_advanced_100 | p125 | 0
geo_advanced_100 | p126 | 0
geo_advanced_100 | p127 | 0
geo_advanced_100 | p128 | 0
geo_advanced_100 | p129 | 0
geo_advanced_100 | p13 | 0
geo_advanced_100 | p130 | 0
geo_advanced_100 | p131 | 0
geo_advanced_100 | p132 | 0
geo_advanced_100 | p133 | 0
geo_advanced_100 | p134 | 0
geo_advanced_100 | p14 | 0
geo_advanced_100 | p15 | 0
geo_advanced_100 | p16 | 8.7949
geo_advanced_100 | p17 | 0
geo_advanced_100 | p18 | 0.16575
geo_advanced_100 | p19 | 0
geo_advanced_100 | p2 | 0
geo_advanced_100 | p20 | 0
geo_advanced_100 | p21 | 2.5859
geo_advanced_100 | p22 | 0
geo_advanced_100 | p23 | 0
geo_advanced_100 | p24 | 0
geo_advanced_100 | p25 | 1.0608
geo_advanced_100 | p26 | 0
geo_advanced_100 | p27 | 0
geo_advanced_100 | p28 | 15.0543
geo_advanced_100 | p29 | 0
geo_advanced_100 | p3 | 0
geo_advanced_100 | p30 | 1.346
geo_advanced_100 | p31 | 3.3296
geo_advanced_100 | p32 | 0
geo_advanced_100 | p33 | 3.6365
geo_advanced_100 | p34 | 3.3236
geo_advanced_100 | p35 | 0
geo_advanced_100 | p36 | 0
geo_advanced_100 | p37 | 0
geo_advanced_100 | p38 | 3.846
geo_advanced_100 | p39 | 0
geo_advanced_100 | p4 | 0
geo_advanced_100 | p40 | 0
geo_advanced_100 | p41 | 0
geo_advanced_100 | p42 | 0
geo_advanced_100 | p43 | 0
geo_advanced_100 | p44 | 0
geo_advanced_100 | p45 | 0
geo_advanced_100 | p46 | 0
geo_advanced_100 | p47 | 0
geo_advanced_100 | p48 | 0
geo_advanced_100 | p49 | 0
geo_advanced_100 | p5 | 3.4484
geo_advanced_100 | p50 | 0
geo_advanced_100 | p51 | 0
geo_advanced_100 | p52 | 0
geo_advanced_100 | p53 | 0
geo_advanced_100 | p54 | 0
geo_advanced_100 | p55 | 0
geo_advanced_100 | p56 | 0
geo_advanced_100 | p57 | 9.3624
geo_advanced_100 | p58 | 17.3465
geo_advanced_100 | p59 | 0
geo_advanced_100 | p6 | 6.5254
geo_advanced_100 | p60 | 0
geo_advanced_100 | p61 | 0
geo_advanced_100 | p62 | 0
geo_advanced_100 | p63 | 1.8199
geo_advanced_100 | p64 | 3.618
geo_advanced_100 | p65 | 17.329
geo_advanced_100 | p66 | 1.8653
geo_advanced_100 | p67 | 0
geo_advanced_100 | p68 | 0
geo_advanced_100 | p69 | 0
geo_advanced_100 | p7 | 0
geo_advanced_100 | p70 | 0
geo_advanced_100 | p71 | 0
geo_advanced_100 | p72 | 0
geo_advanced_100 | p73 | 0
geo_advanced_100 | p74 | 0
geo_advanced_100 | p75 | 0
geo_advanced_100 | p76 | 0
geo_advanced_100 | p77 | 0
geo_advanced_100 | p78 | 0
geo_advanced_100 | p79 | 0
geo_advanced_100 | p8 | 3.6618
geo_advanced_100 | p80 | 0
geo_advanced_100 | p81 | 0
geo_advanced_100 | p82 | 0
geo_advanced_100 | p83 | 0
geo_advanced_100 | p84 | 0
geo_advanced_100 | p85 | 9.5778
geo_advanced_100 | p86 | 1.3834
geo_advanced_100 | p87 | 1.0038
geo_advanced_100 | p88 | 0
geo_advanced_100 | p89 | 0
geo_advanced_100 | p9 | 6.5757
geo_advanced_100 | p90 | 0
geo_advanced_100 | p91 | 0
geo_advanced_100 | p92 | 0
geo_advanced_100 | p93 | 0
geo_advanced_100 | p94 | 0
geo_advanced_100 | p95 | 0
geo_advanced_100 | p96 | 0
geo_advanced_100 | p97 | 0
geo_advanced_100 | p98 | 0.29956
geo_advanced_100 | p99 | 0

## 38_Hydro and Canadian Import Ca
scenario | rb | Capacity (GW)
geo_advanced_100 | p1 | 3.5912
geo_advanced_100 | p10 | 1.1595
geo_advanced_100 | p100 | 0.0024
geo_advanced_100 | p101 | 0.0575
geo_advanced_100 | p102 | 0
geo_advanced_100 | p103 | 0.56863
geo_advanced_100 | p104 | 0.0098
geo_advanced_100 | p105 | 0.0154
geo_advanced_100 | p106 | 0
geo_advanced_100 | p107 | 0.0508
geo_advanced_100 | p108 | 0
geo_advanced_100 | p109 | 0.3071
geo_advanced_100 | p11 | 0.0169
geo_advanced_100 | p110 | 0.0879
geo_advanced_100 | p111 | 0
geo_advanced_100 | p112 | 0.0999
geo_advanced_100 | p113 | 0
geo_advanced_100 | p114 | 0.002
geo_advanced_100 | p115 | 0.1551
geo_advanced_100 | p116 | 0.2063
geo_advanced_100 | p117 | 0.0625
geo_advanced_100 | p118 | 0.195
geo_advanced_100 | p119 | 0
geo_advanced_100 | p12 | 0.0123
geo_advanced_100 | p120 | 0
geo_advanced_100 | p121 | 0.018
geo_advanced_100 | p122 | 0.7946
geo_advanced_100 | p123 | 0.625
geo_advanced_100 | p124 | 0
geo_advanced_100 | p125 | 0
geo_advanced_100 | p126 | 0.0123
geo_advanced_100 | p127 | 7.9888
geo_advanced_100 | p128 | 0
geo_advanced_100 | p129 | 2.827
geo_advanced_100 | p13 | 1.0394
geo_advanced_100 | p130 | 0.5075
geo_advanced_100 | p131 | 0.2748
geo_advanced_100 | p132 | 0.1292
geo_advanced_100 | p133 | 0.0027
geo_advanced_100 | p134 | 1.0165
geo_advanced_100 | p14 | 0.3395
geo_advanced_100 | p15 | 1.9114
geo_advanced_100 | p16 | 0.65518
geo_advanced_100 | p17 | 1.9632
geo_advanced_100 | p18 | 0.80524
geo_advanced_100 | p19 | 0.218
geo_advanced_100 | p2 | 3.3475
geo_advanced_100 | p20 | 0
geo_advanced_100 | p21 | 0.0663
geo_advanced_100 | p22 | 0
geo_advanced_100 | p23 | 0
geo_advanced_100 | p24 | 0.2408
geo_advanced_100 | p25 | 0.0865
geo_advanced_100 | p26 | 0.1837
geo_advanced_100 | p27 | 1.2945
geo_advanced_100 | p28 | 1.9434
geo_advanced_100 | p29 | 0
geo_advanced_100 | p3 | 3.1428
geo_advanced_100 | p30 | 0
geo_advanced_100 | p31 | 0.0827
geo_advanced_100 | p32 | 0.004
geo_advanced_100 | p33 | 0.3064
geo_advanced_100 | p34 | 0.3882
geo_advanced_100 | p35 | 0
geo_advanced_100 | p36 | 0.049
geo_advanced_100 | p37 | 1.8767
geo_advanced_100 | p38 | 1.723
geo_advanced_100 | p39 | 0.041
geo_advanced_100 | p4 | 14.4907
geo_advanced_100 | p40 | 0.2659
geo_advanced_100 | p41 | 0
geo_advanced_100 | p42 | 1.3682
geo_advanced_100 | p43 | 0.19961
geo_advanced_100 | p44 | 0.0019
geo_advanced_100 | p45 | 0
geo_advanced_100 | p46 | 0.18754
geo_advanced_100 | p47 | 0
geo_advanced_100 | p48 | 0
geo_advanced_100 | p49 | 0
geo_advanced_100 | p5 | 8.0136
geo_advanced_100 | p50 | 0.4149
geo_advanced_100 | p51 | 0.4739
geo_advanced_100 | p52 | 0
geo_advanced_100 | p53 | 0.007
geo_advanced_100 | p54 | 0
geo_advanced_100 | p55 | 0.3025
geo_advanced_100 | p56 | 0.4162
geo_advanced_100 | p57 | 0
geo_advanced_100 | p58 | 0.192
geo_advanced_100 | p59 | 0
geo_advanced_100 | p6 | 0.4383
geo_advanced_100 | p60 | 0
geo_advanced_100 | p61 | 0.058
geo_advanced_100 | p62 | 0
geo_advanced_100 | p63 | 0.166
geo_advanced_100 | p64 | 0.3102
geo_advanced_100 | p65 | 0.0365
geo_advanced_100 | p66 | 0.19938
geo_advanced_100 | p67 | 0
geo_advanced_100 | p68 | 0.0066
geo_advanced_100 | p69 | 0
geo_advanced_100 | p7 | 0.2502
geo_advanced_100 | p70 | 0.2195
geo_advanced_100 | p71 | 0.027
geo_advanced_100 | p72 | 0.255
geo_advanced_100 | p73 | 0
geo_advanced_100 | p74 | 0.1263
geo_advanced_100 | p75 | 0.1113
geo_advanced_100 | p76 | 0.08892
geo_advanced_100 | p77 | 0.0426
geo_advanced_100 | p78 | 0
geo_advanced_100 | p79 | 0
geo_advanced_100 | p8 | 0.1176
geo_advanced_100 | p80 | 0.0389
geo_advanced_100 | p81 | 0.0044
geo_advanced_100 | p82 | 0
geo_advanced_100 | p83 | 0
geo_advanced_100 | p84 | 0.003
geo_advanced_100 | p85 | 0.90814
geo_advanced_100 | p86 | 0
geo_advanced_100 | p87 | 0
geo_advanced_100 | p88 | 0
geo_advanced_100 | p89 | 1.7144
geo_advanced_100 | p9 | 10.6821
geo_advanced_100 | p90 | 1.8123
geo_advanced_100 | p91 | 0
geo_advanced_100 | p92 | 2.8577
geo_advanced_100 | p93 | 0.7634
geo_advanced_100 | p94 | 2.146
geo_advanced_100 | p95 | 0.4574
geo_advanced_100 | p96 | 0.9163
geo_advanced_100 | p97 | 1.5892
geo_advanced_100 | p98 | 0.5787
geo_advanced_100 | p99 | 0.7351

## 39_Pumped-hydro Capacity (GW)
scenario | rb | Capacity (GW)
geo_advanced_100 | p1 | 0
geo_advanced_100 | p10 | 2.7193
geo_advanced_100 | p100 | 0
geo_advanced_100 | p101 | 0
geo_advanced_100 | p102 | 0
geo_advanced_100 | p103 | 2.235
geo_advanced_100 | p104 | 0
geo_advanced_100 | p105 | 0
geo_advanced_100 | p106 | 0
geo_advanced_100 | p107 | 0
geo_advanced_100 | p108 | 0
geo_advanced_100 | p109 | 0
geo_advanced_100 | p11 | 0.042
geo_advanced_100 | p110 | 0
geo_advanced_100 | p111 | 0
geo_advanced_100 | p112 | 0
geo_advanced_100 | p113 | 0
geo_advanced_100 | p114 | 0
geo_advanced_100 | p115 | 0
geo_advanced_100 | p116 | 0.044934
geo_advanced_100 | p117 | 0
geo_advanced_100 | p118 | 0.54972
geo_advanced_100 | p119 | 0
geo_advanced_100 | p12 | 0.0054457
geo_advanced_100 | p120 | 0
geo_advanced_100 | p121 | 0
geo_advanced_100 | p122 | 1.572
geo_advanced_100 | p123 | 0
geo_advanced_100 | p124 | 0
geo_advanced_100 | p125 | 0
geo_advanced_100 | p126 | 0.42
geo_advanced_100 | p127 | 1.4271
geo_advanced_100 | p128 | 0
geo_advanced_100 | p129 | 0
geo_advanced_100 | p13 | 0
geo_advanced_100 | p130 | 0
geo_advanced_100 | p131 | 1.768
geo_advanced_100 | p132 | 0
geo_advanced_100 | p133 | 0
geo_advanced_100 | p134 | 0
geo_advanced_100 | p14 | 0
geo_advanced_100 | p15 | 0
geo_advanced_100 | p16 | 0.1579
geo_advanced_100 | p17 | 0
geo_advanced_100 | p18 | 0
geo_advanced_100 | p19 | 0
geo_advanced_100 | p2 | 0
geo_advanced_100 | p20 | 0
geo_advanced_100 | p21 | 0
geo_advanced_100 | p22 | 0
geo_advanced_100 | p23 | 0
geo_advanced_100 | p24 | 0
geo_advanced_100 | p25 | 4.2136
geo_advanced_100 | p26 | 0
geo_advanced_100 | p27 | 1.3195
geo_advanced_100 | p28 | 0.2163
geo_advanced_100 | p29 | 0
geo_advanced_100 | p3 | 0
geo_advanced_100 | p30 | 0
geo_advanced_100 | p31 | 0
geo_advanced_100 | p32 | 0
geo_advanced_100 | p33 | 0.5808
geo_advanced_100 | p34 | 0
geo_advanced_100 | p35 | 0
geo_advanced_100 | p36 | 0
geo_advanced_100 | p37 | 0
geo_advanced_100 | p38 | 0
geo_advanced_100 | p39 | 0
geo_advanced_100 | p4 | 0.314
geo_advanced_100 | p40 | 0
geo_advanced_100 | p41 | 0
geo_advanced_100 | p42 | 0
geo_advanced_100 | p43 | 0
geo_advanced_100 | p44 | 0
geo_advanced_100 | p45 | 0
geo_advanced_100 | p46 | 0
geo_advanced_100 | p47 | 0
geo_advanced_100 | p48 | 0
geo_advanced_100 | p49 | 0
geo_advanced_100 | p5 | 0
geo_advanced_100 | p50 | 0
geo_advanced_100 | p51 | 0.258
geo_advanced_100 | p52 | 0
geo_advanced_100 | p53 | 0
geo_advanced_100 | p54 | 0
geo_advanced_100 | p55 | 0.186
geo_advanced_100 | p56 | 0
geo_advanced_100 | p57 | 0
geo_advanced_100 | p58 | 0
geo_advanced_100 | p59 | 0
geo_advanced_100 | p6 | 0
geo_advanced_100 | p60 | 0
geo_advanced_100 | p61 | 0
geo_advanced_100 | p62 | 0
geo_advanced_100 | p63 | 0
geo_advanced_100 | p64 | 0.005
geo_advanced_100 | p65 | 0
geo_advanced_100 | p66 | 0
geo_advanced_100 | p67 | 0
geo_advanced_100 | p68 | 0
geo_advanced_100 | p69 | 0
geo_advanced_100 | p7 | 0
geo_advanced_100 | p70 | 0
geo_advanced_100 | p71 | 0.031
geo_advanced_100 | p72 | 0
geo_advanced_100 | p73 | 0.44
geo_advanced_100 | p74 | 0
geo_advanced_100 | p75 | 0
geo_advanced_100 | p76 | 0
geo_advanced_100 | p77 | 0
geo_advanced_100 | p78 | 0
geo_advanced_100 | p79 | 0
geo_advanced_100 | p8 | 0
geo_advanced_100 | p80 | 0
geo_advanced_100 | p81 | 0
geo_advanced_100 | p82 | 0
geo_advanced_100 | p83 | 0
geo_advanced_100 | p84 | 0
geo_advanced_100 | p85 | 0.03
geo_advanced_100 | p86 | 0
geo_advanced_100 | p87 | 0
geo_advanced_100 | p88 | 0
geo_advanced_100 | p89 | 0
geo_advanced_100 | p9 | 6.2436
geo_advanced_100 | p90 | 0
geo_advanced_100 | p91 | 0
geo_advanced_100 | p92 | 1.6163
geo_advanced_100 | p93 | 0
geo_advanced_100 | p94 | 1.8974
geo_advanced_100 | p95 | 2.22
geo_advanced_100 | p96 | 0.576
geo_advanced_100 | p97 | 0.086
geo_advanced_100 | p98 | 0
geo_advanced_100 | p99 | 3.6397

## 40_Battery Storage Capacity (GW
scenario | rb | Capacity (GW)
geo_advanced_100 | p1 | 5.9491
geo_advanced_100 | p10 | 15.8671
geo_advanced_100 | p100 | 3.962
geo_advanced_100 | p101 | 24.6393
geo_advanced_100 | p102 | 7.8697
geo_advanced_100 | p103 | 17.5241
geo_advanced_100 | p104 | 0.10042
geo_advanced_100 | p105 | 9.4188
geo_advanced_100 | p106 | 9.4369
geo_advanced_100 | p107 | 2.2377
geo_advanced_100 | p108 | 0.45054
geo_advanced_100 | p109 | 4.8204
geo_advanced_100 | p11 | 2.0848
geo_advanced_100 | p110 | 0.061866
geo_advanced_100 | p111 | 5.9328
geo_advanced_100 | p112 | 1.3889
geo_advanced_100 | p113 | 2.4097
geo_advanced_100 | p114 | 0.9717
geo_advanced_100 | p115 | 0.56795
geo_advanced_100 | p116 | 0.33164
geo_advanced_100 | p117 | 0.012742
geo_advanced_100 | p118 | 0.34634
geo_advanced_100 | p119 | 0.28066
geo_advanced_100 | p12 | 0.46035
geo_advanced_100 | p120 | 0.10085
geo_advanced_100 | p121 | 0.3202
geo_advanced_100 | p122 | 1.3953
geo_advanced_100 | p123 | 12.065
geo_advanced_100 | p124 | 0.24975
geo_advanced_100 | p125 | 3.5155
geo_advanced_100 | p126 | 5.094
geo_advanced_100 | p127 | 9.5142
geo_advanced_100 | p128 | 2.7316
geo_advanced_100 | p129 | 0.095495
geo_advanced_100 | p13 | 7.3266
geo_advanced_100 | p130 | 0.40419
geo_advanced_100 | p131 | 3.3372
geo_advanced_100 | p132 | 3.8431
geo_advanced_100 | p133 | 0.51324
geo_advanced_100 | p134 | 2.7451
geo_advanced_100 | p14 | 0
geo_advanced_100 | p15 | 0.40547
geo_advanced_100 | p16 | 0.084955
geo_advanced_100 | p17 | 0.0065581
geo_advanced_100 | p18 | 0
geo_advanced_100 | p19 | 0
geo_advanced_100 | p2 | 3.0803
geo_advanced_100 | p20 | 0
geo_advanced_100 | p21 | 0.019489
geo_advanced_100 | p22 | 0.73001
geo_advanced_100 | p23 | 0
geo_advanced_100 | p24 | 0.1951
geo_advanced_100 | p25 | 1.5394
geo_advanced_100 | p26 | 0.32383
geo_advanced_100 | p27 | 1.0877
geo_advanced_100 | p28 | 6.2861
geo_advanced_100 | p29 | 0.78093
geo_advanced_100 | p3 | 0.143
geo_advanced_100 | p30 | 1.8028
geo_advanced_100 | p31 | 1.2177
geo_advanced_100 | p32 | 0.19994
geo_advanced_100 | p33 | 3.2757
geo_advanced_100 | p34 | 0
geo_advanced_100 | p35 | 0
geo_advanced_100 | p36 | 1.4745
geo_advanced_100 | p37 | 2.4066
geo_advanced_100 | p38 | 0
geo_advanced_100 | p39 | 0.062037
geo_advanced_100 | p4 | 0
geo_advanced_100 | p40 | 0.97897
geo_advanced_100 | p41 | 3.9181
geo_advanced_100 | p42 | 0
geo_advanced_100 | p43 | 4.2033
geo_advanced_100 | p44 | 0
geo_advanced_100 | p45 | 3.3159
geo_advanced_100 | p46 | 0.82374
geo_advanced_100 | p47 | 0.25998
geo_advanced_100 | p48 | 2.7468
geo_advanced_100 | p49 | 0.063536
geo_advanced_100 | p5 | 2.5359
geo_advanced_100 | p50 | 0.017405
geo_advanced_100 | p51 | 0.067165
geo_advanced_100 | p52 | 0
geo_advanced_100 | p53 | 6.9857
geo_advanced_100 | p54 | 3.5572
geo_advanced_100 | p55 | 1.0241
geo_advanced_100 | p56 | 0
geo_advanced_100 | p57 | 1.3525
geo_advanced_100 | p58 | 13.2068
geo_advanced_100 | p59 | 1.9212
geo_advanced_100 | p6 | 0.58226
geo_advanced_100 | p60 | 2.4382
geo_advanced_100 | p61 | 0.040527
geo_advanced_100 | p62 | 0.16212
geo_advanced_100 | p63 | 16.6851
geo_advanced_100 | p64 | 1.0492
geo_advanced_100 | p65 | 1.7035
geo_advanced_100 | p66 | 1.5808
geo_advanced_100 | p67 | 13.8643
geo_advanced_100 | p68 | 0
geo_advanced_100 | p69 | 0.9299
geo_advanced_100 | p7 | 2.0222
geo_advanced_100 | p70 | 4.2239
geo_advanced_100 | p71 | 0.53996
geo_advanced_100 | p72 | 8.9621
geo_advanced_100 | p73 | 0.21125
geo_advanced_100 | p74 | 0.57067
geo_advanced_100 | p75 | 3.7814
geo_advanced_100 | p76 | 2.6464
geo_advanced_100 | p77 | 0.28487
geo_advanced_100 | p78 | 2.0794
geo_advanced_100 | p79 | 7.4716
geo_advanced_100 | p8 | 0.53475
geo_advanced_100 | p80 | 4.2131
geo_advanced_100 | p81 | 6.7917
geo_advanced_100 | p82 | 1.1796
geo_advanced_100 | p83 | 3.5709
geo_advanced_100 | p84 | 0
geo_advanced_100 | p85 | 0.36858
geo_advanced_100 | p86 | 1.8736
geo_advanced_100 | p87 | 0
geo_advanced_100 | p88 | 0.033188
geo_advanced_100 | p89 | 3.6551
geo_advanced_100 | p9 | 5.1508
geo_advanced_100 | p90 | 2.202
geo_advanced_100 | p91 | 0
geo_advanced_100 | p92 | 6.9826
geo_advanced_100 | p93 | 2.3916
geo_advanced_100 | p94 | 14.5784
geo_advanced_100 | p95 | 0
geo_advanced_100 | p96 | 11.367
geo_advanced_100 | p97 | 4.2703
geo_advanced_100 | p98 | 14.1938
geo_advanced_100 | p99 | 15.8415

## 41_Capacity Factor - Generation
tech | scenario | year | CF
nuclear | geo_advanced_100 | 2010 | 0.9187
nuclear | geo_advanced_100 | 2012 | 0.91845
nuclear | geo_advanced_100 | 2014 | 0.9189
nuclear | geo_advanced_100 | 2016 | 0.91811
nuclear | geo_advanced_100 | 2018 | 0.91814
nuclear | geo_advanced_100 | 2020 | 0.9179
nuclear | geo_advanced_100 | 2022 | 0.91597
nuclear | geo_advanced_100 | 2024 | 0.90929
nuclear | geo_advanced_100 | 2026 | 0.90894
nuclear | geo_advanced_100 | 2028 | 0.89552
nuclear | geo_advanced_100 | 2030 | 0.8804
nuclear | geo_advanced_100 | 2032 | 0.87569
nuclear | geo_advanced_100 | 2034 | 0.85456
nuclear | geo_advanced_100 | 2036 | 0.79912
nuclear | geo_advanced_100 | 2038 | 0.77984
nuclear | geo_advanced_100 | 2040 | 0.78207
nuclear | geo_advanced_100 | 2042 | 0.76113
nuclear | geo_advanced_100 | 2044 | 0.75978
nuclear | geo_advanced_100 | 2046 | 0.77861
nuclear | geo_advanced_100 | 2048 | 0.77939
nuclear | geo_advanced_100 | 2050 | 0.22237
coal | geo_advanced_100 | 2010 | 0.71395
coal | geo_advanced_100 | 2012 | 0.47349
coal | geo_advanced_100 | 2014 | 0.68502
coal | geo_advanced_100 | 2016 | 0.41327
coal | geo_advanced_100 | 2018 | 0.4536
coal | geo_advanced_100 | 2020 | 0.33416
coal | geo_advanced_100 | 2022 | 0.51823
coal | geo_advanced_100 | 2024 | 0.25691
coal | geo_advanced_100 | 2026 | 0.1786
coal | geo_advanced_100 | 2028 | 0.084159
coal | geo_advanced_100 | 2030 | 0.080143
coal | geo_advanced_100 | 2032 | 0.081458
coal | geo_advanced_100 | 2034 | 0.06
coal | geo_advanced_100 | 2036 | 0.06
gas-cc | geo_advanced_100 | 2010 | 0.41014
gas-cc | geo_advanced_100 | 2012 | 0.63417
gas-cc | geo_advanced_100 | 2014 | 0.39395
gas-cc | geo_advanced_100 | 2016 | 0.66009
gas-cc | geo_advanced_100 | 2018 | 0.56659
gas-cc | geo_advanced_100 | 2020 | 0.66307
gas-cc | geo_advanced_100 | 2022 | 0.46313
gas-cc | geo_advanced_100 | 2024 | 0.43779
gas-cc | geo_advanced_100 | 2026 | 0.3792
gas-cc | geo_advanced_100 | 2028 | 0.31277
gas-cc | geo_advanced_100 | 2030 | 0.21759
gas-cc | geo_advanced_100 | 2032 | 0.19011
gas-cc | geo_advanced_100 | 2034 | 0.1167
gas-cc | geo_advanced_100 | 2036 | 0.06
gas-cc | geo_advanced_100 | 2038 | 0.06
gas-cc | geo_advanced_100 | 2040 | 0.06
gas-cc | geo_advanced_100 | 2042 | 0.06
gas-cc | geo_advanced_100 | 2044 | 0.06
gas-cc | geo_advanced_100 | 2046 | 0.06
gas-cc | geo_advanced_100 | 2048 | 0.06
gas-cc-ccs_mod_upgrade | geo_advanced_100 | 2028 | 0.87612
gas-cc-ccs_mod_upgrade | geo_advanced_100 | 2030 | 0.87612
gas-cc-ccs_mod_upgrade | geo_advanced_100 | 2032 | 0.87612
gas-cc-ccs_mod_upgrade | geo_advanced_100 | 2034 | 0.85065
gas-cc-ccs_mod_upgrade | geo_advanced_100 | 2036 | 0.55081
gas-cc-ccs_mod_upgrade | geo_advanced_100 | 2038 | 0.06
gas-cc-ccs_mod_upgrade | geo_advanced_100 | 2040 | 0.076139
gas-cc-ccs_mod_upgrade | geo_advanced_100 | 2042 | 0.068963
gas-cc-ccs_mod_upgrade | geo_advanced_100 | 2044 | 0.061916
gas-cc-ccs_mod_upgrade | geo_advanced_100 | 2046 | 0.06
gas-cc-ccs_mod_upgrade | geo_advanced_100 | 2048 | 0.06
gas-ct | geo_advanced_100 | 2010 | 0.06
gas-ct | geo_advanced_100 | 2012 | 0.06
gas-ct | geo_advanced_100 | 2014 | 0.060222
gas-ct | geo_advanced_100 | 2016 | 0.062204
gas-ct | geo_advanced_100 | 2018 | 0.061733
gas-ct | geo_advanced_100 | 2020 | 0.070357
gas-ct | geo_advanced_100 | 2022 | 0.06
gas-ct | geo_advanced_100 | 2024 | 0.06
gas-ct | geo_advanced_100 | 2026 | 0.06
gas-ct | geo_advanced_100 | 2028 | 0.06
gas-ct | geo_advanced_100 | 2030 | 0.06
gas-ct | geo_advanced_100 | 2032 | 0.06
gas-ct | geo_advanced_100 | 2034 | 0.06
gas-ct | geo_advanced_100 | 2036 | 0.06
gas-ct | geo_advanced_100 | 2038 | 0.06
gas-ct | geo_advanced_100 | 2040 | 0.06
gas-ct | geo_advanced_100 | 2042 | 0.06
o-g-s | geo_advanced_100 | 2010 | 0.063894
o-g-s | geo_advanced_100 | 2012 | 0.063452
o-g-s | geo_advanced_100 | 2014 | 0.064712
o-g-s | geo_advanced_100 | 2016 | 0.076996
o-g-s | geo_advanced_100 | 2018 | 0.063805
o-g-s | geo_advanced_100 | 2020 | 0.094028
o-g-s | geo_advanced_100 | 2022 | 0.06
o-g-s | geo_advanced_100 | 2024 | 0.06
o-g-s | geo_advanced_100 | 2026 | 0.06
o-g-s | geo_advanced_100 | 2028 | 0.06
o-g-s | geo_advanced_100 | 2030 | 0.06
o-g-s | geo_advanced_100 | 2032 | 0.06
o-g-s | geo_advanced_100 | 2034 | 0.06
o-g-s | geo_advanced_100 | 2036 | 0.06
o-g-s | geo_advanced_100 | 2038 | 0.06
o-g-s | geo_advanced_100 | 2040 | 0.06
o-g-s | geo_advanced_100 | 2042 | 0.06
hydro | geo_advanced_100 | 2010 | 0.38664
hydro | geo_advanced_100 | 2012 | 0.39881
hydro | geo_advanced_100 | 2014 | 0.37773
hydro | geo_advanced_100 | 2016 | 0.38583
hydro | geo_advanced_100 | 2018 | 0.41396
hydro | geo_advanced_100 | 2020 | 0.40857
hydro | geo_advanced_100 | 2022 | 0.40871
hydro | geo_advanced_100 | 2024 | 0.41007
hydro | geo_advanced_100 | 2026 | 0.41114
hydro | geo_advanced_100 | 2028 | 0.41044
hydro | geo_advanced_100 | 2030 | 0.40645
hydro | geo_advanced_100 | 2032 | 0.40366
hydro | geo_advanced_100 | 2034 | 0.39071
hydro | geo_advanced_100 | 2036 | 0.37803
hydro | geo_advanced_100 | 2038 | 0.37505
hydro | geo_advanced_100 | 2040 | 0.36925
hydro | geo_advanced_100 | 2042 | 0.37166
hydro | geo_advanced_100 | 2044 | 0.36924
hydro | geo_advanced_100 | 2046 | 0.36777
hydro | geo_advanced_100 | 2048 | 0.36725
hydro | geo_advanced_100 | 2050 | 0.29931
geothermal | geo_advanced_100 | 2010 | 0.062212
geothermal | geo_advanced_100 | 2012 | 0.099983
geothermal | geo_advanced_100 | 2014 | 0.12206
geothermal | geo_advanced_100 | 2016 | 0.13439
geothermal | geo_advanced_100 | 2018 | 0.14872
geothermal | geo_advanced_100 | 2020 | 0.34216
geothermal | geo_advanced_100 | 2022 | 0.34715
geothermal | geo_advanced_100 | 2024 | 0.34724
geothermal | geo_advanced_100 | 2026 | 0.34724
geothermal | geo_advanced_100 | 2028 | 0.51172
geothermal | geo_advanced_100 | 2030 | 0.51172
geothermal | geo_advanced_100 | 2032 | 0.51112
geothermal | geo_advanced_100 | 2034 | 0.51034
geothermal | geo_advanced_100 | 2036 | 0.57391
geothermal | geo_advanced_100 | 2038 | 0.57573
geothermal | geo_advanced_100 | 2040 | 0.67838
geothermal | geo_advanced_100 | 2042 | 0.70733
geothermal | geo_advanced_100 | 2044 | 0.73079
geothermal | geo_advanced_100 | 2046 | 0.74462
geothermal | geo_advanced_100 | 2048 | 0.7661
geothermal | geo_advanced_100 | 2050 | 0.60269
biopower | geo_advanced_100 | 2010 | 0.13646
biopower | geo_advanced_100 | 2012 | 0.0777
biopower | geo_advanced_100 | 2014 | 0.1747
biopower | geo_advanced_100 | 2016 | 0.11399
biopower | geo_advanced_100 | 2018 | 0.13305
biopower | geo_advanced_100 | 2020 | 0.16161
biopower | geo_advanced_100 | 2022 | 0.21811
biopower | geo_advanced_100 | 2024 | 0.062863
biopower | geo_advanced_100 | 2026 | 0.06
biopower | geo_advanced_100 | 2028 | 0.06
biopower | geo_advanced_100 | 2030 | 0.06
biopower | geo_advanced_100 | 2032 | 0.06
biopower | geo_advanced_100 | 2034 | 0.06
biopower | geo_advanced_100 | 2036 | 0.06
biopower | geo_advanced_100 | 2038 | 0.06
biopower | geo_advanced_100 | 2040 | 0.06
biopower | geo_advanced_100 | 2042 | 0.06
biopower | geo_advanced_100 | 2044 | 0.06
biopower | geo_advanced_100 | 2046 | 0.06
biopower | geo_advanced_100 | 2048 | 0.06
biopower | geo_advanced_100 | 2050 | 0.06
lfill-gas | geo_advanced_100 | 2010 | 0.52418
lfill-gas | geo_advanced_100 | 2012 | 0.52331
lfill-gas | geo_advanced_100 | 2014 | 0.52406
lfill-gas | geo_advanced_100 | 2016 | 0.52221
lfill-gas | geo_advanced_100 | 2018 | 0.52222
lfill-gas | geo_advanced_100 | 2020 | 0.515
lfill-gas | geo_advanced_100 | 2022 | 0.52102
lfill-gas | geo_advanced_100 | 2024 | 0.50751
lfill-gas | geo_advanced_100 | 2026 | 0.50539
lfill-gas | geo_advanced_100 | 2028 | 0.49634
lfill-gas | geo_advanced_100 | 2030 | 0.48552
lfill-gas | geo_advanced_100 | 2032 | 0.48261
lfill-gas | geo_advanced_100 | 2034 | 0.4754
lfill-gas | geo_advanced_100 | 2036 | 0.4617
lfill-gas | geo_advanced_100 | 2038 | 0.46121
lfill-gas | geo_advanced_100 | 2040 | 0.4802
lfill-gas | geo_advanced_100 | 2042 | 0.48049
lfill-gas | geo_advanced_100 | 2044 | 0.47967
lfill-gas | geo_advanced_100 | 2046 | 0.47588
lfill-gas | geo_advanced_100 | 2048 | 0.4734
lfill-gas | geo_advanced_100 | 2050 | 0.37395
wind-ons | geo_advanced_100 | 2010 | 0.32427
wind-ons | geo_advanced_100 | 2012 | 0.34193
wind-ons | geo_advanced_100 | 2014 | 0.34725
wind-ons | geo_advanced_100 | 2016 | 0.36237
wind-ons | geo_advanced_100 | 2018 | 0.36589
wind-ons | geo_advanced_100 | 2020 | 0.37816
wind-ons | geo_advanced_100 | 2022 | 0.3268
wind-ons | geo_advanced_100 | 2024 | 0.40597
wind-ons | geo_advanced_100 | 2026 | 0.40695
wind-ons | geo_advanced_100 | 2028 | 0.40932
wind-ons | geo_advanced_100 | 2030 | 0.40903
wind-ons | geo_advanced_100 | 2032 | 0.40868
wind-ons | geo_advanced_100 | 2034 | 0.41108
wind-ons | geo_advanced_100 | 2036 | 0.4021
wind-ons | geo_advanced_100 | 2038 | 0.39969
wind-ons | geo_advanced_100 | 2040 | 0.41018
wind-ons | geo_advanced_100 | 2042 | 0.41386
wind-ons | geo_advanced_100 | 2044 | 0.41533
wind-ons | geo_advanced_100 | 2046 | 0.41865
wind-ons | geo_advanced_100 | 2048 | 0.41753
wind-ons | geo_advanced_100 | 2050 | 0.32738
wind-ofs | geo_advanced_100 | 2016 | 0.40754
wind-ofs | geo_advanced_100 | 2018 | 0.40534
wind-ofs | geo_advanced_100 | 2020 | 0.39749
wind-ofs | geo_advanced_100 | 2022 | 0.19904
wind-ofs | geo_advanced_100 | 2024 | 0.39213
wind-ofs | geo_advanced_100 | 2026 | 0.39436
wind-ofs | geo_advanced_100 | 2028 | 0.41164
wind-ofs | geo_advanced_100 | 2030 | 0.41612
wind-ofs | geo_advanced_100 | 2032 | 0.41127
wind-ofs | geo_advanced_100 | 2034 | 0.41122
wind-ofs | geo_advanced_100 | 2036 | 0.41453
wind-ofs | geo_advanced_100 | 2038 | 0.38651
wind-ofs | geo_advanced_100 | 2040 | 0.38698
wind-ofs | geo_advanced_100 | 2042 | 0.39075
wind-ofs | geo_advanced_100 | 2044 | 0.41402
wind-ofs | geo_advanced_100 | 2046 | 0.42694
wind-ofs | geo_advanced_100 | 2048 | 0.42893
wind-ofs | geo_advanced_100 | 2050 | 0.42482
csp | geo_advanced_100 | 2014 | 0.3148
csp | geo_advanced_100 | 2016 | 0.3148
csp | geo_advanced_100 | 2018 | 0.3148
csp | geo_advanced_100 | 2020 | 0.3148
csp | geo_advanced_100 | 2022 | 0.29293
csp | geo_advanced_100 | 2024 | 0.3148
csp | geo_advanced_100 | 2026 | 0.30142
csp | geo_advanced_100 | 2028 | 0.28635
csp | geo_advanced_100 | 2030 | 0.27009
csp | geo_advanced_100 | 2032 | 0.2518
csp | geo_advanced_100 | 2034 | 0.28239
csp | geo_advanced_100 | 2036 | 0.238
csp | geo_advanced_100 | 2038 | 0.28489
csp | geo_advanced_100 | 2040 | 0.24816
csp | geo_advanced_100 | 2042 | 0.2582
csp | geo_advanced_100 | 2044 | 0.14082
csp | geo_advanced_100 | 2050 | 0.73971
upv | geo_advanced_100 | 2010 | 0.2966
upv | geo_advanced_100 | 2012 | 0.30065
upv | geo_advanced_100 | 2014 | 0.30525
upv | geo_advanced_100 | 2016 | 0.29463
upv | geo_advanced_100 | 2018 | 0.28514
upv | geo_advanced_100 | 2020 | 0.28054
upv | geo_advanced_100 | 2022 | 0.21727
upv | geo_advanced_100 | 2024 | 0.26003
upv | geo_advanced_100 | 2026 | 0.25481
upv | geo_advanced_100 | 2028 | 0.25733
upv | geo_advanced_100 | 2030 | 0.2571
upv | geo_advanced_100 | 2032 | 0.25543
upv | geo_advanced_100 | 2034 | 0.25202
upv | geo_advanced_100 | 2036 | 0.24846
upv | geo_advanced_100 | 2038 | 0.23826
upv | geo_advanced_100 | 2040 | 0.24155
upv | geo_advanced_100 | 2042 | 0.24407
upv | geo_advanced_100 | 2044 | 0.24314
upv | geo_advanced_100 | 2046 | 0.24077
upv | geo_advanced_100 | 2048 | 0.24283
upv | geo_advanced_100 | 2050 | 0.20233
dupv | geo_advanced_100 | 2010 | 0.26575
dupv | geo_advanced_100 | 2012 | 0.26305
dupv | geo_advanced_100 | 2014 | 0.2613
dupv | geo_advanced_100 | 2016 | 0.25749
dupv | geo_advanced_100 | 2018 | 0.25209
dupv | geo_advanced_100 | 2020 | 0.24804
dupv | geo_advanced_100 | 2022 | 0.18805
dupv | geo_advanced_100 | 2024 | 0.23847
dupv | geo_advanced_100 | 2026 | 0.22812
dupv | geo_advanced_100 | 2028 | 0.22534
dupv | geo_advanced_100 | 2030 | 0.21697
dupv | geo_advanced_100 | 2032 | 0.21227
dupv | geo_advanced_100 | 2034 | 0.20618
dupv | geo_advanced_100 | 2036 | 0.19023
dupv | geo_advanced_100 | 2038 | 0.19306
dupv | geo_advanced_100 | 2040 | 0.19765
dupv | geo_advanced_100 | 2042 | 0.21374
dupv | geo_advanced_100 | 2044 | 0.20657
dupv | geo_advanced_100 | 2046 | 0.20809
dupv | geo_advanced_100 | 2048 | 0.21379
dupv | geo_advanced_100 | 2050 | 0.21176
distpv | geo_advanced_100 | 2010 | 0.19755
distpv | geo_advanced_100 | 2012 | 0.18315
distpv | geo_advanced_100 | 2014 | 0.18233
distpv | geo_advanced_100 | 2016 | 0.18214
distpv | geo_advanced_100 | 2018 | 0.1811
distpv | geo_advanced_100 | 2020 | 0.18085
distpv | geo_advanced_100 | 2022 | 0.16794
distpv | geo_advanced_100 | 2024 | 0.16869
distpv | geo_advanced_100 | 2026 | 0.15624
distpv | geo_advanced_100 | 2028 | 0.15583
distpv | geo_advanced_100 | 2030 | 0.14235
distpv | geo_advanced_100 | 2032 | 0.13656
distpv | geo_advanced_100 | 2034 | 0.14284
distpv | geo_advanced_100 | 2036 | 0.13793
distpv | geo_advanced_100 | 2038 | 0.14439
distpv | geo_advanced_100 | 2040 | 0.14739
distpv | geo_advanced_100 | 2042 | 0.15949
distpv | geo_advanced_100 | 2044 | 0.15778
distpv | geo_advanced_100 | 2046 | 0.16433
distpv | geo_advanced_100 | 2048 | 0.16115
distpv | geo_advanced_100 | 2050 | 0.13786
pvb | geo_advanced_100 | 2012 | 0.35286
pvb | geo_advanced_100 | 2014 | 0.3324
pvb | geo_advanced_100 | 2016 | 0.34357
pvb | geo_advanced_100 | 2018 | 0.34322
pvb | geo_advanced_100 | 2020 | 0.3523
pvb | geo_advanced_100 | 2022 | 0.22427
pvb | geo_advanced_100 | 2024 | 0.27145
pvb | geo_advanced_100 | 2026 | 0.25225
pvb | geo_advanced_100 | 2028 | 0.28009
pvb | geo_advanced_100 | 2030 | 0.31804
pvb | geo_advanced_100 | 2032 | 0.33297
pvb | geo_advanced_100 | 2034 | 0.30698
pvb | geo_advanced_100 | 2036 | 0.33722
pvb | geo_advanced_100 | 2038 | 0.34208
pvb | geo_advanced_100 | 2040 | 0.32338
pvb | geo_advanced_100 | 2042 | 0.32155
pvb | geo_advanced_100 | 2044 | 0.30864
pvb | geo_advanced_100 | 2046 | 0.24283
pvb | geo_advanced_100 | 2048 | 0.25839
pvb | geo_advanced_100 | 2050 | 0.17332
battery_2 | geo_advanced_100 | 2010 | 0.035717
battery_2 | geo_advanced_100 | 2012 | 0.020151
battery_2 | geo_advanced_100 | 2014 | 0.021744
battery_2 | geo_advanced_100 | 2016 | 0.0087944
battery_2 | geo_advanced_100 | 2018 | 0.013464
battery_2 | geo_advanced_100 | 2020 | 0.023122
battery_2 | geo_advanced_100 | 2022 | 0.20664
battery_2 | geo_advanced_100 | 2024 | 0.065864
battery_2 | geo_advanced_100 | 2026 | 0.078623
battery_2 | geo_advanced_100 | 2028 | 0.076638
battery_2 | geo_advanced_100 | 2030 | 0.069789
battery_2 | geo_advanced_100 | 2032 | 0.076423
battery_2 | geo_advanced_100 | 2034 | 0.080059
battery_2 | geo_advanced_100 | 2036 | 0.070554
battery_2 | geo_advanced_100 | 2038 | 0.067239
battery_2 | geo_advanced_100 | 2040 | 0.080834
battery_2 | geo_advanced_100 | 2042 | 0.062689
battery_2 | geo_advanced_100 | 2044 | 0.061009
battery_2 | geo_advanced_100 | 2046 | 0.1003
battery_2 | geo_advanced_100 | 2048 | 0.092651
battery_2 | geo_advanced_100 | 2050 | 0.077311
battery_4 | geo_advanced_100 | 2012 | 0.0044749
battery_4 | geo_advanced_100 | 2014 | 0.0044749
battery_4 | geo_advanced_100 | 2016 | 0.0044749
battery_4 | geo_advanced_100 | 2018 | 0.0044749
battery_4 | geo_advanced_100 | 2020 | 0.0044749
battery_4 | geo_advanced_100 | 2022 | 0.23691
battery_4 | geo_advanced_100 | 2024 | 0.1562
battery_4 | geo_advanced_100 | 2026 | 0.19443
battery_4 | geo_advanced_100 | 2028 | 0.16843
battery_4 | geo_advanced_100 | 2030 | 0.16318
battery_4 | geo_advanced_100 | 2032 | 0.14238
battery_4 | geo_advanced_100 | 2034 | 0.14472
battery_4 | geo_advanced_100 | 2036 | 0.12864
battery_4 | geo_advanced_100 | 2038 | 0.13151
battery_4 | geo_advanced_100 | 2040 | 0.12571
battery_4 | geo_advanced_100 | 2042 | 0.13167
battery_4 | geo_advanced_100 | 2044 | 0.12189
battery_4 | geo_advanced_100 | 2046 | 0.15496
battery_4 | geo_advanced_100 | 2048 | 0.15322
battery_4 | geo_advanced_100 | 2050 | 0.12303
battery_6 | geo_advanced_100 | 2022 | 0.32319
battery_6 | geo_advanced_100 | 2024 | 0.024256
battery_6 | geo_advanced_100 | 2026 | 0.18621
battery_6 | geo_advanced_100 | 2028 | 0.24646
battery_6 | geo_advanced_100 | 2030 | 0.25418
battery_6 | geo_advanced_100 | 2032 | 0.22885
battery_6 | geo_advanced_100 | 2034 | 0.21608
battery_6 | geo_advanced_100 | 2036 | 0.20748
battery_6 | geo_advanced_100 | 2038 | 0.19311
battery_6 | geo_advanced_100 | 2040 | 0.16527
battery_6 | geo_advanced_100 | 2042 | 0.1699
battery_6 | geo_advanced_100 | 2044 | 0.16341
battery_6 | geo_advanced_100 | 2046 | 0.17138
battery_6 | geo_advanced_100 | 2048 | 0.17025
battery_6 | geo_advanced_100 | 2050 | 0.14112
battery_8 | geo_advanced_100 | 2032 | 0.32764
battery_8 | geo_advanced_100 | 2034 | 0.28451
battery_8 | geo_advanced_100 | 2036 | 0.27119
battery_8 | geo_advanced_100 | 2038 | 0.21792
battery_8 | geo_advanced_100 | 2040 | 0.17036
battery_8 | geo_advanced_100 | 2042 | 0.13831
battery_8 | geo_advanced_100 | 2044 | 0.14387
battery_8 | geo_advanced_100 | 2046 | 0.17245
battery_8 | geo_advanced_100 | 2048 | 0.16609
battery_8 | geo_advanced_100 | 2050 | 0.12825
battery_10 | geo_advanced_100 | 2036 | 0.2918
battery_10 | geo_advanced_100 | 2038 | 0.2109
battery_10 | geo_advanced_100 | 2040 | 0.16656
battery_10 | geo_advanced_100 | 2042 | 0.17101
battery_10 | geo_advanced_100 | 2044 | 0.18349
battery_10 | geo_advanced_100 | 2046 | 0.20645
battery_10 | geo_advanced_100 | 2048 | 0.20491
battery_10 | geo_advanced_100 | 2050 | 0.20696
pumped-hydro | geo_advanced_100 | 2010 | 0.10209
pumped-hydro | geo_advanced_100 | 2012 | 0.077215
pumped-hydro | geo_advanced_100 | 2014 | 0.077177
pumped-hydro | geo_advanced_100 | 2016 | 0.076603
pumped-hydro | geo_advanced_100 | 2018 | 0.070335
pumped-hydro | geo_advanced_100 | 2020 | 0.08532
pumped-hydro | geo_advanced_100 | 2022 | 0.07838
pumped-hydro | geo_advanced_100 | 2024 | 0.12618
pumped-hydro | geo_advanced_100 | 2026 | 0.14923
pumped-hydro | geo_advanced_100 | 2028 | 0.13302
pumped-hydro | geo_advanced_100 | 2030 | 0.14282
pumped-hydro | geo_advanced_100 | 2032 | 0.096766
pumped-hydro | geo_advanced_100 | 2034 | 0.094123
pumped-hydro | geo_advanced_100 | 2036 | 0.063839
pumped-hydro | geo_advanced_100 | 2038 | 0.018514
pumped-hydro | geo_advanced_100 | 2040 | 0.010238
pumped-hydro | geo_advanced_100 | 2042 | 0.0070995
pumped-hydro | geo_advanced_100 | 2044 | 0.0076928
pumped-hydro | geo_advanced_100 | 2046 | 0.017039
pumped-hydro | geo_advanced_100 | 2048 | 0.016493
pumped-hydro | geo_advanced_100 | 2050 | 0.0041918
Canada | geo_advanced_100 | 2010 | 0.87519
Canada | geo_advanced_100 | 2012 | 0.87519
Canada | geo_advanced_100 | 2014 | 0.87519
Canada | geo_advanced_100 | 2016 | 0.87519
Canada | geo_advanced_100 | 2018 | 0.87519
Canada | geo_advanced_100 | 2020 | 0.87519
Canada | geo_advanced_100 | 2022 | 0.57538
Canada | geo_advanced_100 | 2024 | 0.87519
Canada | geo_advanced_100 | 2026 | 0.87519
Canada | geo_advanced_100 | 2028 | 0.87519
Canada | geo_advanced_100 | 2030 | 0.87324
Canada | geo_advanced_100 | 2032 | 0.87519
Canada | geo_advanced_100 | 2034 | 0.87519
Canada | geo_advanced_100 | 2036 | 0.84736
Canada | geo_advanced_100 | 2038 | 0.87519
Canada | geo_advanced_100 | 2040 | 0.87519
Canada | geo_advanced_100 | 2042 | 0.87519
Canada | geo_advanced_100 | 2044 | 0.87519
Canada | geo_advanced_100 | 2046 | 0.87519
Canada | geo_advanced_100 | 2048 | 0.87519
Canada | geo_advanced_100 | 2050 | 0.875

## 43_Monetized health damages ove
cr | model | scenario | year | Total health damages (billion $)
acs | ap2 | geo_advanced_100 | 2010 | 145.8935
acs | ap2 | geo_advanced_100 | 2011 | 143.9108
acs | ap2 | geo_advanced_100 | 2012 | 90.1073
acs | ap2 | geo_advanced_100 | 2013 | 89.9393
acs | ap2 | geo_advanced_100 | 2014 | 122.0669
acs | ap2 | geo_advanced_100 | 2015 | 121.4742
acs | ap2 | geo_advanced_100 | 2016 | 68.4651
acs | ap2 | geo_advanced_100 | 2017 | 68.3991
acs | ap2 | geo_advanced_100 | 2018 | 61.5562
acs | ap2 | geo_advanced_100 | 2019 | 61.4779
acs | ap2 | geo_advanced_100 | 2020 | 48.1787
acs | ap2 | geo_advanced_100 | 2021 | 48.05
acs | ap2 | geo_advanced_100 | 2022 | 57.73
acs | ap2 | geo_advanced_100 | 2023 | 57.5747
acs | ap2 | geo_advanced_100 | 2024 | 29.5005
acs | ap2 | geo_advanced_100 | 2025 | 29.4225
acs | ap2 | geo_advanced_100 | 2026 | 21.244
acs | ap2 | geo_advanced_100 | 2027 | 21.1713
acs | ap2 | geo_advanced_100 | 2028 | 10.4095
acs | ap2 | geo_advanced_100 | 2029 | 10.3436
acs | ap2 | geo_advanced_100 | 2030 | 9.2878
acs | ap2 | geo_advanced_100 | 2031 | 9.2342
acs | ap2 | geo_advanced_100 | 2032 | 8.8257
acs | ap2 | geo_advanced_100 | 2033 | 8.7792
acs | ap2 | geo_advanced_100 | 2034 | 7.5555
acs | ap2 | geo_advanced_100 | 2035 | 7.5133
acs | ap2 | geo_advanced_100 | 2036 | 4.3408
acs | ap2 | geo_advanced_100 | 2037 | 4.3408
acs | ap2 | geo_advanced_100 | 2038 | 3.0923
acs | ap2 | geo_advanced_100 | 2039 | 3.0923
acs | ap2 | geo_advanced_100 | 2040 | 2.8889
acs | ap2 | geo_advanced_100 | 2041 | 2.8889
acs | ap2 | geo_advanced_100 | 2042 | 2.7164
acs | ap2 | geo_advanced_100 | 2043 | 2.7163
acs | ap2 | geo_advanced_100 | 2044 | 2.5896
acs | ap2 | geo_advanced_100 | 2045 | 2.5896
acs | ap2 | geo_advanced_100 | 2046 | 2.5914
acs | ap2 | geo_advanced_100 | 2047 | 2.5914
acs | ap2 | geo_advanced_100 | 2048 | 2.5853
acs | ap2 | geo_advanced_100 | 2049 | 2.5853
acs | ap2 | geo_advanced_100 | 2050 | 4.9776
acs | easiur | geo_advanced_100 | 2010 | 161.4867
acs | easiur | geo_advanced_100 | 2011 | 159.9887
acs | easiur | geo_advanced_100 | 2012 | 100.9232
acs | easiur | geo_advanced_100 | 2013 | 100.7925
acs | easiur | geo_advanced_100 | 2014 | 136.0112
acs | easiur | geo_advanced_100 | 2015 | 135.5507
acs | easiur | geo_advanced_100 | 2016 | 76.8097
acs | easiur | geo_advanced_100 | 2017 | 76.7556
acs | easiur | geo_advanced_100 | 2018 | 68.4244
acs | easiur | geo_advanced_100 | 2019 | 68.3309
acs | easiur | geo_advanced_100 | 2020 | 55.2206
acs | easiur | geo_advanced_100 | 2021 | 55.0906
acs | easiur | geo_advanced_100 | 2022 | 63.8141
acs | easiur | geo_advanced_100 | 2023 | 63.6657
acs | easiur | geo_advanced_100 | 2024 | 33.4444
acs | easiur | geo_advanced_100 | 2025 | 33.3574
acs | easiur | geo_advanced_100 | 2026 | 24.3684
acs | easiur | geo_advanced_100 | 2027 | 24.2896
acs | easiur | geo_advanced_100 | 2028 | 12.79
acs | easiur | geo_advanced_100 | 2029 | 12.7242
acs | easiur | geo_advanced_100 | 2030 | 11.517
acs | easiur | geo_advanced_100 | 2031 | 11.4678
acs | easiur | geo_advanced_100 | 2032 | 10.9918
acs | easiur | geo_advanced_100 | 2033 | 10.9565
acs | easiur | geo_advanced_100 | 2034 | 9.6231
acs | easiur | geo_advanced_100 | 2035 | 9.5939
acs | easiur | geo_advanced_100 | 2036 | 5.5485
acs | easiur | geo_advanced_100 | 2037 | 5.5484
acs | easiur | geo_advanced_100 | 2038 | 3.88
acs | easiur | geo_advanced_100 | 2039 | 3.88
acs | easiur | geo_advanced_100 | 2040 | 3.6336
acs | easiur | geo_advanced_100 | 2041 | 3.6336
acs | easiur | geo_advanced_100 | 2042 | 3.1593
acs | easiur | geo_advanced_100 | 2043 | 3.1591
acs | easiur | geo_advanced_100 | 2044 | 2.8691
acs | easiur | geo_advanced_100 | 2045 | 2.8691
acs | easiur | geo_advanced_100 | 2046 | 2.8863
acs | easiur | geo_advanced_100 | 2047 | 2.8863
acs | easiur | geo_advanced_100 | 2048 | 2.8871
acs | easiur | geo_advanced_100 | 2049 | 2.8871
acs | easiur | geo_advanced_100 | 2050 | 5.0442
acs | inmap | geo_advanced_100 | 2010 | 175.141
acs | inmap | geo_advanced_100 | 2011 | 174.3268
acs | inmap | geo_advanced_100 | 2012 | 110.123
acs | inmap | geo_advanced_100 | 2013 | 110.0532
acs | inmap | geo_advanced_100 | 2014 | 149.2861
acs | inmap | geo_advanced_100 | 2015 | 149.04
acs | inmap | geo_advanced_100 | 2016 | 82.867
acs | inmap | geo_advanced_100 | 2017 | 82.839
acs | inmap | geo_advanced_100 | 2018 | 75.108
acs | inmap | geo_advanced_100 | 2019 | 75.0684
acs | inmap | geo_advanced_100 | 2020 | 58.674
acs | inmap | geo_advanced_100 | 2021 | 58.614
acs | inmap | geo_advanced_100 | 2022 | 70.5434
acs | inmap | geo_advanced_100 | 2023 | 70.4728
acs | inmap | geo_advanced_100 | 2024 | 35.3797
acs | inmap | geo_advanced_100 | 2025 | 35.3416
acs | inmap | geo_advanced_100 | 2026 | 25.6511
acs | inmap | geo_advanced_100 | 2027 | 25.6161
acs | inmap | geo_advanced_100 | 2028 | 13.3815
acs | inmap | geo_advanced_100 | 2029 | 13.3509
acs | inmap | geo_advanced_100 | 2030 | 11.9473
acs | inmap | geo_advanced_100 | 2031 | 11.9234
acs | inmap | geo_advanced_100 | 2032 | 11.5249
acs | inmap | geo_advanced_100 | 2033 | 11.5057
acs | inmap | geo_advanced_100 | 2034 | 9.8414
acs | inmap | geo_advanced_100 | 2035 | 9.8247
acs | inmap | geo_advanced_100 | 2036 | 5.1224
acs | inmap | geo_advanced_100 | 2037 | 5.1224
acs | inmap | geo_advanced_100 | 2038 | 3.6428
acs | inmap | geo_advanced_100 | 2039 | 3.6428
acs | inmap | geo_advanced_100 | 2040 | 3.3503
acs | inmap | geo_advanced_100 | 2041 | 3.3503
acs | inmap | geo_advanced_100 | 2042 | 3.0182
acs | inmap | geo_advanced_100 | 2043 | 3.0181
acs | inmap | geo_advanced_100 | 2044 | 2.803
acs | inmap | geo_advanced_100 | 2045 | 2.803
acs | inmap | geo_advanced_100 | 2046 | 2.7956
acs | inmap | geo_advanced_100 | 2047 | 2.7956
acs | inmap | geo_advanced_100 | 2048 | 2.7912
acs | inmap | geo_advanced_100 | 2049 | 2.7912
acs | inmap | geo_advanced_100 | 2050 | 6.0195
h6c | ap2 | geo_advanced_100 | 2010 | 374.831
h6c | ap2 | geo_advanced_100 | 2011 | 369.7369
h6c | ap2 | geo_advanced_100 | 2012 | 231.504
h6c | ap2 | geo_advanced_100 | 2013 | 231.0725
h6c | ap2 | geo_advanced_100 | 2014 | 313.615
h6c | ap2 | geo_advanced_100 | 2015 | 312.0923
h6c | ap2 | geo_advanced_100 | 2016 | 175.9007
h6c | ap2 | geo_advanced_100 | 2017 | 175.7313
h6c | ap2 | geo_advanced_100 | 2018 | 158.1499
h6c | ap2 | geo_advanced_100 | 2019 | 157.9488
h6c | ap2 | geo_advanced_100 | 2020 | 123.7806
h6c | ap2 | geo_advanced_100 | 2021 | 123.4499
h6c | ap2 | geo_advanced_100 | 2022 | 148.3197
h6c | ap2 | geo_advanced_100 | 2023 | 147.9206
h6c | ap2 | geo_advanced_100 | 2024 | 75.7926
h6c | ap2 | geo_advanced_100 | 2025 | 75.5923
h6c | ap2 | geo_advanced_100 | 2026 | 54.58
h6c | ap2 | geo_advanced_100 | 2027 | 54.3933
h6c | ap2 | geo_advanced_100 | 2028 | 26.7439
h6c | ap2 | geo_advanced_100 | 2029 | 26.5744
h6c | ap2 | geo_advanced_100 | 2030 | 23.8621
h6c | ap2 | geo_advanced_100 | 2031 | 23.7242
h6c | ap2 | geo_advanced_100 | 2032 | 22.6747
h6c | ap2 | geo_advanced_100 | 2033 | 22.5552
h6c | ap2 | geo_advanced_100 | 2034 | 19.4114
h6c | ap2 | geo_advanced_100 | 2035 | 19.3032
h6c | ap2 | geo_advanced_100 | 2036 | 11.1524
h6c | ap2 | geo_advanced_100 | 2037 | 11.1524
h6c | ap2 | geo_advanced_100 | 2038 | 7.9447
h6c | ap2 | geo_advanced_100 | 2039 | 7.9447
h6c | ap2 | geo_advanced_100 | 2040 | 7.422
h6c | ap2 | geo_advanced_100 | 2041 | 7.422
h6c | ap2 | geo_advanced_100 | 2042 | 6.979
h6c | ap2 | geo_advanced_100 | 2043 | 6.9788
h6c | ap2 | geo_advanced_100 | 2044 | 6.6532
h6c | ap2 | geo_advanced_100 | 2045 | 6.6532
h6c | ap2 | geo_advanced_100 | 2046 | 6.6577
h6c | ap2 | geo_advanced_100 | 2047 | 6.6577
h6c | ap2 | geo_advanced_100 | 2048 | 6.6421
h6c | ap2 | geo_advanced_100 | 2049 | 6.6421
h6c | ap2 | geo_advanced_100 | 2050 | 12.7887
h6c | easiur | geo_advanced_100 | 2010 | 414.895
h6c | easiur | geo_advanced_100 | 2011 | 411.0463
h6c | easiur | geo_advanced_100 | 2012 | 259.2936
h6c | easiur | geo_advanced_100 | 2013 | 258.958
h6c | easiur | geo_advanced_100 | 2014 | 349.4425
h6c | easiur | geo_advanced_100 | 2015 | 348.2595
h6c | easiur | geo_advanced_100 | 2016 | 197.3407
h6c | easiur | geo_advanced_100 | 2017 | 197.2017
h6c | easiur | geo_advanced_100 | 2018 | 175.7966
h6c | easiur | geo_advanced_100 | 2019 | 175.5564
h6c | easiur | geo_advanced_100 | 2020 | 141.8736
h6c | easiur | geo_advanced_100 | 2021 | 141.5396
h6c | easiur | geo_advanced_100 | 2022 | 163.9518
h6c | easiur | geo_advanced_100 | 2023 | 163.5704
h6c | easiur | geo_advanced_100 | 2024 | 85.9259
h6c | easiur | geo_advanced_100 | 2025 | 85.7022
h6c | easiur | geo_advanced_100 | 2026 | 62.6076
h6c | easiur | geo_advanced_100 | 2027 | 62.4052
h6c | easiur | geo_advanced_100 | 2028 | 32.8602
h6c | easiur | geo_advanced_100 | 2029 | 32.6911
h6c | easiur | geo_advanced_100 | 2030 | 29.5896
h6c | easiur | geo_advanced_100 | 2031 | 29.4632
h6c | easiur | geo_advanced_100 | 2032 | 28.2403
h6c | easiur | geo_advanced_100 | 2033 | 28.1495
h6c | easiur | geo_advanced_100 | 2034 | 24.7237
h6c | easiur | geo_advanced_100 | 2035 | 24.6488
h6c | easiur | geo_advanced_100 | 2036 | 14.2552
h6c | easiur | geo_advanced_100 | 2037 | 14.2551
h6c | easiur | geo_advanced_100 | 2038 | 9.9685
h6c | easiur | geo_advanced_100 | 2039 | 9.9685
h6c | easiur | geo_advanced_100 | 2040 | 9.3354
h6c | easiur | geo_advanced_100 | 2041 | 9.3354
h6c | easiur | geo_advanced_100 | 2042 | 8.1169
h6c | easiur | geo_advanced_100 | 2043 | 8.1164
h6c | easiur | geo_advanced_100 | 2044 | 7.3712
h6c | easiur | geo_advanced_100 | 2045 | 7.3712
h6c | easiur | geo_advanced_100 | 2046 | 7.4155
h6c | easiur | geo_advanced_100 | 2047 | 7.4155
h6c | easiur | geo_advanced_100 | 2048 | 7.4175
h6c | easiur | geo_advanced_100 | 2049 | 7.4175
h6c | easiur | geo_advanced_100 | 2050 | 12.9597
h6c | inmap | geo_advanced_100 | 2010 | 449.9773
h6c | inmap | geo_advanced_100 | 2011 | 447.8857
h6c | inmap | geo_advanced_100 | 2012 | 282.9309
h6c | inmap | geo_advanced_100 | 2013 | 282.7516
h6c | inmap | geo_advanced_100 | 2014 | 383.55
h6c | inmap | geo_advanced_100 | 2015 | 382.9177
h6c | inmap | geo_advanced_100 | 2016 | 212.904
h6c | inmap | geo_advanced_100 | 2017 | 212.832
h6c | inmap | geo_advanced_100 | 2018 | 192.9691
h6c | inmap | geo_advanced_100 | 2019 | 192.8673
h6c | inmap | geo_advanced_100 | 2020 | 150.7464
h6c | inmap | geo_advanced_100 | 2021 | 150.5924
h6c | inmap | geo_advanced_100 | 2022 | 181.2415
h6c | inmap | geo_advanced_100 | 2023 | 181.0602
h6c | inmap | geo_advanced_100 | 2024 | 90.8983
h6c | inmap | geo_advanced_100 | 2025 | 90.8003
h6c | inmap | geo_advanced_100 | 2026 | 65.9034
h6c | inmap | geo_advanced_100 | 2027 | 65.8134
h6c | inmap | geo_advanced_100 | 2028 | 34.3799
h6c | inmap | geo_advanced_100 | 2029 | 34.3014
h6c | inmap | geo_advanced_100 | 2030 | 30.6951
h6c | inmap | geo_advanced_100 | 2031 | 30.6336
h6c | inmap | geo_advanced_100 | 2032 | 29.6098
h6c | inmap | geo_advanced_100 | 2033 | 29.5607
h6c | inmap | geo_advanced_100 | 2034 | 25.2847
h6c | inmap | geo_advanced_100 | 2035 | 25.2418
h6c | inmap | geo_advanced_100 | 2036 | 13.1605
h6c | inmap | geo_advanced_100 | 2037 | 13.1604
h6c | inmap | geo_advanced_100 | 2038 | 9.3591
h6c | inmap | geo_advanced_100 | 2039 | 9.3591
h6c | inmap | geo_advanced_100 | 2040 | 8.6076
h6c | inmap | geo_advanced_100 | 2041 | 8.6076
h6c | inmap | geo_advanced_100 | 2042 | 7.7544
h6c | inmap | geo_advanced_100 | 2043 | 7.7542
h6c | inmap | geo_advanced_100 | 2044 | 7.2013
h6c | inmap | geo_advanced_100 | 2045 | 7.2013
h6c | inmap | geo_advanced_100 | 2046 | 7.1825
h6c | inmap | geo_advanced_100 | 2047 | 7.1825
h6c | inmap | geo_advanced_100 | 2048 | 7.1711
h6c | inmap | geo_advanced_100 | 2049 | 7.1711
h6c | inmap | geo_advanced_100 | 2050 | 15.4656

## 44_Mortality over time (lives-y
cr | model | scenario | year | Total health damages (lives)
acs | ap2 | geo_advanced_100 | 2010 | 14675.0958
acs | ap2 | geo_advanced_100 | 2011 | 14475.6608
acs | ap2 | geo_advanced_100 | 2012 | 9063.6884
acs | ap2 | geo_advanced_100 | 2013 | 9046.792
acs | ap2 | geo_advanced_100 | 2014 | 12278.436
acs | ap2 | geo_advanced_100 | 2015 | 12218.821
acs | ap2 | geo_advanced_100 | 2016 | 6886.7458
acs | ap2 | geo_advanced_100 | 2017 | 6880.1136
acs | ap2 | geo_advanced_100 | 2018 | 6191.7946
acs | ap2 | geo_advanced_100 | 2019 | 6183.9224
acs | ap2 | geo_advanced_100 | 2020 | 4846.1876
acs | ap2 | geo_advanced_100 | 2021 | 4833.2418
acs | ap2 | geo_advanced_100 | 2022 | 5806.93
acs | ap2 | geo_advanced_100 | 2023 | 5791.306
acs | ap2 | geo_advanced_100 | 2024 | 2967.3872
acs | ap2 | geo_advanced_100 | 2025 | 2959.5476
acs | ap2 | geo_advanced_100 | 2026 | 2136.8834
acs | ap2 | geo_advanced_100 | 2027 | 2129.5762
acs | ap2 | geo_advanced_100 | 2028 | 1047.0688
acs | ap2 | geo_advanced_100 | 2029 | 1040.4358
acs | ap2 | geo_advanced_100 | 2030 | 934.2416
acs | ap2 | geo_advanced_100 | 2031 | 928.8422
acs | ap2 | geo_advanced_100 | 2032 | 887.7544
acs | ap2 | geo_advanced_100 | 2033 | 883.0756
acs | ap2 | geo_advanced_100 | 2034 | 759.9882
acs | ap2 | geo_advanced_100 | 2035 | 755.7502
acs | ap2 | geo_advanced_100 | 2036 | 436.635
acs | ap2 | geo_advanced_100 | 2037 | 436.6336
acs | ap2 | geo_advanced_100 | 2038 | 311.05
acs | ap2 | geo_advanced_100 | 2039 | 311.05
acs | ap2 | geo_advanced_100 | 2040 | 290.5838
acs | ap2 | geo_advanced_100 | 2041 | 290.5838
acs | ap2 | geo_advanced_100 | 2042 | 273.2426
acs | ap2 | geo_advanced_100 | 2043 | 273.2326
acs | ap2 | geo_advanced_100 | 2044 | 260.4824
acs | ap2 | geo_advanced_100 | 2045 | 260.4824
acs | ap2 | geo_advanced_100 | 2046 | 260.6598
acs | ap2 | geo_advanced_100 | 2047 | 260.6598
acs | ap2 | geo_advanced_100 | 2048 | 260.0502
acs | ap2 | geo_advanced_100 | 2049 | 260.0502
acs | ap2 | geo_advanced_100 | 2050 | 500.6898
acs | easiur | geo_advanced_100 | 2010 | 16243.5802
acs | easiur | geo_advanced_100 | 2011 | 16092.8998
acs | easiur | geo_advanced_100 | 2012 | 10151.6348
acs | easiur | geo_advanced_100 | 2013 | 10138.495
acs | easiur | geo_advanced_100 | 2014 | 13681.0606
acs | easiur | geo_advanced_100 | 2015 | 13634.7446
acs | easiur | geo_advanced_100 | 2016 | 7726.1138
acs | easiur | geo_advanced_100 | 2017 | 7720.6698
acs | easiur | geo_advanced_100 | 2018 | 6882.6528
acs | easiur | geo_advanced_100 | 2019 | 6873.2484
acs | easiur | geo_advanced_100 | 2020 | 5554.5194
acs | easiur | geo_advanced_100 | 2021 | 5541.443
acs | easiur | geo_advanced_100 | 2022 | 6418.9198
acs | easiur | geo_advanced_100 | 2023 | 6403.985
acs | easiur | geo_advanced_100 | 2024 | 3364.0998
acs | easiur | geo_advanced_100 | 2025 | 3355.3446
acs | easiur | geo_advanced_100 | 2026 | 2451.1634
acs | easiur | geo_advanced_100 | 2027 | 2443.2378
acs | easiur | geo_advanced_100 | 2028 | 1286.5176
acs | easiur | geo_advanced_100 | 2029 | 1279.8966
acs | easiur | geo_advanced_100 | 2030 | 1158.4714
acs | easiur | geo_advanced_100 | 2031 | 1153.521
acs | easiur | geo_advanced_100 | 2032 | 1105.644
acs | easiur | geo_advanced_100 | 2033 | 1102.0882
acs | easiur | geo_advanced_100 | 2034 | 967.9608
acs | easiur | geo_advanced_100 | 2035 | 965.0264
acs | easiur | geo_advanced_100 | 2036 | 558.1074
acs | easiur | geo_advanced_100 | 2037 | 558.1028
acs | easiur | geo_advanced_100 | 2038 | 390.2816
acs | easiur | geo_advanced_100 | 2039 | 390.2816
acs | easiur | geo_advanced_100 | 2040 | 365.4928
acs | easiur | geo_advanced_100 | 2041 | 365.4928
acs | easiur | geo_advanced_100 | 2042 | 317.7882
acs | easiur | geo_advanced_100 | 2043 | 317.769
acs | easiur | geo_advanced_100 | 2044 | 288.594
acs | easiur | geo_advanced_100 | 2045 | 288.594
acs | easiur | geo_advanced_100 | 2046 | 290.3282
acs | easiur | geo_advanced_100 | 2047 | 290.3282
acs | easiur | geo_advanced_100 | 2048 | 290.4058
acs | easiur | geo_advanced_100 | 2049 | 290.4058
acs | easiur | geo_advanced_100 | 2050 | 507.383
acs | inmap | geo_advanced_100 | 2010 | 17617.0362
acs | inmap | geo_advanced_100 | 2011 | 17535.144
acs | inmap | geo_advanced_100 | 2012 | 11077.0192
acs | inmap | geo_advanced_100 | 2013 | 11070
acs | inmap | geo_advanced_100 | 2014 | 15016.3544
acs | inmap | geo_advanced_100 | 2015 | 14991.5984
acs | inmap | geo_advanced_100 | 2016 | 8335.4042
acs | inmap | geo_advanced_100 | 2017 | 8332.5868
acs | inmap | geo_advanced_100 | 2018 | 7554.9462
acs | inmap | geo_advanced_100 | 2019 | 7550.9624
acs | inmap | geo_advanced_100 | 2020 | 5901.8852
acs | inmap | geo_advanced_100 | 2021 | 5895.8534
acs | inmap | geo_advanced_100 | 2022 | 7095.801
acs | inmap | geo_advanced_100 | 2023 | 7088.7052
acs | inmap | geo_advanced_100 | 2024 | 3558.7668
acs | inmap | geo_advanced_100 | 2025 | 3554.9324
acs | inmap | geo_advanced_100 | 2026 | 2580.1888
acs | inmap | geo_advanced_100 | 2027 | 2576.6658
acs | inmap | geo_advanced_100 | 2028 | 1346.0142
acs | inmap | geo_advanced_100 | 2029 | 1342.9408
acs | inmap | geo_advanced_100 | 2030 | 1201.7512
acs | inmap | geo_advanced_100 | 2031 | 1199.3448
acs | inmap | geo_advanced_100 | 2032 | 1159.2614
acs | inmap | geo_advanced_100 | 2033 | 1157.3356
acs | inmap | geo_advanced_100 | 2034 | 989.926
acs | inmap | geo_advanced_100 | 2035 | 988.244
acs | inmap | geo_advanced_100 | 2036 | 515.2512
acs | inmap | geo_advanced_100 | 2037 | 515.2498
acs | inmap | geo_advanced_100 | 2038 | 366.4258
acs | inmap | geo_advanced_100 | 2039 | 366.4258
acs | inmap | geo_advanced_100 | 2040 | 337.004
acs | inmap | geo_advanced_100 | 2041 | 337.004
acs | inmap | geo_advanced_100 | 2042 | 303.596
acs | inmap | geo_advanced_100 | 2043 | 303.5892
acs | inmap | geo_advanced_100 | 2044 | 281.9432
acs | inmap | geo_advanced_100 | 2045 | 281.9432
acs | inmap | geo_advanced_100 | 2046 | 281.2062
acs | inmap | geo_advanced_100 | 2047 | 281.2062
acs | inmap | geo_advanced_100 | 2048 | 280.7572
acs | inmap | geo_advanced_100 | 2049 | 280.7572
acs | inmap | geo_advanced_100 | 2050 | 605.4896
h6c | ap2 | geo_advanced_100 | 2010 | 37703.4026
h6c | ap2 | geo_advanced_100 | 2011 | 37190.9998
h6c | ap2 | geo_advanced_100 | 2012 | 23286.4704
h6c | ap2 | geo_advanced_100 | 2013 | 23243.0592
h6c | ap2 | geo_advanced_100 | 2014 | 31545.8272
h6c | ap2 | geo_advanced_100 | 2015 | 31392.6602
h6c | ap2 | geo_advanced_100 | 2016 | 17693.4556
h6c | ap2 | geo_advanced_100 | 2017 | 17676.4156
h6c | ap2 | geo_advanced_100 | 2018 | 15907.9418
h6c | ap2 | geo_advanced_100 | 2019 | 15887.7164
h6c | ap2 | geo_advanced_100 | 2020 | 12450.807
h6c | ap2 | geo_advanced_100 | 2021 | 12417.546
h6c | ap2 | geo_advanced_100 | 2022 | 14919.1448
h6c | ap2 | geo_advanced_100 | 2023 | 14879.0024
h6c | ap2 | geo_advanced_100 | 2024 | 7623.8032
h6c | ap2 | geo_advanced_100 | 2025 | 7603.6618
h6c | ap2 | geo_advanced_100 | 2026 | 5490.0748
h6c | ap2 | geo_advanced_100 | 2027 | 5471.3012
h6c | ap2 | geo_advanced_100 | 2028 | 2690.105
h6c | ap2 | geo_advanced_100 | 2029 | 2673.0632
h6c | ap2 | geo_advanced_100 | 2030 | 2400.2396
h6c | ap2 | geo_advanced_100 | 2031 | 2386.3674
h6c | ap2 | geo_advanced_100 | 2032 | 2280.7988
h6c | ap2 | geo_advanced_100 | 2033 | 2268.7776
h6c | ap2 | geo_advanced_100 | 2034 | 1952.5514
h6c | ap2 | geo_advanced_100 | 2035 | 1941.6628
h6c | ap2 | geo_advanced_100 | 2036 | 1121.7958
h6c | ap2 | geo_advanced_100 | 2037 | 1121.7922
h6c | ap2 | geo_advanced_100 | 2038 | 799.1448
h6c | ap2 | geo_advanced_100 | 2039 | 799.1448
h6c | ap2 | geo_advanced_100 | 2040 | 746.5604
h6c | ap2 | geo_advanced_100 | 2041 | 746.5604
h6c | ap2 | geo_advanced_100 | 2042 | 702.0078
h6c | ap2 | geo_advanced_100 | 2043 | 701.982
h6c | ap2 | geo_advanced_100 | 2044 | 669.23
h6c | ap2 | geo_advanced_100 | 2045 | 669.23
h6c | ap2 | geo_advanced_100 | 2046 | 669.6846
h6c | ap2 | geo_advanced_100 | 2047 | 669.6846
h6c | ap2 | geo_advanced_100 | 2048 | 668.1188
h6c | ap2 | geo_advanced_100 | 2049 | 668.1188
h6c | ap2 | geo_advanced_100 | 2050 | 1286.3854
h6c | easiur | geo_advanced_100 | 2010 | 41733.3512
h6c | easiur | geo_advanced_100 | 2011 | 41346.215
h6c | easiur | geo_advanced_100 | 2012 | 26081.7596
h6c | easiur | geo_advanced_100 | 2013 | 26048.0004
h6c | easiur | geo_advanced_100 | 2014 | 35149.6294
h6c | easiur | geo_advanced_100 | 2015 | 35030.6322
h6c | easiur | geo_advanced_100 | 2016 | 19850.0608
h6c | easiur | geo_advanced_100 | 2017 | 19836.074
h6c | easiur | geo_advanced_100 | 2018 | 17682.9804
h6c | easiur | geo_advanced_100 | 2019 | 17658.8184
h6c | easiur | geo_advanced_100 | 2020 | 14270.741
h6c | easiur | geo_advanced_100 | 2021 | 14237.1442
h6c | easiur | geo_advanced_100 | 2022 | 16491.5434
h6c | easiur | geo_advanced_100 | 2023 | 16453.1724
h6c | easiur | geo_advanced_100 | 2024 | 8643.0896
h6c | easiur | geo_advanced_100 | 2025 | 8620.5956
h6c | easiur | geo_advanced_100 | 2026 | 6297.562
h6c | easiur | geo_advanced_100 | 2027 | 6277.1994
h6c | easiur | geo_advanced_100 | 2028 | 3305.3326
h6c | easiur | geo_advanced_100 | 2029 | 3288.3214
h6c | easiur | geo_advanced_100 | 2030 | 2976.3538
h6c | easiur | geo_advanced_100 | 2031 | 2963.6354
h6c | easiur | geo_advanced_100 | 2032 | 2840.628
h6c | easiur | geo_advanced_100 | 2033 | 2831.4922
h6c | easiur | geo_advanced_100 | 2034 | 2486.904
h6c | easiur | geo_advanced_100 | 2035 | 2479.365
h6c | easiur | geo_advanced_100 | 2036 | 1433.899
h6c | easiur | geo_advanced_100 | 2037 | 1433.8872
h6c | easiur | geo_advanced_100 | 2038 | 1002.7094
h6c | easiur | geo_advanced_100 | 2039 | 1002.7094
h6c | easiur | geo_advanced_100 | 2040 | 939.025
h6c | easiur | geo_advanced_100 | 2041 | 939.025
h6c | easiur | geo_advanced_100 | 2042 | 816.4622
h6c | easiur | geo_advanced_100 | 2043 | 816.4128
h6c | easiur | geo_advanced_100 | 2044 | 741.455
h6c | easiur | geo_advanced_100 | 2045 | 741.455
h6c | easiur | geo_advanced_100 | 2046 | 745.9106
h6c | easiur | geo_advanced_100 | 2047 | 745.9106
h6c | easiur | geo_advanced_100 | 2048 | 746.1124
h6c | easiur | geo_advanced_100 | 2049 | 746.1124
h6c | easiur | geo_advanced_100 | 2050 | 1303.5838
h6c | inmap | geo_advanced_100 | 2010 | 45262.2054
h6c | inmap | geo_advanced_100 | 2011 | 45051.8082
h6c | inmap | geo_advanced_100 | 2012 | 28459.376
h6c | inmap | geo_advanced_100 | 2013 | 28441.3422
h6c | inmap | geo_advanced_100 | 2014 | 38580.4318
h6c | inmap | geo_advanced_100 | 2015 | 38516.8286
h6c | inmap | geo_advanced_100 | 2016 | 21415.5278
h6c | inmap | geo_advanced_100 | 2017 | 21408.2892
h6c | inmap | geo_advanced_100 | 2018 | 19410.3258
h6c | inmap | geo_advanced_100 | 2019 | 19400.0914
h6c | inmap | geo_advanced_100 | 2020 | 15163.2432
h6c | inmap | geo_advanced_100 | 2021 | 15147.7462
h6c | inmap | geo_advanced_100 | 2022 | 18230.6688
h6c | inmap | geo_advanced_100 | 2023 | 18212.4386
h6c | inmap | geo_advanced_100 | 2024 | 9143.25
h6c | inmap | geo_advanced_100 | 2025 | 9133.3986
h6c | inmap | geo_advanced_100 | 2026 | 6629.0714
h6c | inmap | geo_advanced_100 | 2027 | 6620.0202
h6c | inmap | geo_advanced_100 | 2028 | 3458.1964
h6c | inmap | geo_advanced_100 | 2029 | 3450.3004
h6c | inmap | geo_advanced_100 | 2030 | 3087.5508
h6c | inmap | geo_advanced_100 | 2031 | 3081.3686
h6c | inmap | geo_advanced_100 | 2032 | 2978.3868
h6c | inmap | geo_advanced_100 | 2033 | 2973.4392
h6c | inmap | geo_advanced_100 | 2034 | 2543.3336
h6c | inmap | geo_advanced_100 | 2035 | 2539.012
h6c | inmap | geo_advanced_100 | 2036 | 1323.7826
h6c | inmap | geo_advanced_100 | 2037 | 1323.779
h6c | inmap | geo_advanced_100 | 2038 | 941.414
h6c | inmap | geo_advanced_100 | 2039 | 941.414
h6c | inmap | geo_advanced_100 | 2040 | 865.8228
h6c | inmap | geo_advanced_100 | 2041 | 865.8228
h6c | inmap | geo_advanced_100 | 2042 | 779.9936
h6c | inmap | geo_advanced_100 | 2043 | 779.9766
h6c | inmap | geo_advanced_100 | 2044 | 724.3648
h6c | inmap | geo_advanced_100 | 2045 | 724.3648
h6c | inmap | geo_advanced_100 | 2046 | 722.4734
h6c | inmap | geo_advanced_100 | 2047 | 722.4734
h6c | inmap | geo_advanced_100 | 2048 | 721.3192
h6c | inmap | geo_advanced_100 | 2049 | 721.3192
h6c | inmap | geo_advanced_100 | 2050 | 1555.6472

## 45_2022-2050 total undiscounted
cr | model | e | scenario | Health damages (billion $) | Net Level Health damages (billion $)
acs | ap2 | nox | geo_advanced_100 | 32.1932 | 167.5894
acs | ap2 | so2 | geo_advanced_100 | 135.3963 | 167.5894
acs | easiur | nox | geo_advanced_100 | 53.5173 | 193.6879
acs | easiur | so2 | geo_advanced_100 | 140.1706 | 193.6879
acs | inmap | nox | geo_advanced_100 | 60.8337 | 204.6856
acs | inmap | so2 | geo_advanced_100 | 143.8518 | 204.6856
h6c | ap2 | nox | geo_advanced_100 | 82.7027 | 430.5692
h6c | ap2 | so2 | geo_advanced_100 | 347.8665 | 430.5692
h6c | easiur | nox | geo_advanced_100 | 137.4913 | 497.6246
h6c | easiur | so2 | geo_advanced_100 | 360.1333 | 497.6246
h6c | inmap | nox | geo_advanced_100 | 156.2896 | 525.8813
h6c | inmap | so2 | geo_advanced_100 | 369.5916 | 525.8813

## 46_2022-2050 total discounted h
cr | model | e | scenario | Discounted health damages (billion $) | Net Level Discounted health damages (billion $)
acs | ap2 | nox | geo_advanced_100 | 26.802 | 142.2416
acs | ap2 | so2 | geo_advanced_100 | 115.4396 | 142.2416
acs | easiur | nox | geo_advanced_100 | 43.0411 | 162.1656
acs | easiur | so2 | geo_advanced_100 | 119.1245 | 162.1656
acs | inmap | nox | geo_advanced_100 | 49.8441 | 170.9105
acs | inmap | so2 | geo_advanced_100 | 121.0664 | 170.9105
h6c | ap2 | nox | geo_advanced_100 | 68.8532 | 365.4461
h6c | ap2 | so2 | geo_advanced_100 | 296.5929 | 365.4461
h6c | easiur | nox | geo_advanced_100 | 110.5766 | 416.6372
h6c | easiur | so2 | geo_advanced_100 | 306.0606 | 416.6372
h6c | inmap | nox | geo_advanced_100 | 128.0559 | 439.1058
h6c | inmap | so2 | geo_advanced_100 | 311.0499 | 439.1058

## 47_2022-2050 total mortality (l
cr | model | e | scenario | Health damages (lives) | Net Level Health damages (lives)
acs | ap2 | nox | geo_advanced_100 | 3238.2359 | 16857.4366
acs | ap2 | so2 | geo_advanced_100 | 13619.2007 | 16857.4366
acs | easiur | nox | geo_advanced_100 | 5383.1813 | 19482.6158
acs | easiur | so2 | geo_advanced_100 | 14099.4345 | 19482.6158
acs | inmap | nox | geo_advanced_100 | 6119.1317 | 20588.8633
acs | inmap | so2 | geo_advanced_100 | 14469.7316 | 20588.8633
h6c | ap2 | nox | geo_advanced_100 | 8318.8878 | 43309.9972
h6c | ap2 | so2 | geo_advanced_100 | 34991.1094 | 43309.9972
h6c | easiur | nox | geo_advanced_100 | 13829.9316 | 50054.9323
h6c | easiur | so2 | geo_advanced_100 | 36225.0007 | 50054.9323
h6c | inmap | nox | geo_advanced_100 | 15720.8233 | 52897.2014
h6c | inmap | so2 | geo_advanced_100 | 37176.3781 | 52897.2014

## 48_System cost + health damages
model | scenario | cost_type | year | Average cost ($/MWh) | Net Level Average cost ($/MWh)
ap2 | geo_advanced_100 | System cost | 2010 | 61.8829 | 80.311
ap2 | geo_advanced_100 | System cost | 2011 | 61.4871 | 79.6647
ap2 | geo_advanced_100 | System cost | 2012 | 54.7992 | 66.4048
ap2 | geo_advanced_100 | System cost | 2013 | 54.5284 | 66.1124
ap2 | geo_advanced_100 | System cost | 2014 | 60.7409 | 76.2132
ap2 | geo_advanced_100 | System cost | 2015 | 60.367 | 75.7642
ap2 | geo_advanced_100 | System cost | 2016 | 51.2977 | 60.0693
ap2 | geo_advanced_100 | System cost | 2017 | 51.2151 | 59.9782
ap2 | geo_advanced_100 | System cost | 2018 | 52.5965 | 60.4502
ap2 | geo_advanced_100 | System cost | 2019 | 52.3899 | 60.2336
ap2 | geo_advanced_100 | System cost | 2020 | 46.5751 | 52.5488
ap2 | geo_advanced_100 | System cost | 2021 | 45.7419 | 51.6997
ap2 | geo_advanced_100 | System cost | 2022 | 53.4819 | 60.5599
ap2 | geo_advanced_100 | System cost | 2023 | 52.4657 | 59.5246
ap2 | geo_advanced_100 | System cost | 2024 | 46.7336 | 50.2919
ap2 | geo_advanced_100 | System cost | 2025 | 46.1602 | 49.7092
ap2 | geo_advanced_100 | System cost | 2026 | 45.8552 | 48.3722
ap2 | geo_advanced_100 | System cost | 2027 | 45.2954 | 47.8038
ap2 | geo_advanced_100 | System cost | 2028 | 45.1146 | 46.3197
ap2 | geo_advanced_100 | System cost | 2029 | 44.8148 | 46.0123
ap2 | geo_advanced_100 | System cost | 2030 | 44.3829 | 45.4299
ap2 | geo_advanced_100 | System cost | 2031 | 44.3829 | 45.4238
ap2 | geo_advanced_100 | System cost | 2032 | 43.8854 | 44.8539
ap2 | geo_advanced_100 | System cost | 2033 | 43.8854 | 44.8488
ap2 | geo_advanced_100 | System cost | 2034 | 44.4752 | 45.2818
ap2 | geo_advanced_100 | System cost | 2035 | 44.4752 | 45.2773
ap2 | geo_advanced_100 | System cost | 2036 | 44.9248 | 45.3745
ap2 | geo_advanced_100 | System cost | 2037 | 44.9248 | 45.3745
ap2 | geo_advanced_100 | System cost | 2038 | 47.671 | 47.9815
ap2 | geo_advanced_100 | System cost | 2039 | 47.671 | 47.9815
ap2 | geo_advanced_100 | System cost | 2040 | 51.4842 | 51.7658
ap2 | geo_advanced_100 | System cost | 2041 | 51.4842 | 51.7658
ap2 | geo_advanced_100 | System cost | 2042 | 52.2175 | 52.4751
ap2 | geo_advanced_100 | System cost | 2043 | 52.2175 | 52.4751
ap2 | geo_advanced_100 | System cost | 2044 | 54.3552 | 54.5946
ap2 | geo_advanced_100 | System cost | 2045 | 54.3552 | 54.5946
ap2 | geo_advanced_100 | System cost | 2046 | 57.7315 | 57.9654
ap2 | geo_advanced_100 | System cost | 2047 | 57.7315 | 57.9654
ap2 | geo_advanced_100 | System cost | 2048 | 60.2489 | 60.4768
ap2 | geo_advanced_100 | System cost | 2049 | 60.2489 | 60.4768
ap2 | geo_advanced_100 | System cost | 2050 | 100.2565 | 100.6851
ap2 | geo_advanced_100 | System cost + health | 2010 | 18.4281 | 80.311
ap2 | geo_advanced_100 | System cost + health | 2011 | 18.1777 | 79.6647
ap2 | geo_advanced_100 | System cost + health | 2012 | 11.6057 | 66.4048
ap2 | geo_advanced_100 | System cost + health | 2013 | 11.584 | 66.1124
ap2 | geo_advanced_100 | System cost + health | 2014 | 15.4723 | 76.2132
ap2 | geo_advanced_100 | System cost + health | 2015 | 15.3972 | 75.7642
ap2 | geo_advanced_100 | System cost + health | 2016 | 8.7716 | 60.0693
ap2 | geo_advanced_100 | System cost + health | 2017 | 8.7631 | 59.9782
ap2 | geo_advanced_100 | System cost + health | 2018 | 7.8537 | 60.4502
ap2 | geo_advanced_100 | System cost + health | 2019 | 7.8438 | 60.2336
ap2 | geo_advanced_100 | System cost + health | 2020 | 5.9737 | 52.5488
ap2 | geo_advanced_100 | System cost + health | 2021 | 5.9577 | 51.6997
ap2 | geo_advanced_100 | System cost + health | 2022 | 7.078 | 60.5599
ap2 | geo_advanced_100 | System cost + health | 2023 | 7.0589 | 59.5246
ap2 | geo_advanced_100 | System cost + health | 2024 | 3.5583 | 50.2919
ap2 | geo_advanced_100 | System cost + health | 2025 | 3.5489 | 49.7092
ap2 | geo_advanced_100 | System cost + health | 2026 | 2.517 | 48.3722
ap2 | geo_advanced_100 | System cost + health | 2027 | 2.5084 | 47.8038
ap2 | geo_advanced_100 | System cost + health | 2028 | 1.2051 | 46.3197
ap2 | geo_advanced_100 | System cost + health | 2029 | 1.1975 | 46.0123
ap2 | geo_advanced_100 | System cost + health | 2030 | 1.047 | 45.4299
ap2 | geo_advanced_100 | System cost + health | 2031 | 1.0409 | 45.4238
ap2 | geo_advanced_100 | System cost + health | 2032 | 0.96851 | 44.8539
ap2 | geo_advanced_100 | System cost + health | 2033 | 0.9634 | 44.8488
ap2 | geo_advanced_100 | System cost + health | 2034 | 0.80659 | 45.2818
ap2 | geo_advanced_100 | System cost + health | 2035 | 0.8021 | 45.2773
ap2 | geo_advanced_100 | System cost + health | 2036 | 0.44962 | 45.3745
ap2 | geo_advanced_100 | System cost + health | 2037 | 0.44962 | 45.3745
ap2 | geo_advanced_100 | System cost + health | 2038 | 0.31058 | 47.9815
ap2 | geo_advanced_100 | System cost + health | 2039 | 0.31058 | 47.9815
ap2 | geo_advanced_100 | System cost + health | 2040 | 0.28156 | 51.7658
ap2 | geo_advanced_100 | System cost + health | 2041 | 0.28156 | 51.7658
ap2 | geo_advanced_100 | System cost + health | 2042 | 0.25759 | 52.4751
ap2 | geo_advanced_100 | System cost + health | 2043 | 0.25758 | 52.4751
ap2 | geo_advanced_100 | System cost + health | 2044 | 0.23941 | 54.5946
ap2 | geo_advanced_100 | System cost + health | 2045 | 0.23941 | 54.5946
ap2 | geo_advanced_100 | System cost + health | 2046 | 0.23384 | 57.9654
ap2 | geo_advanced_100 | System cost + health | 2047 | 0.23384 | 57.9654
ap2 | geo_advanced_100 | System cost + health | 2048 | 0.22787 | 60.4768
ap2 | geo_advanced_100 | System cost + health | 2049 | 0.22787 | 60.4768
ap2 | geo_advanced_100 | System cost + health | 2050 | 0.42859 | 100.6851
easiur | geo_advanced_100 | System cost | 2010 | 61.8829 | 82.2806
easiur | geo_advanced_100 | System cost | 2011 | 61.4871 | 81.6956
easiur | geo_advanced_100 | System cost | 2012 | 54.7992 | 67.7979
easiur | geo_advanced_100 | System cost | 2013 | 54.5284 | 67.5103
easiur | geo_advanced_100 | System cost | 2014 | 60.7409 | 77.9807
easiur | geo_advanced_100 | System cost | 2015 | 60.367 | 77.5485
easiur | geo_advanced_100 | System cost | 2016 | 51.2977 | 61.1384
easiur | geo_advanced_100 | System cost | 2017 | 51.2151 | 61.0488
easiur | geo_advanced_100 | System cost | 2018 | 52.5965 | 61.3265
easiur | geo_advanced_100 | System cost | 2019 | 52.3899 | 61.108
easiur | geo_advanced_100 | System cost | 2020 | 46.5751 | 53.4219
easiur | geo_advanced_100 | System cost | 2021 | 45.7419 | 52.5726
easiur | geo_advanced_100 | System cost | 2022 | 53.4819 | 61.3058
easiur | geo_advanced_100 | System cost | 2023 | 52.4657 | 60.2714
easiur | geo_advanced_100 | System cost | 2024 | 46.7336 | 50.7676
easiur | geo_advanced_100 | System cost | 2025 | 46.1602 | 50.1838
easiur | geo_advanced_100 | System cost | 2026 | 45.8552 | 48.7423
easiur | geo_advanced_100 | System cost | 2027 | 45.2954 | 48.1732
easiur | geo_advanced_100 | System cost | 2028 | 45.1146 | 46.5953
easiur | geo_advanced_100 | System cost | 2029 | 44.8148 | 46.2879
easiur | geo_advanced_100 | System cost | 2030 | 44.3829 | 45.6812
easiur | geo_advanced_100 | System cost | 2031 | 44.3829 | 45.6756
easiur | geo_advanced_100 | System cost | 2032 | 43.8854 | 45.0916
easiur | geo_advanced_100 | System cost | 2033 | 43.8854 | 45.0877
easiur | geo_advanced_100 | System cost | 2034 | 44.4752 | 45.5025
easiur | geo_advanced_100 | System cost | 2035 | 44.4752 | 45.4994
easiur | geo_advanced_100 | System cost | 2036 | 44.9248 | 45.4995
easiur | geo_advanced_100 | System cost | 2037 | 44.9248 | 45.4995
easiur | geo_advanced_100 | System cost | 2038 | 47.671 | 48.0606
easiur | geo_advanced_100 | System cost | 2039 | 47.671 | 48.0606
easiur | geo_advanced_100 | System cost | 2040 | 51.4842 | 51.8384
easiur | geo_advanced_100 | System cost | 2041 | 51.4842 | 51.8384
easiur | geo_advanced_100 | System cost | 2042 | 52.2175 | 52.5171
easiur | geo_advanced_100 | System cost | 2043 | 52.2175 | 52.5171
easiur | geo_advanced_100 | System cost | 2044 | 54.3552 | 54.6204
easiur | geo_advanced_100 | System cost | 2045 | 54.3552 | 54.6204
easiur | geo_advanced_100 | System cost | 2046 | 57.7315 | 57.992
easiur | geo_advanced_100 | System cost | 2047 | 57.7315 | 57.992
easiur | geo_advanced_100 | System cost | 2048 | 60.2489 | 60.5034
easiur | geo_advanced_100 | System cost | 2049 | 60.2489 | 60.5034
easiur | geo_advanced_100 | System cost | 2050 | 100.2565 | 100.6909
easiur | geo_advanced_100 | System cost + health | 2010 | 20.3977 | 82.2806
easiur | geo_advanced_100 | System cost + health | 2011 | 20.2085 | 81.6956
easiur | geo_advanced_100 | System cost + health | 2012 | 12.9988 | 67.7979
easiur | geo_advanced_100 | System cost + health | 2013 | 12.9819 | 67.5103
easiur | geo_advanced_100 | System cost + health | 2014 | 17.2398 | 77.9807
easiur | geo_advanced_100 | System cost + health | 2015 | 17.1814 | 77.5485
easiur | geo_advanced_100 | System cost + health | 2016 | 9.8407 | 61.1384
easiur | geo_advanced_100 | System cost + health | 2017 | 9.8337 | 61.0488
easiur | geo_advanced_100 | System cost + health | 2018 | 8.73 | 61.3265
easiur | geo_advanced_100 | System cost + health | 2019 | 8.7181 | 61.108
easiur | geo_advanced_100 | System cost + health | 2020 | 6.8468 | 53.4219
easiur | geo_advanced_100 | System cost + health | 2021 | 6.8307 | 52.5726
easiur | geo_advanced_100 | System cost + health | 2022 | 7.8239 | 61.3058
easiur | geo_advanced_100 | System cost + health | 2023 | 7.8057 | 60.2714
easiur | geo_advanced_100 | System cost + health | 2024 | 4.0341 | 50.7676
easiur | geo_advanced_100 | System cost + health | 2025 | 4.0236 | 50.1838
easiur | geo_advanced_100 | System cost + health | 2026 | 2.8871 | 48.7423
easiur | geo_advanced_100 | System cost + health | 2027 | 2.8778 | 48.1732
easiur | geo_advanced_100 | System cost + health | 2028 | 1.4807 | 46.5953
easiur | geo_advanced_100 | System cost + health | 2029 | 1.4731 | 46.2879
easiur | geo_advanced_100 | System cost + health | 2030 | 1.2983 | 45.6812
easiur | geo_advanced_100 | System cost + health | 2031 | 1.2927 | 45.6756
easiur | geo_advanced_100 | System cost + health | 2032 | 1.2062 | 45.0916
easiur | geo_advanced_100 | System cost + health | 2033 | 1.2023 | 45.0877
easiur | geo_advanced_100 | System cost + health | 2034 | 1.0273 | 45.5025
easiur | geo_advanced_100 | System cost + health | 2035 | 1.0242 | 45.4994
easiur | geo_advanced_100 | System cost + health | 2036 | 0.5747 | 45.4995
easiur | geo_advanced_100 | System cost + health | 2037 | 0.5747 | 45.4995
easiur | geo_advanced_100 | System cost + health | 2038 | 0.38969 | 48.0606
easiur | geo_advanced_100 | System cost + health | 2039 | 0.38969 | 48.0606
easiur | geo_advanced_100 | System cost + health | 2040 | 0.35414 | 51.8384
easiur | geo_advanced_100 | System cost + health | 2041 | 0.35414 | 51.8384
easiur | geo_advanced_100 | System cost + health | 2042 | 0.29958 | 52.5171
easiur | geo_advanced_100 | System cost + health | 2043 | 0.29956 | 52.5171
easiur | geo_advanced_100 | System cost + health | 2044 | 0.26525 | 54.6204
easiur | geo_advanced_100 | System cost + health | 2045 | 0.26525 | 54.6204
easiur | geo_advanced_100 | System cost + health | 2046 | 0.26045 | 57.992
easiur | geo_advanced_100 | System cost + health | 2047 | 0.26045 | 57.992
easiur | geo_advanced_100 | System cost + health | 2048 | 0.25447 | 60.5034
easiur | geo_advanced_100 | System cost + health | 2049 | 0.25447 | 60.5034
easiur | geo_advanced_100 | System cost + health | 2050 | 0.43432 | 100.6909
inmap | geo_advanced_100 | System cost | 2010 | 61.8829 | 84.0053
inmap | geo_advanced_100 | System cost | 2011 | 61.4871 | 83.5066
inmap | geo_advanced_100 | System cost | 2012 | 54.7992 | 68.9828
inmap | geo_advanced_100 | System cost | 2013 | 54.5284 | 68.7031
inmap | geo_advanced_100 | System cost | 2014 | 60.7409 | 79.6633
inmap | geo_advanced_100 | System cost | 2015 | 60.367 | 79.2582
inmap | geo_advanced_100 | System cost | 2016 | 51.2977 | 61.9145
inmap | geo_advanced_100 | System cost | 2017 | 51.2151 | 61.8282
inmap | geo_advanced_100 | System cost | 2018 | 52.5965 | 62.1793
inmap | geo_advanced_100 | System cost | 2019 | 52.3899 | 61.9676
inmap | geo_advanced_100 | System cost | 2020 | 46.5751 | 53.8501
inmap | geo_advanced_100 | System cost | 2021 | 45.7419 | 53.0095
inmap | geo_advanced_100 | System cost | 2022 | 53.4819 | 62.1309
inmap | geo_advanced_100 | System cost | 2023 | 52.4657 | 61.106
inmap | geo_advanced_100 | System cost | 2024 | 46.7336 | 51.0011
inmap | geo_advanced_100 | System cost | 2025 | 46.1602 | 50.4231
inmap | geo_advanced_100 | System cost | 2026 | 45.8552 | 48.8943
inmap | geo_advanced_100 | System cost | 2027 | 45.2954 | 48.3304
inmap | geo_advanced_100 | System cost | 2028 | 45.1146 | 46.6637
inmap | geo_advanced_100 | System cost | 2029 | 44.8148 | 46.3604
inmap | geo_advanced_100 | System cost | 2030 | 44.3829 | 45.7297
inmap | geo_advanced_100 | System cost | 2031 | 44.3829 | 45.727
inmap | geo_advanced_100 | System cost | 2032 | 43.8854 | 45.1501
inmap | geo_advanced_100 | System cost | 2033 | 43.8854 | 45.148
inmap | geo_advanced_100 | System cost | 2034 | 44.4752 | 45.5258
inmap | geo_advanced_100 | System cost | 2035 | 44.4752 | 45.524
inmap | geo_advanced_100 | System cost | 2036 | 44.9248 | 45.4554
inmap | geo_advanced_100 | System cost | 2037 | 44.9248 | 45.4554
inmap | geo_advanced_100 | System cost | 2038 | 47.671 | 48.0368
inmap | geo_advanced_100 | System cost | 2039 | 47.671 | 48.0368
inmap | geo_advanced_100 | System cost | 2040 | 51.4842 | 51.8108
inmap | geo_advanced_100 | System cost | 2041 | 51.4842 | 51.8108
inmap | geo_advanced_100 | System cost | 2042 | 52.2175 | 52.5037
inmap | geo_advanced_100 | System cost | 2043 | 52.2175 | 52.5037
inmap | geo_advanced_100 | System cost | 2044 | 54.3552 | 54.6143
inmap | geo_advanced_100 | System cost | 2045 | 54.3552 | 54.6143
inmap | geo_advanced_100 | System cost | 2046 | 57.7315 | 57.9838
inmap | geo_advanced_100 | System cost | 2047 | 57.7315 | 57.9838
inmap | geo_advanced_100 | System cost | 2048 | 60.2489 | 60.495
inmap | geo_advanced_100 | System cost | 2049 | 60.2489 | 60.495
inmap | geo_advanced_100 | System cost | 2050 | 100.2565 | 100.7748
inmap | geo_advanced_100 | System cost + health | 2010 | 22.1224 | 84.0053
inmap | geo_advanced_100 | System cost + health | 2011 | 22.0196 | 83.5066
inmap | geo_advanced_100 | System cost + health | 2012 | 14.1837 | 68.9828
inmap | geo_advanced_100 | System cost + health | 2013 | 14.1747 | 68.7031
inmap | geo_advanced_100 | System cost + health | 2014 | 18.9224 | 79.6633
inmap | geo_advanced_100 | System cost + health | 2015 | 18.8912 | 79.2582
inmap | geo_advanced_100 | System cost + health | 2016 | 10.6167 | 61.9145
inmap | geo_advanced_100 | System cost + health | 2017 | 10.6131 | 61.8282
inmap | geo_advanced_100 | System cost + health | 2018 | 9.5828 | 62.1793
inmap | geo_advanced_100 | System cost + health | 2019 | 9.5777 | 61.9676
inmap | geo_advanced_100 | System cost + health | 2020 | 7.275 | 53.8501
inmap | geo_advanced_100 | System cost + health | 2021 | 7.2676 | 53.0095
inmap | geo_advanced_100 | System cost + health | 2022 | 8.649 | 62.1309
inmap | geo_advanced_100 | System cost + health | 2023 | 8.6403 | 61.106
inmap | geo_advanced_100 | System cost + health | 2024 | 4.2675 | 51.0011
inmap | geo_advanced_100 | System cost + health | 2025 | 4.2629 | 50.4231
inmap | geo_advanced_100 | System cost + health | 2026 | 3.0391 | 48.8943
inmap | geo_advanced_100 | System cost + health | 2027 | 3.035 | 48.3304
inmap | geo_advanced_100 | System cost + health | 2028 | 1.5491 | 46.6637
inmap | geo_advanced_100 | System cost + health | 2029 | 1.5456 | 46.3604
inmap | geo_advanced_100 | System cost + health | 2030 | 1.3468 | 45.7297
inmap | geo_advanced_100 | System cost + health | 2031 | 1.3441 | 45.727
inmap | geo_advanced_100 | System cost + health | 2032 | 1.2647 | 45.1501
inmap | geo_advanced_100 | System cost + health | 2033 | 1.2626 | 45.148
inmap | geo_advanced_100 | System cost + health | 2034 | 1.0506 | 45.5258
inmap | geo_advanced_100 | System cost + health | 2035 | 1.0488 | 45.524
inmap | geo_advanced_100 | System cost + health | 2036 | 0.53057 | 45.4554
inmap | geo_advanced_100 | System cost + health | 2037 | 0.53057 | 45.4554
inmap | geo_advanced_100 | System cost + health | 2038 | 0.36587 | 48.0368
inmap | geo_advanced_100 | System cost + health | 2039 | 0.36587 | 48.0368
inmap | geo_advanced_100 | System cost + health | 2040 | 0.32654 | 51.8108
inmap | geo_advanced_100 | System cost + health | 2041 | 0.32654 | 51.8108
inmap | geo_advanced_100 | System cost + health | 2042 | 0.2862 | 52.5037
inmap | geo_advanced_100 | System cost + health | 2043 | 0.2862 | 52.5037
inmap | geo_advanced_100 | System cost + health | 2044 | 0.25914 | 54.6143
inmap | geo_advanced_100 | System cost + health | 2045 | 0.25914 | 54.6143
inmap | geo_advanced_100 | System cost + health | 2046 | 0.25227 | 57.9838
inmap | geo_advanced_100 | System cost + health | 2047 | 0.25227 | 57.9838
inmap | geo_advanced_100 | System cost + health | 2048 | 0.24602 | 60.495
inmap | geo_advanced_100 | System cost + health | 2049 | 0.24602 | 60.495
inmap | geo_advanced_100 | System cost + health | 2050 | 0.51829 | 100.7748

## 49_System cost + health damages
model | scenario | cost_type | year | Average cost ($/MWh) | Net Level Average cost ($/MWh)
ap2 | geo_advanced_100 | System cost | 2010 | 61.8829 | 109.2286
ap2 | geo_advanced_100 | System cost | 2011 | 61.4871 | 108.1893
ap2 | geo_advanced_100 | System cost | 2012 | 54.7992 | 84.6165
ap2 | geo_advanced_100 | System cost | 2013 | 54.5284 | 84.2902
ap2 | geo_advanced_100 | System cost | 2014 | 60.7409 | 100.4925
ap2 | geo_advanced_100 | System cost | 2015 | 60.367 | 99.9256
ap2 | geo_advanced_100 | System cost | 2016 | 51.2977 | 73.8337
ap2 | geo_advanced_100 | System cost | 2017 | 51.2151 | 73.7294
ap2 | geo_advanced_100 | System cost | 2018 | 52.5965 | 72.7743
ap2 | geo_advanced_100 | System cost | 2019 | 52.3899 | 72.542
ap2 | geo_advanced_100 | System cost | 2020 | 46.5751 | 61.9227
ap2 | geo_advanced_100 | System cost | 2021 | 45.7419 | 61.0485
ap2 | geo_advanced_100 | System cost | 2022 | 53.4819 | 71.6667
ap2 | geo_advanced_100 | System cost | 2023 | 52.4657 | 70.6015
ap2 | geo_advanced_100 | System cost | 2024 | 46.7336 | 55.8757
ap2 | geo_advanced_100 | System cost | 2025 | 46.1602 | 55.2782
ap2 | geo_advanced_100 | System cost | 2026 | 45.8552 | 52.3218
ap2 | geo_advanced_100 | System cost | 2027 | 45.2954 | 51.7399
ap2 | geo_advanced_100 | System cost | 2028 | 45.1146 | 48.2107
ap2 | geo_advanced_100 | System cost | 2029 | 44.8148 | 47.8913
ap2 | geo_advanced_100 | System cost | 2030 | 44.3829 | 47.0728
ap2 | geo_advanced_100 | System cost | 2031 | 44.3829 | 47.0572
ap2 | geo_advanced_100 | System cost | 2032 | 43.8854 | 46.3736
ap2 | geo_advanced_100 | System cost | 2033 | 43.8854 | 46.3605
ap2 | geo_advanced_100 | System cost | 2034 | 44.4752 | 46.5475
ap2 | geo_advanced_100 | System cost | 2035 | 44.4752 | 46.5359
ap2 | geo_advanced_100 | System cost | 2036 | 44.9248 | 46.08
ap2 | geo_advanced_100 | System cost | 2037 | 44.9248 | 46.08
ap2 | geo_advanced_100 | System cost | 2038 | 47.671 | 48.4689
ap2 | geo_advanced_100 | System cost | 2039 | 47.671 | 48.4689
ap2 | geo_advanced_100 | System cost | 2040 | 51.4842 | 52.2076
ap2 | geo_advanced_100 | System cost | 2041 | 51.4842 | 52.2076
ap2 | geo_advanced_100 | System cost | 2042 | 52.2175 | 52.8793
ap2 | geo_advanced_100 | System cost | 2043 | 52.2175 | 52.8793
ap2 | geo_advanced_100 | System cost | 2044 | 54.3552 | 54.9703
ap2 | geo_advanced_100 | System cost | 2045 | 54.3552 | 54.9703
ap2 | geo_advanced_100 | System cost | 2046 | 57.7315 | 58.3323
ap2 | geo_advanced_100 | System cost | 2047 | 57.7315 | 58.3323
ap2 | geo_advanced_100 | System cost | 2048 | 60.2489 | 60.8344
ap2 | geo_advanced_100 | System cost | 2049 | 60.2489 | 60.8344
ap2 | geo_advanced_100 | System cost | 2050 | 100.2565 | 101.3577
ap2 | geo_advanced_100 | System cost + health | 2010 | 47.3457 | 109.2286
ap2 | geo_advanced_100 | System cost + health | 2011 | 46.7022 | 108.1893
ap2 | geo_advanced_100 | System cost + health | 2012 | 29.8174 | 84.6165
ap2 | geo_advanced_100 | System cost + health | 2013 | 29.7618 | 84.2902
ap2 | geo_advanced_100 | System cost + health | 2014 | 39.7515 | 100.4925
ap2 | geo_advanced_100 | System cost + health | 2015 | 39.5585 | 99.9256
ap2 | geo_advanced_100 | System cost + health | 2016 | 22.536 | 73.8337
ap2 | geo_advanced_100 | System cost + health | 2017 | 22.5143 | 73.7294
ap2 | geo_advanced_100 | System cost + health | 2018 | 20.1778 | 72.7743
ap2 | geo_advanced_100 | System cost + health | 2019 | 20.1522 | 72.542
ap2 | geo_advanced_100 | System cost + health | 2020 | 15.3476 | 61.9227
ap2 | geo_advanced_100 | System cost + health | 2021 | 15.3066 | 61.0485
ap2 | geo_advanced_100 | System cost + health | 2022 | 18.1847 | 71.6667
ap2 | geo_advanced_100 | System cost + health | 2023 | 18.1358 | 70.6015
ap2 | geo_advanced_100 | System cost + health | 2024 | 9.1421 | 55.8757
ap2 | geo_advanced_100 | System cost + health | 2025 | 9.1179 | 55.2782
ap2 | geo_advanced_100 | System cost + health | 2026 | 6.4666 | 52.3218
ap2 | geo_advanced_100 | System cost + health | 2027 | 6.4445 | 51.7399
ap2 | geo_advanced_100 | System cost + health | 2028 | 3.0961 | 48.2107
ap2 | geo_advanced_100 | System cost + health | 2029 | 3.0765 | 47.8913
ap2 | geo_advanced_100 | System cost + health | 2030 | 2.6899 | 47.0728
ap2 | geo_advanced_100 | System cost + health | 2031 | 2.6743 | 47.0572
ap2 | geo_advanced_100 | System cost + health | 2032 | 2.4883 | 46.3736
ap2 | geo_advanced_100 | System cost + health | 2033 | 2.4752 | 46.3605
ap2 | geo_advanced_100 | System cost + health | 2034 | 2.0723 | 46.5475
ap2 | geo_advanced_100 | System cost + health | 2035 | 2.0607 | 46.5359
ap2 | geo_advanced_100 | System cost + health | 2036 | 1.1552 | 46.08
ap2 | geo_advanced_100 | System cost + health | 2037 | 1.1551 | 46.08
ap2 | geo_advanced_100 | System cost + health | 2038 | 0.79793 | 48.4689
ap2 | geo_advanced_100 | System cost + health | 2039 | 0.79793 | 48.4689
ap2 | geo_advanced_100 | System cost + health | 2040 | 0.72338 | 52.2076
ap2 | geo_advanced_100 | System cost + health | 2041 | 0.72338 | 52.2076
ap2 | geo_advanced_100 | System cost + health | 2042 | 0.66179 | 52.8793
ap2 | geo_advanced_100 | System cost + health | 2043 | 0.66176 | 52.8793
ap2 | geo_advanced_100 | System cost + health | 2044 | 0.61509 | 54.9703
ap2 | geo_advanced_100 | System cost + health | 2045 | 0.61509 | 54.9703
ap2 | geo_advanced_100 | System cost + health | 2046 | 0.60078 | 58.3323
ap2 | geo_advanced_100 | System cost + health | 2047 | 0.60078 | 58.3323
ap2 | geo_advanced_100 | System cost + health | 2048 | 0.58544 | 60.8344
ap2 | geo_advanced_100 | System cost + health | 2049 | 0.58544 | 60.8344
ap2 | geo_advanced_100 | System cost + health | 2050 | 1.1011 | 101.3577
easiur | geo_advanced_100 | System cost | 2010 | 61.8829 | 114.2891
easiur | geo_advanced_100 | System cost | 2011 | 61.4871 | 113.4071
easiur | geo_advanced_100 | System cost | 2012 | 54.7992 | 88.1958
easiur | geo_advanced_100 | System cost | 2013 | 54.5284 | 87.8818
easiur | geo_advanced_100 | System cost | 2014 | 60.7409 | 105.0337
easiur | geo_advanced_100 | System cost | 2015 | 60.367 | 104.5098
easiur | geo_advanced_100 | System cost | 2016 | 51.2977 | 76.5806
easiur | geo_advanced_100 | System cost | 2017 | 51.2151 | 76.4801
easiur | geo_advanced_100 | System cost | 2018 | 52.5965 | 75.0258
easiur | geo_advanced_100 | System cost | 2019 | 52.3899 | 74.7885
easiur | geo_advanced_100 | System cost | 2020 | 46.5751 | 64.1661
easiur | geo_advanced_100 | System cost | 2021 | 45.7419 | 63.2915
easiur | geo_advanced_100 | System cost | 2022 | 53.4819 | 73.5832
easiur | geo_advanced_100 | System cost | 2023 | 52.4657 | 72.5202
easiur | geo_advanced_100 | System cost | 2024 | 46.7336 | 57.0979
easiur | geo_advanced_100 | System cost | 2025 | 46.1602 | 56.4976
easiur | geo_advanced_100 | System cost | 2026 | 45.8552 | 53.2729
easiur | geo_advanced_100 | System cost | 2027 | 45.2954 | 52.6891
easiur | geo_advanced_100 | System cost | 2028 | 45.1146 | 48.9187
easiur | geo_advanced_100 | System cost | 2029 | 44.8148 | 48.5994
easiur | geo_advanced_100 | System cost | 2030 | 44.3829 | 47.7184
easiur | geo_advanced_100 | System cost | 2031 | 44.3829 | 47.7042
easiur | geo_advanced_100 | System cost | 2032 | 43.8854 | 46.9844
easiur | geo_advanced_100 | System cost | 2033 | 43.8854 | 46.9744
easiur | geo_advanced_100 | System cost | 2034 | 44.4752 | 47.1146
easiur | geo_advanced_100 | System cost | 2035 | 44.4752 | 47.1066
easiur | geo_advanced_100 | System cost | 2036 | 44.9248 | 46.4014
easiur | geo_advanced_100 | System cost | 2037 | 44.9248 | 46.4014
easiur | geo_advanced_100 | System cost | 2038 | 47.671 | 48.6721
easiur | geo_advanced_100 | System cost | 2039 | 47.671 | 48.6721
easiur | geo_advanced_100 | System cost | 2040 | 51.4842 | 52.3941
easiur | geo_advanced_100 | System cost | 2041 | 51.4842 | 52.3941
easiur | geo_advanced_100 | System cost | 2042 | 52.2175 | 52.9872
easiur | geo_advanced_100 | System cost | 2043 | 52.2175 | 52.9872
easiur | geo_advanced_100 | System cost | 2044 | 54.3552 | 55.0366
easiur | geo_advanced_100 | System cost | 2045 | 54.3552 | 55.0366
easiur | geo_advanced_100 | System cost | 2046 | 57.7315 | 58.4007
easiur | geo_advanced_100 | System cost | 2047 | 57.7315 | 58.4007
easiur | geo_advanced_100 | System cost | 2048 | 60.2489 | 60.9027
easiur | geo_advanced_100 | System cost | 2049 | 60.2489 | 60.9027
easiur | geo_advanced_100 | System cost | 2050 | 100.2565 | 101.3724
easiur | geo_advanced_100 | System cost + health | 2010 | 52.4062 | 114.2891
easiur | geo_advanced_100 | System cost + health | 2011 | 51.9201 | 113.4071
easiur | geo_advanced_100 | System cost + health | 2012 | 33.3966 | 88.1958
easiur | geo_advanced_100 | System cost + health | 2013 | 33.3534 | 87.8818
easiur | geo_advanced_100 | System cost + health | 2014 | 44.2927 | 105.0337
easiur | geo_advanced_100 | System cost + health | 2015 | 44.1428 | 104.5098
easiur | geo_advanced_100 | System cost + health | 2016 | 25.2828 | 76.5806
easiur | geo_advanced_100 | System cost + health | 2017 | 25.265 | 76.4801
easiur | geo_advanced_100 | System cost + health | 2018 | 22.4293 | 75.0258
easiur | geo_advanced_100 | System cost + health | 2019 | 22.3986 | 74.7885
easiur | geo_advanced_100 | System cost + health | 2020 | 17.591 | 64.1661
easiur | geo_advanced_100 | System cost + health | 2021 | 17.5496 | 63.2915
easiur | geo_advanced_100 | System cost + health | 2022 | 20.1013 | 73.5832
easiur | geo_advanced_100 | System cost + health | 2023 | 20.0546 | 72.5202
easiur | geo_advanced_100 | System cost + health | 2024 | 10.3644 | 57.0979
easiur | geo_advanced_100 | System cost + health | 2025 | 10.3374 | 56.4976
easiur | geo_advanced_100 | System cost + health | 2026 | 7.4177 | 53.2729
easiur | geo_advanced_100 | System cost + health | 2027 | 7.3937 | 52.6891
easiur | geo_advanced_100 | System cost + health | 2028 | 3.8042 | 48.9187
easiur | geo_advanced_100 | System cost + health | 2029 | 3.7846 | 48.5994
easiur | geo_advanced_100 | System cost + health | 2030 | 3.3355 | 47.7184
easiur | geo_advanced_100 | System cost + health | 2031 | 3.3213 | 47.7042
easiur | geo_advanced_100 | System cost + health | 2032 | 3.099 | 46.9844
easiur | geo_advanced_100 | System cost + health | 2033 | 3.0891 | 46.9744
easiur | geo_advanced_100 | System cost + health | 2034 | 2.6394 | 47.1146
easiur | geo_advanced_100 | System cost + health | 2035 | 2.6314 | 47.1066
easiur | geo_advanced_100 | System cost + health | 2036 | 1.4765 | 46.4014
easiur | geo_advanced_100 | System cost + health | 2037 | 1.4765 | 46.4014
easiur | geo_advanced_100 | System cost + health | 2038 | 1.0012 | 48.6721
easiur | geo_advanced_100 | System cost + health | 2039 | 1.0012 | 48.6721
easiur | geo_advanced_100 | System cost + health | 2040 | 0.90987 | 52.3941
easiur | geo_advanced_100 | System cost + health | 2041 | 0.90987 | 52.3941
easiur | geo_advanced_100 | System cost + health | 2042 | 0.76969 | 52.9872
easiur | geo_advanced_100 | System cost + health | 2043 | 0.76964 | 52.9872
easiur | geo_advanced_100 | System cost + health | 2044 | 0.68148 | 55.0366
easiur | geo_advanced_100 | System cost + health | 2045 | 0.68148 | 55.0366
easiur | geo_advanced_100 | System cost + health | 2046 | 0.66916 | 58.4007
easiur | geo_advanced_100 | System cost + health | 2047 | 0.66916 | 58.4007
easiur | geo_advanced_100 | System cost + health | 2048 | 0.65379 | 60.9027
easiur | geo_advanced_100 | System cost + health | 2049 | 0.65379 | 60.9027
easiur | geo_advanced_100 | System cost + health | 2050 | 1.1159 | 101.3724
inmap | geo_advanced_100 | System cost | 2010 | 61.8829 | 118.7205
inmap | geo_advanced_100 | System cost | 2011 | 61.4871 | 118.0604
inmap | geo_advanced_100 | System cost | 2012 | 54.7992 | 91.2402
inmap | geo_advanced_100 | System cost | 2013 | 54.5284 | 90.9464
inmap | geo_advanced_100 | System cost | 2014 | 60.7409 | 109.3569
inmap | geo_advanced_100 | System cost | 2015 | 60.367 | 108.9029
inmap | geo_advanced_100 | System cost | 2016 | 51.2977 | 78.5745
inmap | geo_advanced_100 | System cost | 2017 | 51.2151 | 78.4826
inmap | geo_advanced_100 | System cost | 2018 | 52.5965 | 77.2168
inmap | geo_advanced_100 | System cost | 2019 | 52.3899 | 76.9972
inmap | geo_advanced_100 | System cost | 2020 | 46.5751 | 65.2662
inmap | geo_advanced_100 | System cost | 2021 | 45.7419 | 64.4139
inmap | geo_advanced_100 | System cost | 2022 | 53.4819 | 75.703
inmap | geo_advanced_100 | System cost | 2023 | 52.4657 | 74.6646
inmap | geo_advanced_100 | System cost | 2024 | 46.7336 | 57.6977
inmap | geo_advanced_100 | System cost | 2025 | 46.1602 | 57.1126
inmap | geo_advanced_100 | System cost | 2026 | 45.8552 | 53.6634
inmap | geo_advanced_100 | System cost | 2027 | 45.2954 | 53.0929
inmap | geo_advanced_100 | System cost | 2028 | 45.1146 | 49.0947
inmap | geo_advanced_100 | System cost | 2029 | 44.8148 | 48.7858
inmap | geo_advanced_100 | System cost | 2030 | 44.3829 | 47.8431
inmap | geo_advanced_100 | System cost | 2031 | 44.3829 | 47.8361
inmap | geo_advanced_100 | System cost | 2032 | 43.8854 | 47.1347
inmap | geo_advanced_100 | System cost | 2033 | 43.8854 | 47.1293
inmap | geo_advanced_100 | System cost | 2034 | 44.4752 | 47.1745
inmap | geo_advanced_100 | System cost | 2035 | 44.4752 | 47.1699
inmap | geo_advanced_100 | System cost | 2036 | 44.9248 | 46.288
inmap | geo_advanced_100 | System cost | 2037 | 44.9248 | 46.288
inmap | geo_advanced_100 | System cost | 2038 | 47.671 | 48.6109
inmap | geo_advanced_100 | System cost | 2039 | 47.671 | 48.6109
inmap | geo_advanced_100 | System cost | 2040 | 51.4842 | 52.3232
inmap | geo_advanced_100 | System cost | 2041 | 51.4842 | 52.3232
inmap | geo_advanced_100 | System cost | 2042 | 52.2175 | 52.9528
inmap | geo_advanced_100 | System cost | 2043 | 52.2175 | 52.9528
inmap | geo_advanced_100 | System cost | 2044 | 54.3552 | 55.0209
inmap | geo_advanced_100 | System cost | 2045 | 54.3552 | 55.0209
inmap | geo_advanced_100 | System cost | 2046 | 57.7315 | 58.3797
inmap | geo_advanced_100 | System cost | 2047 | 57.7315 | 58.3797
inmap | geo_advanced_100 | System cost | 2048 | 60.2489 | 60.881
inmap | geo_advanced_100 | System cost | 2049 | 60.2489 | 60.881
inmap | geo_advanced_100 | System cost | 2050 | 100.2565 | 101.5882
inmap | geo_advanced_100 | System cost + health | 2010 | 56.8375 | 118.7205
inmap | geo_advanced_100 | System cost + health | 2011 | 56.5733 | 118.0604
inmap | geo_advanced_100 | System cost + health | 2012 | 36.4411 | 91.2402
inmap | geo_advanced_100 | System cost + health | 2013 | 36.418 | 90.9464
inmap | geo_advanced_100 | System cost + health | 2014 | 48.616 | 109.3569
inmap | geo_advanced_100 | System cost + health | 2015 | 48.5358 | 108.9029
inmap | geo_advanced_100 | System cost + health | 2016 | 27.2768 | 78.5745
inmap | geo_advanced_100 | System cost + health | 2017 | 27.2675 | 78.4826
inmap | geo_advanced_100 | System cost + health | 2018 | 24.6203 | 77.2168
inmap | geo_advanced_100 | System cost + health | 2019 | 24.6073 | 76.9972
inmap | geo_advanced_100 | System cost + health | 2020 | 18.6911 | 65.2662
inmap | geo_advanced_100 | System cost + health | 2021 | 18.672 | 64.4139
inmap | geo_advanced_100 | System cost + health | 2022 | 22.2211 | 75.703
inmap | geo_advanced_100 | System cost + health | 2023 | 22.1989 | 74.6646
inmap | geo_advanced_100 | System cost + health | 2024 | 10.9641 | 57.6977
inmap | geo_advanced_100 | System cost + health | 2025 | 10.9523 | 57.1126
inmap | geo_advanced_100 | System cost + health | 2026 | 7.8082 | 53.6634
inmap | geo_advanced_100 | System cost + health | 2027 | 7.7975 | 53.0929
inmap | geo_advanced_100 | System cost + health | 2028 | 3.9801 | 49.0947
inmap | geo_advanced_100 | System cost + health | 2029 | 3.971 | 48.7858
inmap | geo_advanced_100 | System cost + health | 2030 | 3.4601 | 47.8431
inmap | geo_advanced_100 | System cost + health | 2031 | 3.4532 | 47.8361
inmap | geo_advanced_100 | System cost + health | 2032 | 3.2493 | 47.1347
inmap | geo_advanced_100 | System cost + health | 2033 | 3.2439 | 47.1293
inmap | geo_advanced_100 | System cost + health | 2034 | 2.6993 | 47.1745
inmap | geo_advanced_100 | System cost + health | 2035 | 2.6947 | 47.1699
inmap | geo_advanced_100 | System cost + health | 2036 | 1.3631 | 46.288
inmap | geo_advanced_100 | System cost + health | 2037 | 1.3631 | 46.288
inmap | geo_advanced_100 | System cost + health | 2038 | 0.93998 | 48.6109
inmap | geo_advanced_100 | System cost + health | 2039 | 0.93998 | 48.6109
inmap | geo_advanced_100 | System cost + health | 2040 | 0.83894 | 52.3232
inmap | geo_advanced_100 | System cost + health | 2041 | 0.83894 | 52.3232
inmap | geo_advanced_100 | System cost + health | 2042 | 0.73531 | 52.9528
inmap | geo_advanced_100 | System cost + health | 2043 | 0.73529 | 52.9528
inmap | geo_advanced_100 | System cost + health | 2044 | 0.66577 | 55.0209
inmap | geo_advanced_100 | System cost + health | 2045 | 0.66577 | 55.0209
inmap | geo_advanced_100 | System cost + health | 2046 | 0.64813 | 58.3797
inmap | geo_advanced_100 | System cost + health | 2047 | 0.64813 | 58.3797
inmap | geo_advanced_100 | System cost + health | 2048 | 0.63206 | 60.881
inmap | geo_advanced_100 | System cost + health | 2049 | 0.63206 | 60.881
inmap | geo_advanced_100 | System cost + health | 2050 | 1.3316 | 101.5882

## 50_Runtime (hours)
process | scenario | processtime | Net Level processtime
input_processing/calc_financial_inputs.py | geo_advanced_100 | 0.0020828 | 21.1814
input_processing/fuelcostprep.py | geo_advanced_100 | 0.00011027 | 21.1814
input_processing/writecapdat.py | geo_advanced_100 | 0.0010084 | 21.1814
input_processing/writesupplycurves.py | geo_advanced_100 | 0.012852 | 21.1814
input_processing/cfgather.py | geo_advanced_100 | 0.00022398 | 21.1814
input_processing/writedrshift.py | geo_advanced_100 | 6.1391e-05 | 21.1814
input_processing/plantcostprep.py | geo_advanced_100 | 0.00017556 | 21.1814
input_processing/all_year_load.py | geo_advanced_100 | 0.027644 | 21.1814
input_processing/climateprep.py | geo_advanced_100 | 5.5556e-06 | 21.1814
input_processing/ldc_prep.py | geo_advanced_100 | 0.027006 | 21.1814
input_processing/writehintage.py | geo_advanced_100 | 0.016301 | 21.1814
input_processing/transmission_multilink.py | geo_advanced_100 | 0.0057801 | 21.1814
input_processing/hourly_process.py | geo_advanced_100 | 1.9444e-06 | 21.1814
createmodel.gms | geo_advanced_100 | 0.047383 | 21.1814
d_solveoneyear.gms | geo_advanced_100 | 16.8894 | 21.1814
reeds_augur/a_prep_data.py | geo_advanced_100 | 0.43875 | 21.1814
reeds_augur/b1_osprey.gms | geo_advanced_100 | 2.9771 | 21.1814
reeds_augur/b2_gdx_dump.gms | geo_advanced_100 | 0.057318 | 21.1814
reeds_augur/c1_existing_curtailment.py | geo_advanced_100 | 0.083262 | 21.1814
reeds_augur/c2_marginal_curtailment.py | geo_advanced_100 | 0.1727 | 21.1814
reeds_augur/d_condor.py | geo_advanced_100 | 1.0623e-05 | 21.1814
reeds_augur/e_capacity_credit.py | geo_advanced_100 | 0.20507 | 21.1814
reeds_augur/f_plots.py | geo_advanced_100 | 0.11633 | 21.1814
e_report.gms | geo_advanced_100 | 0.095176 | 21.1814
e_report_dump.gms | geo_advanced_100 | 0.0056658 | 21.1814

## 51_Runtime by year (hours)
scenario | process | year | processtime | Net Level processtime
geo_advanced_100 | input_processing/calc_financial_inputs.py | 2000 | 0.0020828 | 0.24148
geo_advanced_100 | input_processing/fuelcostprep.py | 2000 | 0.00011027 | 0.24148
geo_advanced_100 | input_processing/writecapdat.py | 2000 | 0.0010084 | 0.24148
geo_advanced_100 | input_processing/writesupplycurves.py | 2000 | 0.012852 | 0.24148
geo_advanced_100 | input_processing/cfgather.py | 2000 | 0.00022398 | 0.24148
geo_advanced_100 | input_processing/writedrshift.py | 2000 | 6.1391e-05 | 0.24148
geo_advanced_100 | input_processing/plantcostprep.py | 2000 | 0.00017556 | 0.24148
geo_advanced_100 | input_processing/all_year_load.py | 2000 | 0.027644 | 0.24148
geo_advanced_100 | input_processing/climateprep.py | 2000 | 5.5556e-06 | 0.24148
geo_advanced_100 | input_processing/ldc_prep.py | 2000 | 0.027006 | 0.24148
geo_advanced_100 | input_processing/writehintage.py | 2000 | 0.016301 | 0.24148
geo_advanced_100 | input_processing/transmission_multilink.py | 2000 | 0.0057801 | 0.24148
geo_advanced_100 | input_processing/hourly_process.py | 2000 | 1.9444e-06 | 0.24148
geo_advanced_100 | createmodel.gms | 2000 | 0.047383 | 0.24148
geo_advanced_100 | d_solveoneyear.gms | 2010 | 0.070431 | 0.070431
geo_advanced_100 | d_solveoneyear.gms | 2012 | 0.021731 | 0.021731
geo_advanced_100 | d_solveoneyear.gms | 2014 | 0.020327 | 0.020327
geo_advanced_100 | d_solveoneyear.gms | 2016 | 0.015871 | 0.015871
geo_advanced_100 | d_solveoneyear.gms | 2018 | 0.015525 | 0.015525
geo_advanced_100 | d_solveoneyear.gms | 2020 | 0.023194 | 0.33599
geo_advanced_100 | d_solveoneyear.gms | 2022 | 0.081981 | 0.47568
geo_advanced_100 | d_solveoneyear.gms | 2024 | 1.2711 | 1.5665
geo_advanced_100 | d_solveoneyear.gms | 2026 | 0.52156 | 0.8613
geo_advanced_100 | d_solveoneyear.gms | 2028 | 0.74023 | 0.95098
geo_advanced_100 | d_solveoneyear.gms | 2030 | 0.84143 | 1.2127
geo_advanced_100 | d_solveoneyear.gms | 2032 | 0.99353 | 1.3468
geo_advanced_100 | d_solveoneyear.gms | 2034 | 2.2191 | 2.4478
geo_advanced_100 | d_solveoneyear.gms | 2036 | 0.8423 | 1.0824
geo_advanced_100 | d_solveoneyear.gms | 2038 | 0.65323 | 0.86718
geo_advanced_100 | d_solveoneyear.gms | 2040 | 0.53134 | 0.78164
geo_advanced_100 | d_solveoneyear.gms | 2042 | 0.55728 | 0.78485
geo_advanced_100 | d_solveoneyear.gms | 2044 | 0.84744 | 1.0402
geo_advanced_100 | d_solveoneyear.gms | 2046 | 2.1136 | 2.3258
geo_advanced_100 | d_solveoneyear.gms | 2048 | 2.1648 | 2.3729
geo_advanced_100 | d_solveoneyear.gms | 2050 | 2.3434 | 2.3434
geo_advanced_100 | reeds_augur/a_prep_data.py | 2020 | 0.024429 | 0.33599
geo_advanced_100 | reeds_augur/a_prep_data.py | 2022 | 0.033441 | 0.47568
geo_advanced_100 | reeds_augur/a_prep_data.py | 2024 | 0.024918 | 1.5665
geo_advanced_100 | reeds_augur/a_prep_data.py | 2026 | 0.034668 | 0.8613
geo_advanced_100 | reeds_augur/a_prep_data.py | 2028 | 0.029293 | 0.95098
geo_advanced_100 | reeds_augur/a_prep_data.py | 2030 | 0.033703 | 1.2127
geo_advanced_100 | reeds_augur/a_prep_data.py | 2032 | 0.03457 | 1.3468
geo_advanced_100 | reeds_augur/a_prep_data.py | 2034 | 0.025289 | 2.4478
geo_advanced_100 | reeds_augur/a_prep_data.py | 2036 | 0.025802 | 1.0824
geo_advanced_100 | reeds_augur/a_prep_data.py | 2038 | 0.026105 | 0.86718
geo_advanced_100 | reeds_augur/a_prep_data.py | 2040 | 0.025443 | 0.78164
geo_advanced_100 | reeds_augur/a_prep_data.py | 2042 | 0.026085 | 0.78485
geo_advanced_100 | reeds_augur/a_prep_data.py | 2044 | 0.026683 | 1.0402
geo_advanced_100 | reeds_augur/a_prep_data.py | 2046 | 0.03127 | 2.3258
geo_advanced_100 | reeds_augur/a_prep_data.py | 2048 | 0.037049 | 2.3729
geo_advanced_100 | reeds_augur/b1_osprey.gms | 2020 | 0.24869 | 0.33599
geo_advanced_100 | reeds_augur/b1_osprey.gms | 2022 | 0.2884 | 0.47568
geo_advanced_100 | reeds_augur/b1_osprey.gms | 2024 | 0.23078 | 1.5665
geo_advanced_100 | reeds_augur/b1_osprey.gms | 2026 | 0.26848 | 0.8613
geo_advanced_100 | reeds_augur/b1_osprey.gms | 2028 | 0.14228 | 0.95098
geo_advanced_100 | reeds_augur/b1_osprey.gms | 2030 | 0.26764 | 1.2127
geo_advanced_100 | reeds_augur/b1_osprey.gms | 2032 | 0.28027 | 1.3468
geo_advanced_100 | reeds_augur/b1_osprey.gms | 2034 | 0.17507 | 2.4478
geo_advanced_100 | reeds_augur/b1_osprey.gms | 2036 | 0.15882 | 1.0824
geo_advanced_100 | reeds_augur/b1_osprey.gms | 2038 | 0.15698 | 0.86718
geo_advanced_100 | reeds_augur/b1_osprey.gms | 2040 | 0.17071 | 0.78164
geo_advanced_100 | reeds_augur/b1_osprey.gms | 2042 | 0.16986 | 0.78485
geo_advanced_100 | reeds_augur/b1_osprey.gms | 2044 | 0.13303 | 1.0402
geo_advanced_100 | reeds_augur/b1_osprey.gms | 2046 | 0.14749 | 2.3258
geo_advanced_100 | reeds_augur/b1_osprey.gms | 2048 | 0.13862 | 2.3729
geo_advanced_100 | reeds_augur/b2_gdx_dump.gms | 2020 | 0.0054336 | 0.33599
geo_advanced_100 | reeds_augur/b2_gdx_dump.gms | 2022 | 0.0047493 | 0.47568
geo_advanced_100 | reeds_augur/b2_gdx_dump.gms | 2024 | 0.0047103 | 1.5665
geo_advanced_100 | reeds_augur/b2_gdx_dump.gms | 2026 | 0.0040719 | 0.8613
geo_advanced_100 | reeds_augur/b2_gdx_dump.gms | 2028 | 0.0040797 | 0.95098
geo_advanced_100 | reeds_augur/b2_gdx_dump.gms | 2030 | 0.0037827 | 1.2127
geo_advanced_100 | reeds_augur/b2_gdx_dump.gms | 2032 | 0.0038939 | 1.3468
geo_advanced_100 | reeds_augur/b2_gdx_dump.gms | 2034 | 0.0029525 | 2.4478
geo_advanced_100 | reeds_augur/b2_gdx_dump.gms | 2036 | 0.0029555 | 1.0824
geo_advanced_100 | reeds_augur/b2_gdx_dump.gms | 2038 | 0.002895 | 0.86718
geo_advanced_100 | reeds_augur/b2_gdx_dump.gms | 2040 | 0.0028709 | 0.78164
geo_advanced_100 | reeds_augur/b2_gdx_dump.gms | 2042 | 0.0028818 | 0.78485
geo_advanced_100 | reeds_augur/b2_gdx_dump.gms | 2044 | 0.0039224 | 1.0402
geo_advanced_100 | reeds_augur/b2_gdx_dump.gms | 2046 | 0.0040971 | 2.3258
geo_advanced_100 | reeds_augur/b2_gdx_dump.gms | 2048 | 0.0040219 | 2.3729
geo_advanced_100 | reeds_augur/c1_existing_curtailment.py | 2020 | 0.0088879 | 0.33599
geo_advanced_100 | reeds_augur/c1_existing_curtailment.py | 2022 | 0.0075399 | 0.47568
geo_advanced_100 | reeds_augur/c1_existing_curtailment.py | 2024 | 0.0072375 | 1.5665
geo_advanced_100 | reeds_augur/c1_existing_curtailment.py | 2026 | 0.0062538 | 0.8613
geo_advanced_100 | reeds_augur/c1_existing_curtailment.py | 2028 | 0.0067274 | 0.95098
geo_advanced_100 | reeds_augur/c1_existing_curtailment.py | 2030 | 0.0059376 | 1.2127
geo_advanced_100 | reeds_augur/c1_existing_curtailment.py | 2032 | 0.0060897 | 1.3468
geo_advanced_100 | reeds_augur/c1_existing_curtailment.py | 2034 | 0.004169 | 2.4478
geo_advanced_100 | reeds_augur/c1_existing_curtailment.py | 2036 | 0.0042356 | 1.0824
geo_advanced_100 | reeds_augur/c1_existing_curtailment.py | 2038 | 0.0041054 | 0.86718
geo_advanced_100 | reeds_augur/c1_existing_curtailment.py | 2040 | 0.0037977 | 0.78164
geo_advanced_100 | reeds_augur/c1_existing_curtailment.py | 2042 | 0.0038775 | 0.78485
geo_advanced_100 | reeds_augur/c1_existing_curtailment.py | 2044 | 0.0047524 | 1.0402
geo_advanced_100 | reeds_augur/c1_existing_curtailment.py | 2046 | 0.0050148 | 2.3258
geo_advanced_100 | reeds_augur/c1_existing_curtailment.py | 2048 | 0.0046357 | 2.3729
geo_advanced_100 | reeds_augur/c2_marginal_curtailment.py | 2020 | 0.012803 | 0.33599
geo_advanced_100 | reeds_augur/c2_marginal_curtailment.py | 2022 | 0.011848 | 0.47568
geo_advanced_100 | reeds_augur/c2_marginal_curtailment.py | 2024 | 0.013228 | 1.5665
geo_advanced_100 | reeds_augur/c2_marginal_curtailment.py | 2026 | 0.012131 | 0.8613
geo_advanced_100 | reeds_augur/c2_marginal_curtailment.py | 2028 | 0.012944 | 0.95098
geo_advanced_100 | reeds_augur/c2_marginal_curtailment.py | 2030 | 0.012552 | 1.2127
geo_advanced_100 | reeds_augur/c2_marginal_curtailment.py | 2032 | 0.012896 | 1.3468
geo_advanced_100 | reeds_augur/c2_marginal_curtailment.py | 2034 | 0.0094903 | 2.4478
geo_advanced_100 | reeds_augur/c2_marginal_curtailment.py | 2036 | 0.010305 | 1.0824
geo_advanced_100 | reeds_augur/c2_marginal_curtailment.py | 2038 | 0.010734 | 0.86718
geo_advanced_100 | reeds_augur/c2_marginal_curtailment.py | 2040 | 0.01006 | 0.78164
geo_advanced_100 | reeds_augur/c2_marginal_curtailment.py | 2042 | 0.010662 | 0.78485
geo_advanced_100 | reeds_augur/c2_marginal_curtailment.py | 2044 | 0.010965 | 1.0402
geo_advanced_100 | reeds_augur/c2_marginal_curtailment.py | 2046 | 0.011311 | 2.3258
geo_advanced_100 | reeds_augur/c2_marginal_curtailment.py | 2048 | 0.010768 | 2.3729
geo_advanced_100 | reeds_augur/d_condor.py | 2020 | 5.5583e-07 | 0.33599
geo_advanced_100 | reeds_augur/d_condor.py | 2022 | 5.5556e-07 | 0.47568
geo_advanced_100 | reeds_augur/d_condor.py | 2024 | 0 | 1.5665
geo_advanced_100 | reeds_augur/d_condor.py | 2026 | 4.3406e-06 | 0.8613
geo_advanced_100 | reeds_augur/d_condor.py | 2028 | 0 | 0.95098
geo_advanced_100 | reeds_augur/d_condor.py | 2030 | 0 | 1.2127
geo_advanced_100 | reeds_augur/d_condor.py | 2032 | 0 | 1.3468
geo_advanced_100 | reeds_augur/d_condor.py | 2034 | 0 | 2.4478
geo_advanced_100 | reeds_augur/d_condor.py | 2036 | 4.3383e-06 | 1.0824
geo_advanced_100 | reeds_augur/d_condor.py | 2038 | 0 | 0.86718
geo_advanced_100 | reeds_augur/d_condor.py | 2040 | 0 | 0.78164
geo_advanced_100 | reeds_augur/d_condor.py | 2042 | 0 | 0.78485
geo_advanced_100 | reeds_augur/d_condor.py | 2044 | 0 | 1.0402
geo_advanced_100 | reeds_augur/d_condor.py | 2046 | 5.5583e-07 | 2.3258
geo_advanced_100 | reeds_augur/d_condor.py | 2048 | 2.7722e-07 | 2.3729
geo_advanced_100 | reeds_augur/e_capacity_credit.py | 2020 | 0.012556 | 0.33599
geo_advanced_100 | reeds_augur/e_capacity_credit.py | 2022 | 0.013809 | 0.47568
geo_advanced_100 | reeds_augur/e_capacity_credit.py | 2024 | 0.014582 | 1.5665
geo_advanced_100 | reeds_augur/e_capacity_credit.py | 2026 | 0.014131 | 0.8613
geo_advanced_100 | reeds_augur/e_capacity_credit.py | 2028 | 0.015424 | 0.95098
geo_advanced_100 | reeds_augur/e_capacity_credit.py | 2030 | 0.014922 | 1.2127
geo_advanced_100 | reeds_augur/e_capacity_credit.py | 2032 | 0.015566 | 1.3468
geo_advanced_100 | reeds_augur/e_capacity_credit.py | 2034 | 0.011685 | 2.4478
geo_advanced_100 | reeds_augur/e_capacity_credit.py | 2036 | 0.01262 | 1.0824
geo_advanced_100 | reeds_augur/e_capacity_credit.py | 2038 | 0.013137 | 0.86718
geo_advanced_100 | reeds_augur/e_capacity_credit.py | 2040 | 0.013096 | 0.78164
geo_advanced_100 | reeds_augur/e_capacity_credit.py | 2042 | 0.014199 | 0.78485
geo_advanced_100 | reeds_augur/e_capacity_credit.py | 2044 | 0.013355 | 1.0402
geo_advanced_100 | reeds_augur/e_capacity_credit.py | 2046 | 0.013019 | 2.3258
geo_advanced_100 | reeds_augur/e_capacity_credit.py | 2048 | 0.01297 | 2.3729
geo_advanced_100 | reeds_augur/f_plots.py | 2022 | 0.033917 | 0.47568
geo_advanced_100 | reeds_augur/f_plots.py | 2030 | 0.032724 | 1.2127
geo_advanced_100 | reeds_augur/f_plots.py | 2036 | 0.025356 | 1.0824
geo_advanced_100 | reeds_augur/f_plots.py | 2040 | 0.024329 | 0.78164
geo_advanced_100 | e_report.gms | 2000 | 0.095176 | 0.24148
geo_advanced_100 | e_report_dump.gms | 2000 | 0.0056658 | 0.24148