## meta
Build date/time: 2023-08-14-16-41-14
Data Source(s):
C:\Users\cc143\Documents\GitHub\ReEDS_OpenAccess\runs\geo_advanced_95
Default Config:
var_dollar_year: 2021
var_discount_rate: 0.05
var_pv_year: 2022
var_end_year: 2050

## 1_Error Check
scenario | type | Value | Net Level Value
geo_advanced_95 | m_rsc_dat | -69648.0464 | -69648.0464
geo_advanced_95 | z | 0.02928 | 0.02928

## 2_Intertemporal Capacity by Ite
tech | vintage | year | iter | Capacity (GW) | scenario | rs | rb | st | rto | interconnect | country | cendiv

## 3_Generation (TWh)
scenario | tech | year | Generation (TWh) | Net Level Generation (TWh)
geo_advanced_95 | nuclear | 2010 | 834.9503 | 3994.8908
geo_advanced_95 | nuclear | 2012 | 834.7267 | 3920.0789
geo_advanced_95 | nuclear | 2014 | 801.4862 | 3982.4898
geo_advanced_95 | nuclear | 2016 | 805.9371 | 3937.4085
geo_advanced_95 | nuclear | 2018 | 801.0722 | 3949.7714
geo_advanced_95 | nuclear | 2020 | 776.1313 | 4066.535
geo_advanced_95 | nuclear | 2022 | 777.8921 | 4107.3528
geo_advanced_95 | nuclear | 2024 | 772.2202 | 4191.7234
geo_advanced_95 | nuclear | 2026 | 771.6231 | 4271.8368
geo_advanced_95 | nuclear | 2028 | 762.4391 | 4382.7689
geo_advanced_95 | nuclear | 2030 | 728.2561 | 4519.0681
geo_advanced_95 | nuclear | 2032 | 725.7554 | 4652.3834
geo_advanced_95 | nuclear | 2034 | 686.7914 | 4793.8458
geo_advanced_95 | nuclear | 2036 | 669.777 | 4948.805
geo_advanced_95 | nuclear | 2038 | 673.8217 | 5103.0579
geo_advanced_95 | nuclear | 2040 | 691.7733 | 5241.0789
geo_advanced_95 | nuclear | 2042 | 699.6001 | 5373.3791
geo_advanced_95 | nuclear | 2044 | 698.225 | 5495.92
geo_advanced_95 | nuclear | 2046 | 690.1569 | 5636.8197
geo_advanced_95 | nuclear | 2048 | 640.6012 | 5782.3439
geo_advanced_95 | nuclear | 2050 | 576.6745 | 5933.9385
geo_advanced_95 | coal | 2010 | 1855.8923 | 3994.8908
geo_advanced_95 | coal | 2012 | 1207.9851 | 3920.0789
geo_advanced_95 | coal | 2014 | 1687.9082 | 3982.4898
geo_advanced_95 | coal | 2016 | 936.557 | 3937.4085
geo_advanced_95 | coal | 2018 | 945.0686 | 3949.7714
geo_advanced_95 | coal | 2020 | 644.7674 | 4066.535
geo_advanced_95 | coal | 2022 | 917.1055 | 4107.3528
geo_advanced_95 | coal | 2024 | 423.2217 | 4191.7234
geo_advanced_95 | coal | 2026 | 276.5165 | 4271.8368
geo_advanced_95 | coal | 2028 | 122.1907 | 4382.7689
geo_advanced_95 | coal | 2030 | 102.9414 | 4519.0681
geo_advanced_95 | coal | 2032 | 100.2852 | 4652.3834
geo_advanced_95 | coal | 2034 | 95.5354 | 4793.8458
geo_advanced_95 | coal | 2036 | 92.1412 | 4948.805
geo_advanced_95 | coal | 2038 | 85.8942 | 5103.0579
geo_advanced_95 | coal | 2040 | 100.4183 | 5241.0789
geo_advanced_95 | coal | 2042 | 104.1381 | 5373.3791
geo_advanced_95 | coal | 2044 | 63.1523 | 5495.92
geo_advanced_95 | coal | 2046 | 55.3946 | 5636.8197
geo_advanced_95 | coal | 2048 | 47.8675 | 5782.3439
geo_advanced_95 | coal | 2050 | 0 | 5933.9385
geo_advanced_95 | gas-cc | 2010 | 722.8972 | 3994.8908
geo_advanced_95 | gas-cc | 2012 | 1198.5324 | 3920.0789
geo_advanced_95 | gas-cc | 2014 | 778.464 | 3982.4898
geo_advanced_95 | gas-cc | 2016 | 1354.5172 | 3937.4085
geo_advanced_95 | gas-cc | 2018 | 1280.2703 | 3949.7714
geo_advanced_95 | gas-cc | 2020 | 1558.094 | 4066.535
geo_advanced_95 | gas-cc | 2022 | 1137.6372 | 4107.3528
geo_advanced_95 | gas-cc | 2024 | 1076.3528 | 4191.7234
geo_advanced_95 | gas-cc | 2026 | 939.7643 | 4271.8368
geo_advanced_95 | gas-cc | 2028 | 762.8143 | 4382.7689
geo_advanced_95 | gas-cc | 2030 | 513.9354 | 4519.0681
geo_advanced_95 | gas-cc | 2032 | 456.2237 | 4652.3834
geo_advanced_95 | gas-cc | 2034 | 365.5324 | 4793.8458
geo_advanced_95 | gas-cc | 2036 | 346.4891 | 4948.805
geo_advanced_95 | gas-cc | 2038 | 398.2574 | 5103.0579
geo_advanced_95 | gas-cc | 2040 | 538.7911 | 5241.0789
geo_advanced_95 | gas-cc | 2042 | 654.65 | 5373.3791
geo_advanced_95 | gas-cc | 2044 | 736.7079 | 5495.92
geo_advanced_95 | gas-cc | 2046 | 477.4679 | 5636.8197
geo_advanced_95 | gas-cc | 2048 | 227.8244 | 5782.3439
geo_advanced_95 | gas-cc | 2050 | 157.9504 | 5933.9385
geo_advanced_95 | gas-cc-ccs_mod_upgrade | 2010 | 0 | 3994.8908
geo_advanced_95 | gas-cc-ccs_mod_upgrade | 2012 | 0 | 3920.0789
geo_advanced_95 | gas-cc-ccs_mod_upgrade | 2014 | 0 | 3982.4898
geo_advanced_95 | gas-cc-ccs_mod_upgrade | 2016 | 0 | 3937.4085
geo_advanced_95 | gas-cc-ccs_mod_upgrade | 2018 | 0 | 3949.7714
geo_advanced_95 | gas-cc-ccs_mod_upgrade | 2020 | 0 | 4066.535
geo_advanced_95 | gas-cc-ccs_mod_upgrade | 2022 | 0 | 4107.3528
geo_advanced_95 | gas-cc-ccs_mod_upgrade | 2024 | 0 | 4191.7234
geo_advanced_95 | gas-cc-ccs_mod_upgrade | 2026 | 0 | 4271.8368
geo_advanced_95 | gas-cc-ccs_mod_upgrade | 2028 | 48.3177 | 4382.7689
geo_advanced_95 | gas-cc-ccs_mod_upgrade | 2030 | 48.3177 | 4519.0681
geo_advanced_95 | gas-cc-ccs_mod_upgrade | 2032 | 48.312 | 4652.3834
geo_advanced_95 | gas-cc-ccs_mod_upgrade | 2034 | 48.3121 | 4793.8458
geo_advanced_95 | gas-cc-ccs_mod_upgrade | 2036 | 48.312 | 4948.805
geo_advanced_95 | gas-cc-ccs_mod_upgrade | 2038 | 48.312 | 5103.0579
geo_advanced_95 | gas-cc-ccs_mod_upgrade | 2040 | 3.309 | 5241.0789
geo_advanced_95 | gas-cc-ccs_mod_upgrade | 2042 | 3.309 | 5373.3791
geo_advanced_95 | gas-cc-ccs_mod_upgrade | 2044 | 3.309 | 5495.92
geo_advanced_95 | gas-cc-ccs_mod_upgrade | 2046 | 37.9475 | 5636.8197
geo_advanced_95 | gas-cc-ccs_mod_upgrade | 2048 | 44.0236 | 5782.3439
geo_advanced_95 | gas-cc-ccs_mod_upgrade | 2050 | 35.8876 | 5933.9385
geo_advanced_95 | gas-ct | 2010 | 61.8761 | 3994.8908
geo_advanced_95 | gas-ct | 2012 | 63.4986 | 3920.0789
geo_advanced_95 | gas-ct | 2014 | 65.332 | 3982.4898
geo_advanced_95 | gas-ct | 2016 | 67.901 | 3937.4085
geo_advanced_95 | gas-ct | 2018 | 68.3791 | 3949.7714
geo_advanced_95 | gas-ct | 2020 | 78.4346 | 4066.535
geo_advanced_95 | gas-ct | 2022 | 68.4562 | 4107.3528
geo_advanced_95 | gas-ct | 2024 | 60.5302 | 4191.7234
geo_advanced_95 | gas-ct | 2026 | 59.3801 | 4271.8368
geo_advanced_95 | gas-ct | 2028 | 59.6426 | 4382.7689
geo_advanced_95 | gas-ct | 2030 | 58.6875 | 4519.0681
geo_advanced_95 | gas-ct | 2032 | 58.2854 | 4652.3834
geo_advanced_95 | gas-ct | 2034 | 58.5976 | 4793.8458
geo_advanced_95 | gas-ct | 2036 | 61.121 | 4948.805
geo_advanced_95 | gas-ct | 2038 | 67.2088 | 5103.0579
geo_advanced_95 | gas-ct | 2040 | 80.6629 | 5241.0789
geo_advanced_95 | gas-ct | 2042 | 97.4291 | 5373.3791
geo_advanced_95 | gas-ct | 2044 | 111.2998 | 5495.92
geo_advanced_95 | gas-ct | 2046 | 126.6098 | 5636.8197
geo_advanced_95 | gas-ct | 2048 | 134.6619 | 5782.3439
geo_advanced_95 | gas-ct | 2050 | 105.3691 | 5933.9385
geo_advanced_95 | o-g-s | 2010 | 78.4917 | 3994.8908
geo_advanced_95 | o-g-s | 2012 | 73.625 | 3920.0789
geo_advanced_95 | o-g-s | 2014 | 69.8186 | 3982.4898
geo_advanced_95 | o-g-s | 2016 | 74.8411 | 3937.4085
geo_advanced_95 | o-g-s | 2018 | 53.8656 | 3949.7714
geo_advanced_95 | o-g-s | 2020 | 74.0373 | 4066.535
geo_advanced_95 | o-g-s | 2022 | 44.7389 | 4107.3528
geo_advanced_95 | o-g-s | 2024 | 17.9612 | 4191.7234
geo_advanced_95 | o-g-s | 2026 | 16.5749 | 4271.8368
geo_advanced_95 | o-g-s | 2028 | 15.6274 | 4382.7689
geo_advanced_95 | o-g-s | 2030 | 13.5516 | 4519.0681
geo_advanced_95 | o-g-s | 2032 | 13.2047 | 4652.3834
geo_advanced_95 | o-g-s | 2034 | 12.5536 | 4793.8458
geo_advanced_95 | o-g-s | 2036 | 12.1748 | 4948.805
geo_advanced_95 | o-g-s | 2038 | 11.6325 | 5103.0579
geo_advanced_95 | o-g-s | 2040 | 11.2251 | 5241.0789
geo_advanced_95 | o-g-s | 2042 | 10.5506 | 5373.3791
geo_advanced_95 | o-g-s | 2044 | 9.287 | 5495.92
geo_advanced_95 | o-g-s | 2046 | 8.3392 | 5636.8197
geo_advanced_95 | o-g-s | 2048 | 6.1376 | 5782.3439
geo_advanced_95 | o-g-s | 2050 | 1.0976 | 5933.9385
geo_advanced_95 | hydro | 2010 | 266.3173 | 3994.8908
geo_advanced_95 | hydro | 2012 | 276.4933 | 3920.0789
geo_advanced_95 | hydro | 2014 | 263.7925 | 3982.4898
geo_advanced_95 | hydro | 2016 | 271.1604 | 3937.4085
geo_advanced_95 | hydro | 2018 | 292.172 | 3949.7714
geo_advanced_95 | hydro | 2020 | 288.9616 | 4066.535
geo_advanced_95 | hydro | 2022 | 289.3793 | 4107.3528
geo_advanced_95 | hydro | 2024 | 290.5594 | 4191.7234
geo_advanced_95 | hydro | 2026 | 296.8613 | 4271.8368
geo_advanced_95 | hydro | 2028 | 301.0847 | 4382.7689
geo_advanced_95 | hydro | 2030 | 298.2522 | 4519.0681
geo_advanced_95 | hydro | 2032 | 297.0549 | 4652.3834
geo_advanced_95 | hydro | 2034 | 293.2818 | 4793.8458
geo_advanced_95 | hydro | 2036 | 288.7794 | 4948.805
geo_advanced_95 | hydro | 2038 | 285.9819 | 5103.0579
geo_advanced_95 | hydro | 2040 | 289.2402 | 5241.0789
geo_advanced_95 | hydro | 2042 | 295.4376 | 5373.3791
geo_advanced_95 | hydro | 2044 | 295.611 | 5495.92
geo_advanced_95 | hydro | 2046 | 287.3952 | 5636.8197
geo_advanced_95 | hydro | 2048 | 283.1511 | 5782.3439
geo_advanced_95 | hydro | 2050 | 274.8789 | 5933.9385
geo_advanced_95 | geothermal | 2010 | 1.4612 | 3994.8908
geo_advanced_95 | geothermal | 2012 | 2.4666 | 3920.0789
geo_advanced_95 | geothermal | 2014 | 3.1026 | 3982.4898
geo_advanced_95 | geothermal | 2016 | 3.4749 | 3937.4085
geo_advanced_95 | geothermal | 2018 | 3.924 | 3949.7714
geo_advanced_95 | geothermal | 2020 | 12.4652 | 4066.535
geo_advanced_95 | geothermal | 2022 | 12.7749 | 4107.3528
geo_advanced_95 | geothermal | 2024 | 12.778 | 4191.7234
geo_advanced_95 | geothermal | 2026 | 12.778 | 4271.8368
geo_advanced_95 | geothermal | 2028 | 28.1337 | 4382.7689
geo_advanced_95 | geothermal | 2030 | 28.1337 | 4519.0681
geo_advanced_95 | geothermal | 2032 | 28.0924 | 4652.3834
geo_advanced_95 | geothermal | 2034 | 28.1216 | 4793.8458
geo_advanced_95 | geothermal | 2036 | 31.7861 | 4948.805
geo_advanced_95 | geothermal | 2038 | 34.2107 | 5103.0579
geo_advanced_95 | geothermal | 2040 | 32.8199 | 5241.0789
geo_advanced_95 | geothermal | 2042 | 39.5155 | 5373.3791
geo_advanced_95 | geothermal | 2044 | 44.0497 | 5495.92
geo_advanced_95 | geothermal | 2046 | 96.266 | 5636.8197
geo_advanced_95 | geothermal | 2048 | 114.4951 | 5782.3439
geo_advanced_95 | geothermal | 2050 | 157.0691 | 5933.9385
geo_advanced_95 | biopower | 2010 | 3.453 | 3994.8908
geo_advanced_95 | biopower | 2012 | 2.0267 | 3920.0789
geo_advanced_95 | biopower | 2014 | 5.249 | 3982.4898
geo_advanced_95 | biopower | 2016 | 3.2198 | 3937.4085
geo_advanced_95 | biopower | 2018 | 3.7109 | 3949.7714
geo_advanced_95 | biopower | 2020 | 4.2743 | 4066.535
geo_advanced_95 | biopower | 2022 | 5.5124 | 4107.3528
geo_advanced_95 | biopower | 2024 | 1.6194 | 4191.7234
geo_advanced_95 | biopower | 2026 | 1.518 | 4271.8368
geo_advanced_95 | biopower | 2028 | 1.3819 | 4382.7689
geo_advanced_95 | biopower | 2030 | 1.2578 | 4519.0681
geo_advanced_95 | biopower | 2032 | 1.1033 | 4652.3834
geo_advanced_95 | biopower | 2034 | 0.90398 | 4793.8458
geo_advanced_95 | biopower | 2036 | 0.79571 | 4948.805
geo_advanced_95 | biopower | 2038 | 0.72207 | 5103.0579
geo_advanced_95 | biopower | 2040 | 0.70367 | 5241.0789
geo_advanced_95 | biopower | 2042 | 0.7003 | 5373.3791
geo_advanced_95 | biopower | 2044 | 0.65819 | 5495.92
geo_advanced_95 | biopower | 2046 | 0.65557 | 5636.8197
geo_advanced_95 | biopower | 2048 | 0.63822 | 5782.3439
geo_advanced_95 | biopower | 2050 | 0.59319 | 5933.9385
geo_advanced_95 | lfill-gas | 2010 | 15.6245 | 3994.8908
geo_advanced_95 | lfill-gas | 2012 | 16.6925 | 3920.0789
geo_advanced_95 | lfill-gas | 2014 | 17.1768 | 3982.4898
geo_advanced_95 | lfill-gas | 2016 | 17.0968 | 3937.4085
geo_advanced_95 | lfill-gas | 2018 | 16.836 | 3949.7714
geo_advanced_95 | lfill-gas | 2020 | 15.8075 | 4066.535
geo_advanced_95 | lfill-gas | 2022 | 15.9771 | 4107.3528
geo_advanced_95 | lfill-gas | 2024 | 15.5674 | 4191.7234
geo_advanced_95 | lfill-gas | 2026 | 15.5033 | 4271.8368
geo_advanced_95 | lfill-gas | 2028 | 15.0539 | 4382.7689
geo_advanced_95 | lfill-gas | 2030 | 14.7306 | 4519.0681
geo_advanced_95 | lfill-gas | 2032 | 14.6498 | 4652.3834
geo_advanced_95 | lfill-gas | 2034 | 14.5292 | 4793.8458
geo_advanced_95 | lfill-gas | 2036 | 14.45 | 4948.805
geo_advanced_95 | lfill-gas | 2038 | 14.7399 | 5103.0579
geo_advanced_95 | lfill-gas | 2040 | 15.0013 | 5241.0789
geo_advanced_95 | lfill-gas | 2042 | 15.1035 | 5373.3791
geo_advanced_95 | lfill-gas | 2044 | 15.1774 | 5495.92
geo_advanced_95 | lfill-gas | 2046 | 15.4632 | 5636.8197
geo_advanced_95 | lfill-gas | 2048 | 14.6235 | 5782.3439
geo_advanced_95 | lfill-gas | 2050 | 14.4277 | 5933.9385
geo_advanced_95 | wind-ons | 2010 | 112.854 | 3994.8908
geo_advanced_95 | wind-ons | 2012 | 178.255 | 3920.0789
geo_advanced_95 | wind-ons | 2014 | 198.4896 | 3982.4898
geo_advanced_95 | wind-ons | 2016 | 259.0273 | 3937.4085
geo_advanced_95 | wind-ons | 2018 | 302.649 | 3949.7714
geo_advanced_95 | wind-ons | 2020 | 390.5602 | 4066.535
geo_advanced_95 | wind-ons | 2022 | 528.467 | 4107.3528
geo_advanced_95 | wind-ons | 2024 | 810.209 | 4191.7234
geo_advanced_95 | wind-ons | 2026 | 953.8853 | 4271.8368
geo_advanced_95 | wind-ons | 2028 | 1180.8521 | 4382.7689
geo_advanced_95 | wind-ons | 2030 | 1387.2894 | 4519.0681
geo_advanced_95 | wind-ons | 2032 | 1497.1458 | 4652.3834
geo_advanced_95 | wind-ons | 2034 | 1651.79 | 4793.8458
geo_advanced_95 | wind-ons | 2036 | 1761.5684 | 4948.805
geo_advanced_95 | wind-ons | 2038 | 1811.893 | 5103.0579
geo_advanced_95 | wind-ons | 2040 | 1783.5583 | 5241.0789
geo_advanced_95 | wind-ons | 2042 | 1732.8674 | 5373.3791
geo_advanced_95 | wind-ons | 2044 | 1775.3158 | 5495.92
geo_advanced_95 | wind-ons | 2046 | 1976.3326 | 5636.8197
geo_advanced_95 | wind-ons | 2048 | 2267.0159 | 5782.3439
geo_advanced_95 | wind-ons | 2050 | 2327.0977 | 5933.9385
geo_advanced_95 | wind-ofs | 2010 | 0 | 3994.8908
geo_advanced_95 | wind-ofs | 2012 | 0 | 3920.0789
geo_advanced_95 | wind-ofs | 2014 | 0 | 3982.4898
geo_advanced_95 | wind-ofs | 2016 | 0.1046 | 3937.4085
geo_advanced_95 | wind-ofs | 2018 | 0.10404 | 3949.7714
geo_advanced_95 | wind-ofs | 2020 | 0.14625 | 4066.535
geo_advanced_95 | wind-ofs | 2022 | 0.094152 | 4107.3528
geo_advanced_95 | wind-ofs | 2024 | 18.9752 | 4191.7234
geo_advanced_95 | wind-ofs | 2026 | 43.712 | 4271.8368
geo_advanced_95 | wind-ofs | 2028 | 70.9103 | 4382.7689
geo_advanced_95 | wind-ofs | 2030 | 87.7414 | 4519.0681
geo_advanced_95 | wind-ofs | 2032 | 105.2394 | 4652.3834
geo_advanced_95 | wind-ofs | 2034 | 134.5692 | 4793.8458
geo_advanced_95 | wind-ofs | 2036 | 157.4591 | 4948.805
geo_advanced_95 | wind-ofs | 2038 | 160.8219 | 5103.0579
geo_advanced_95 | wind-ofs | 2040 | 186.0412 | 5241.0789
geo_advanced_95 | wind-ofs | 2042 | 199.1641 | 5373.3791
geo_advanced_95 | wind-ofs | 2044 | 210.0603 | 5495.92
geo_advanced_95 | wind-ofs | 2046 | 220.7071 | 5636.8197
geo_advanced_95 | wind-ofs | 2048 | 217.2609 | 5782.3439
geo_advanced_95 | wind-ofs | 2050 | 223.26 | 5933.9385
geo_advanced_95 | csp | 2010 | 0 | 3994.8908
geo_advanced_95 | csp | 2012 | 0 | 3920.0789
geo_advanced_95 | csp | 2014 | 3.3461 | 3982.4898
geo_advanced_95 | csp | 2016 | 3.6495 | 3937.4085
geo_advanced_95 | csp | 2018 | 3.6495 | 3949.7714
geo_advanced_95 | csp | 2020 | 3.6495 | 4066.535
geo_advanced_95 | csp | 2022 | 3.396 | 4107.3528
geo_advanced_95 | csp | 2024 | 3.6495 | 4191.7234
geo_advanced_95 | csp | 2026 | 3.3725 | 4271.8368
geo_advanced_95 | csp | 2028 | 3.4555 | 4382.7689
geo_advanced_95 | csp | 2030 | 3.2865 | 4519.0681
geo_advanced_95 | csp | 2032 | 3.1359 | 4652.3834
geo_advanced_95 | csp | 2034 | 3.1145 | 4793.8458
geo_advanced_95 | csp | 2036 | 3.064 | 4948.805
geo_advanced_95 | csp | 2038 | 2.8138 | 5103.0579
geo_advanced_95 | csp | 2040 | 3.3818 | 5241.0789
geo_advanced_95 | csp | 2042 | 3.2294 | 5373.3791
geo_advanced_95 | csp | 2044 | 0.28064 | 5495.92
geo_advanced_95 | csp | 2046 | 0 | 5636.8197
geo_advanced_95 | csp | 2048 | 0 | 5782.3439
geo_advanced_95 | csp | 2050 | 0 | 5933.9385
geo_advanced_95 | upv | 2010 | 0.38609 | 3994.8908
geo_advanced_95 | upv | 2012 | 5.1238 | 3920.0789
geo_advanced_95 | upv | 2014 | 18.6393 | 3982.4898
geo_advanced_95 | upv | 2016 | 42.5536 | 3937.4085
geo_advanced_95 | upv | 2018 | 61.7146 | 3949.7714
geo_advanced_95 | upv | 2020 | 95.1368 | 4066.535
geo_advanced_95 | upv | 2022 | 199.3365 | 4107.3528
geo_advanced_95 | upv | 2024 | 530.0187 | 4191.7234
geo_advanced_95 | upv | 2026 | 703.9871 | 4271.8368
geo_advanced_95 | upv | 2028 | 808.8459 | 4382.7689
geo_advanced_95 | upv | 2030 | 984.856 | 4519.0681
geo_advanced_95 | upv | 2032 | 1020.0689 | 4652.3834
geo_advanced_95 | upv | 2034 | 1087.0865 | 4793.8458
geo_advanced_95 | upv | 2036 | 1132.2405 | 4948.805
geo_advanced_95 | upv | 2038 | 1152.1246 | 5103.0579
geo_advanced_95 | upv | 2040 | 1151.8001 | 5241.0789
geo_advanced_95 | upv | 2042 | 1155.3973 | 5373.3791
geo_advanced_95 | upv | 2044 | 1159.3459 | 5495.92
geo_advanced_95 | upv | 2046 | 1277.5458 | 5636.8197
geo_advanced_95 | upv | 2048 | 1420.7932 | 5782.3439
geo_advanced_95 | upv | 2050 | 1726.2686 | 5933.9385
geo_advanced_95 | dupv | 2010 | 0.13735 | 3994.8908
geo_advanced_95 | dupv | 2012 | 1.2948 | 3920.0789
geo_advanced_95 | dupv | 2014 | 3.3451 | 3982.4898
geo_advanced_95 | dupv | 2016 | 5.839 | 3937.4085
geo_advanced_95 | dupv | 2018 | 8.8723 | 3949.7714
geo_advanced_95 | dupv | 2020 | 11.6108 | 4066.535
geo_advanced_95 | dupv | 2022 | 9.7654 | 4107.3528
geo_advanced_95 | dupv | 2024 | 12.4856 | 4191.7234
geo_advanced_95 | dupv | 2026 | 12.2659 | 4271.8368
geo_advanced_95 | dupv | 2028 | 12.4675 | 4382.7689
geo_advanced_95 | dupv | 2030 | 11.635 | 4519.0681
geo_advanced_95 | dupv | 2032 | 11.4666 | 4652.3834
geo_advanced_95 | dupv | 2034 | 11.4651 | 4793.8458
geo_advanced_95 | dupv | 2036 | 11.2534 | 4948.805
geo_advanced_95 | dupv | 2038 | 11.6054 | 5103.0579
geo_advanced_95 | dupv | 2040 | 10.9813 | 5241.0789
geo_advanced_95 | dupv | 2042 | 10.6156 | 5373.3791
geo_advanced_95 | dupv | 2044 | 9 | 5495.92
geo_advanced_95 | dupv | 2046 | 7.1306 | 5636.8197
geo_advanced_95 | dupv | 2048 | 5.5906 | 5782.3439
geo_advanced_95 | dupv | 2050 | 4.2374 | 5933.9385
geo_advanced_95 | distpv | 2010 | 1.7991 | 3994.8908
geo_advanced_95 | distpv | 2012 | 5.9313 | 3920.0789
geo_advanced_95 | distpv | 2014 | 11.885 | 3982.4898
geo_advanced_95 | distpv | 2016 | 22.5707 | 3937.4085
geo_advanced_95 | distpv | 2018 | 35.2646 | 3949.7714
geo_advanced_95 | distpv | 2020 | 41.0495 | 4066.535
geo_advanced_95 | distpv | 2022 | 45.9759 | 4107.3528
geo_advanced_95 | distpv | 2024 | 58.5116 | 4191.7234
geo_advanced_95 | distpv | 2026 | 76.2317 | 4271.8368
geo_advanced_95 | distpv | 2028 | 96.9698 | 4382.7689
geo_advanced_95 | distpv | 2030 | 119.3472 | 4519.0681
geo_advanced_95 | distpv | 2032 | 138.2784 | 4652.3834
geo_advanced_95 | distpv | 2034 | 156.4509 | 4793.8458
geo_advanced_95 | distpv | 2036 | 156.6449 | 4948.805
geo_advanced_95 | distpv | 2038 | 181.9024 | 5103.0579
geo_advanced_95 | distpv | 2040 | 192.4184 | 5241.0789
geo_advanced_95 | distpv | 2042 | 211.5923 | 5373.3791
geo_advanced_95 | distpv | 2044 | 228.3071 | 5495.92
geo_advanced_95 | distpv | 2046 | 236.8434 | 5636.8197
geo_advanced_95 | distpv | 2048 | 245.1644 | 5782.3439
geo_advanced_95 | distpv | 2050 | 252.3811 | 5933.9385
geo_advanced_95 | pvb | 2010 | 0 | 3994.8908
geo_advanced_95 | pvb | 2012 | 0.0080367 | 3920.0789
geo_advanced_95 | pvb | 2014 | 0.099394 | 3982.4898
geo_advanced_95 | pvb | 2016 | 1.3419 | 3937.4085
geo_advanced_95 | pvb | 2018 | 1.934 | 3949.7714
geo_advanced_95 | pvb | 2020 | 4.9163 | 4066.535
geo_advanced_95 | pvb | 2022 | 17.7501 | 4107.3528
geo_advanced_95 | pvb | 2024 | 32.3309 | 4191.7234
geo_advanced_95 | pvb | 2026 | 33.7123 | 4271.8368
geo_advanced_95 | pvb | 2028 | 37.1679 | 4382.7689
geo_advanced_95 | pvb | 2030 | 71.6844 | 4519.0681
geo_advanced_95 | pvb | 2032 | 94.3424 | 4652.3834
geo_advanced_95 | pvb | 2034 | 114.9753 | 4793.8458
geo_advanced_95 | pvb | 2036 | 136.3548 | 4948.805
geo_advanced_95 | pvb | 2038 | 138.608 | 5103.0579
geo_advanced_95 | pvb | 2040 | 123.6388 | 5241.0789
geo_advanced_95 | pvb | 2042 | 115.4944 | 5373.3791
geo_advanced_95 | pvb | 2044 | 109.5419 | 5495.92
geo_advanced_95 | pvb | 2046 | 101.1902 | 5636.8197
geo_advanced_95 | pvb | 2048 | 98.8573 | 5782.3439
geo_advanced_95 | pvb | 2050 | 88.5436 | 5933.9385
geo_advanced_95 | battery_2 | 2010 | -0.0015684 | 3994.8908
geo_advanced_95 | battery_2 | 2012 | -0.0046567 | 3920.0789
geo_advanced_95 | battery_2 | 2014 | -0.0082908 | 3982.4898
geo_advanced_95 | battery_2 | 2016 | -0.01444 | 3937.4085
geo_advanced_95 | battery_2 | 2018 | -0.025123 | 3949.7714
geo_advanced_95 | battery_2 | 2020 | -0.048886 | 4066.535
geo_advanced_95 | battery_2 | 2022 | -2.9686 | 4107.3528
geo_advanced_95 | battery_2 | 2024 | -1.3964 | 4191.7234
geo_advanced_95 | battery_2 | 2026 | -1.9527 | 4271.8368
geo_advanced_95 | battery_2 | 2028 | -2.1809 | 4382.7689
geo_advanced_95 | battery_2 | 2030 | -2.3555 | 4519.0681
geo_advanced_95 | battery_2 | 2032 | -2.1455 | 4652.3834
geo_advanced_95 | battery_2 | 2034 | -2.4009 | 4793.8458
geo_advanced_95 | battery_2 | 2036 | -2.3002 | 4948.805
geo_advanced_95 | battery_2 | 2038 | -2.2319 | 5103.0579
geo_advanced_95 | battery_2 | 2040 | -1.6416 | 5241.0789
geo_advanced_95 | battery_2 | 2042 | -2.6698 | 5373.3791
geo_advanced_95 | battery_2 | 2044 | -3.0228 | 5495.92
geo_advanced_95 | battery_2 | 2046 | -2.7826 | 5636.8197
geo_advanced_95 | battery_2 | 2048 | -2.81 | 5782.3439
geo_advanced_95 | battery_2 | 2050 | -2.8982 | 5933.9385
geo_advanced_95 | battery_4 | 2010 | 0 | 3994.8908
geo_advanced_95 | battery_4 | 2012 | -0.00016207 | 3920.0789
geo_advanced_95 | battery_4 | 2014 | -0.00080947 | 3982.4898
geo_advanced_95 | battery_4 | 2016 | -0.0083375 | 3937.4085
geo_advanced_95 | battery_4 | 2018 | -0.017407 | 3949.7714
geo_advanced_95 | battery_4 | 2020 | -0.038904 | 4066.535
geo_advanced_95 | battery_4 | 2022 | -1.2272 | 4107.3528
geo_advanced_95 | battery_4 | 2024 | -1.2481 | 4191.7234
geo_advanced_95 | battery_4 | 2026 | -7.2261 | 4271.8368
geo_advanced_95 | battery_4 | 2028 | -9.303 | 4382.7689
geo_advanced_95 | battery_4 | 2030 | -13.7507 | 4519.0681
geo_advanced_95 | battery_4 | 2032 | -15.1067 | 4652.3834
geo_advanced_95 | battery_4 | 2034 | -15.1333 | 4793.8458
geo_advanced_95 | battery_4 | 2036 | -17.4291 | 4948.805
geo_advanced_95 | battery_4 | 2038 | -19.3548 | 5103.0579
geo_advanced_95 | battery_4 | 2040 | -20.2711 | 5241.0789
geo_advanced_95 | battery_4 | 2042 | -20.9572 | 5373.3791
geo_advanced_95 | battery_4 | 2044 | -23.0699 | 5495.92
geo_advanced_95 | battery_4 | 2046 | -23.8665 | 5636.8197
geo_advanced_95 | battery_4 | 2048 | -24.658 | 5782.3439
geo_advanced_95 | battery_4 | 2050 | -26.4411 | 5933.9385
geo_advanced_95 | battery_6 | 2010 | 0 | 3994.8908
geo_advanced_95 | battery_6 | 2012 | 0 | 3920.0789
geo_advanced_95 | battery_6 | 2014 | 0 | 3982.4898
geo_advanced_95 | battery_6 | 2016 | 0 | 3937.4085
geo_advanced_95 | battery_6 | 2018 | 0 | 3949.7714
geo_advanced_95 | battery_6 | 2020 | 0 | 4066.535
geo_advanced_95 | battery_6 | 2022 | -0.15482 | 4107.3528
geo_advanced_95 | battery_6 | 2024 | -0.036669 | 4191.7234
geo_advanced_95 | battery_6 | 2026 | -0.24614 | 4271.8368
geo_advanced_95 | battery_6 | 2028 | -5.8806 | 4382.7689
geo_advanced_95 | battery_6 | 2030 | -12.5985 | 4519.0681
geo_advanced_95 | battery_6 | 2032 | -17.0723 | 4652.3834
geo_advanced_95 | battery_6 | 2034 | -23.0976 | 4793.8458
geo_advanced_95 | battery_6 | 2036 | -24.2292 | 4948.805
geo_advanced_95 | battery_6 | 2038 | -24.0623 | 5103.0579
geo_advanced_95 | battery_6 | 2040 | -22.6739 | 5241.0789
geo_advanced_95 | battery_6 | 2042 | -21.9746 | 5373.3791
geo_advanced_95 | battery_6 | 2044 | -18.5402 | 5495.92
geo_advanced_95 | battery_6 | 2046 | -21.0011 | 5636.8197
geo_advanced_95 | battery_6 | 2048 | -24.6153 | 5782.3439
geo_advanced_95 | battery_6 | 2050 | -19.6731 | 5933.9385
geo_advanced_95 | battery_8 | 2010 | 0 | 3994.8908
geo_advanced_95 | battery_8 | 2012 | 0 | 3920.0789
geo_advanced_95 | battery_8 | 2014 | 0 | 3982.4898
geo_advanced_95 | battery_8 | 2016 | 0 | 3937.4085
geo_advanced_95 | battery_8 | 2018 | 0 | 3949.7714
geo_advanced_95 | battery_8 | 2020 | 0 | 4066.535
geo_advanced_95 | battery_8 | 2022 | 0 | 4107.3528
geo_advanced_95 | battery_8 | 2024 | 0 | 4191.7234
geo_advanced_95 | battery_8 | 2026 | 0 | 4271.8368
geo_advanced_95 | battery_8 | 2028 | 0 | 4382.7689
geo_advanced_95 | battery_8 | 2030 | -0.4562 | 4519.0681
geo_advanced_95 | battery_8 | 2032 | -2.2102 | 4652.3834
geo_advanced_95 | battery_8 | 2034 | -5.2687 | 4793.8458
geo_advanced_95 | battery_8 | 2036 | -8.5782 | 4948.805
geo_advanced_95 | battery_8 | 2038 | -9.3499 | 5103.0579
geo_advanced_95 | battery_8 | 2040 | -7.1412 | 5241.0789
geo_advanced_95 | battery_8 | 2042 | -7.04 | 5373.3791
geo_advanced_95 | battery_8 | 2044 | -6.1737 | 5495.92
geo_advanced_95 | battery_8 | 2046 | -6.8145 | 5636.8197
geo_advanced_95 | battery_8 | 2048 | -9.5053 | 5782.3439
geo_advanced_95 | battery_8 | 2050 | -24.6107 | 5933.9385
geo_advanced_95 | battery_10 | 2010 | 0 | 3994.8908
geo_advanced_95 | battery_10 | 2012 | 0 | 3920.0789
geo_advanced_95 | battery_10 | 2014 | 0 | 3982.4898
geo_advanced_95 | battery_10 | 2016 | 0 | 3937.4085
geo_advanced_95 | battery_10 | 2018 | 0 | 3949.7714
geo_advanced_95 | battery_10 | 2020 | 0 | 4066.535
geo_advanced_95 | battery_10 | 2022 | 0 | 4107.3528
geo_advanced_95 | battery_10 | 2024 | 0 | 4191.7234
geo_advanced_95 | battery_10 | 2026 | 0 | 4271.8368
geo_advanced_95 | battery_10 | 2028 | 0 | 4382.7689
geo_advanced_95 | battery_10 | 2030 | 0 | 4519.0681
geo_advanced_95 | battery_10 | 2032 | 0 | 4652.3834
geo_advanced_95 | battery_10 | 2034 | 0 | 4793.8458
geo_advanced_95 | battery_10 | 2036 | 0 | 4948.805
geo_advanced_95 | battery_10 | 2038 | 0 | 5103.0579
geo_advanced_95 | battery_10 | 2040 | 0 | 5241.0789
geo_advanced_95 | battery_10 | 2042 | 0 | 5373.3791
geo_advanced_95 | battery_10 | 2044 | 0 | 5495.92
geo_advanced_95 | battery_10 | 2046 | 0 | 5636.8197
geo_advanced_95 | battery_10 | 2048 | 0 | 5782.3439
geo_advanced_95 | battery_10 | 2050 | -14.8942 | 5933.9385
geo_advanced_95 | pumped-hydro | 2010 | -5.6356 | 3994.8908
geo_advanced_95 | pumped-hydro | 2012 | -4.4406 | 3920.0789
geo_advanced_95 | pumped-hydro | 2014 | -4.4301 | 3982.4898
geo_advanced_95 | pumped-hydro | 2016 | -4.4147 | 3937.4085
geo_advanced_95 | pumped-hydro | 2018 | -4.1149 | 3949.7714
geo_advanced_95 | pumped-hydro | 2020 | -4.8163 | 4066.535
geo_advanced_95 | pumped-hydro | 2022 | -4.4662 | 4107.3528
geo_advanced_95 | pumped-hydro | 2024 | -6.7921 | 4191.7234
geo_advanced_95 | pumped-hydro | 2026 | -8.5598 | 4271.8368
geo_advanced_95 | pumped-hydro | 2028 | -7.5979 | 4382.7689
geo_advanced_95 | pumped-hydro | 2030 | -8.0134 | 4519.0681
geo_advanced_95 | pumped-hydro | 2032 | -5.5165 | 4652.3834
geo_advanced_95 | pumped-hydro | 2034 | -5.0839 | 4793.8458
geo_advanced_95 | pumped-hydro | 2036 | -2.3852 | 4948.805
geo_advanced_95 | pumped-hydro | 2038 | -0.91292 | 5103.0579
geo_advanced_95 | pumped-hydro | 2040 | -0.70304 | 5241.0789
geo_advanced_95 | pumped-hydro | 2042 | -0.51845 | 5373.3791
geo_advanced_95 | pumped-hydro | 2044 | -0.34737 | 5495.92
geo_advanced_95 | pumped-hydro | 2046 | -1.9059 | 5636.8197
geo_advanced_95 | pumped-hydro | 2048 | -2.5189 | 5782.3439
geo_advanced_95 | pumped-hydro | 2050 | -1.0254 | 5933.9385
geo_advanced_95 | Canada | 2010 | 44.3879 | 3994.8908
geo_advanced_95 | Canada | 2012 | 57.8645 | 3920.0789
geo_advanced_95 | Canada | 2014 | 58.7947 | 3982.4898
geo_advanced_95 | Canada | 2016 | 72.054 | 3937.4085
geo_advanced_95 | Canada | 2018 | 74.4421 | 3949.7714
geo_advanced_95 | Canada | 2020 | 71.3966 | 4066.535
geo_advanced_95 | Canada | 2022 | 41.9111 | 4107.3528
geo_advanced_95 | Canada | 2024 | 64.2059 | 4191.7234
geo_advanced_95 | Canada | 2026 | 72.1351 | 4271.8368
geo_advanced_95 | Canada | 2028 | 80.3761 | 4382.7689
geo_advanced_95 | Canada | 2030 | 82.3385 | 4519.0681
geo_advanced_95 | Canada | 2032 | 81.7904 | 4652.3834
geo_advanced_95 | Canada | 2034 | 81.2197 | 4793.8458
geo_advanced_95 | Canada | 2036 | 79.3154 | 4948.805
geo_advanced_95 | Canada | 2038 | 78.4195 | 5103.0579
geo_advanced_95 | Canada | 2040 | 77.745 | 5241.0789
geo_advanced_95 | Canada | 2042 | 77.745 | 5373.3791
geo_advanced_95 | Canada | 2044 | 77.745 | 5495.92
geo_advanced_95 | Canada | 2046 | 77.745 | 5636.8197
geo_advanced_95 | Canada | 2048 | 77.745 | 5782.3439
geo_advanced_95 | Canada | 2050 | 77.745 | 5933.9385

## 4_Capacity (GW)
scenario | tech | year | Capacity (GW) | Net Level Capacity (GW)
geo_advanced_95 | nuclear | 2010 | 103.7491 | 1017.0194
geo_advanced_95 | nuclear | 2012 | 103.7491 | 1048.9632
geo_advanced_95 | nuclear | 2014 | 99.5688 | 1056.475
geo_advanced_95 | nuclear | 2016 | 100.208 | 1068.4014
geo_advanced_95 | nuclear | 2018 | 99.6003 | 1089.5103
geo_advanced_95 | nuclear | 2020 | 96.5236 | 1118.0465
geo_advanced_95 | nuclear | 2022 | 96.9468 | 1267.0209
geo_advanced_95 | nuclear | 2024 | 96.9468 | 1381.4777
geo_advanced_95 | nuclear | 2026 | 96.9468 | 1542.1537
geo_advanced_95 | nuclear | 2028 | 96.9468 | 1684.343
geo_advanced_95 | nuclear | 2030 | 94.7068 | 1874.8976
geo_advanced_95 | nuclear | 2032 | 94.7068 | 1979.9835
geo_advanced_95 | nuclear | 2034 | 89.6092 | 2114.8069
geo_advanced_95 | nuclear | 2036 | 88.2901 | 2218.6885
geo_advanced_95 | nuclear | 2038 | 88.2901 | 2288.8072
geo_advanced_95 | nuclear | 2040 | 88.2901 | 2320.0168
geo_advanced_95 | nuclear | 2042 | 88.2901 | 2345.5645
geo_advanced_95 | nuclear | 2044 | 88.2901 | 2389.5833
geo_advanced_95 | nuclear | 2046 | 88.2901 | 2508.9799
geo_advanced_95 | nuclear | 2048 | 88.2901 | 2675.8044
geo_advanced_95 | nuclear | 2050 | 85.5809 | 2853.6545
geo_advanced_95 | coal | 2010 | 296.7419 | 1017.0194
geo_advanced_95 | coal | 2012 | 291.2386 | 1048.9632
geo_advanced_95 | coal | 2014 | 281.2835 | 1056.475
geo_advanced_95 | coal | 2016 | 258.6969 | 1068.4014
geo_advanced_95 | coal | 2018 | 237.8386 | 1089.5103
geo_advanced_95 | coal | 2020 | 220.2663 | 1118.0465
geo_advanced_95 | coal | 2022 | 202.02 | 1267.0209
geo_advanced_95 | coal | 2024 | 188.2811 | 1381.4777
geo_advanced_95 | coal | 2026 | 178.3925 | 1542.1537
geo_advanced_95 | coal | 2028 | 159.5794 | 1684.343
geo_advanced_95 | coal | 2030 | 146.4832 | 1874.8976
geo_advanced_95 | coal | 2032 | 144.5222 | 1979.9835
geo_advanced_95 | coal | 2034 | 140.3415 | 2114.8069
geo_advanced_95 | coal | 2036 | 138.9512 | 2218.6885
geo_advanced_95 | coal | 2038 | 137.2441 | 2288.8072
geo_advanced_95 | coal | 2040 | 134.4125 | 2320.0168
geo_advanced_95 | coal | 2042 | 129.8322 | 2345.5645
geo_advanced_95 | coal | 2044 | 120.1529 | 2389.5833
geo_advanced_95 | coal | 2046 | 105.393 | 2508.9799
geo_advanced_95 | coal | 2048 | 91.0721 | 2675.8044
geo_advanced_95 | coal | 2050 | 0 | 2853.6545
geo_advanced_95 | gas-cc | 2010 | 201.204 | 1017.0194
geo_advanced_95 | gas-cc | 2012 | 215.7431 | 1048.9632
geo_advanced_95 | gas-cc | 2014 | 225.5781 | 1056.475
geo_advanced_95 | gas-cc | 2016 | 234.2477 | 1068.4014
geo_advanced_95 | gas-cc | 2018 | 257.9461 | 1089.5103
geo_advanced_95 | gas-cc | 2020 | 268.2452 | 1118.0465
geo_advanced_95 | gas-cc | 2022 | 280.414 | 1267.0209
geo_advanced_95 | gas-cc | 2024 | 280.76 | 1381.4777
geo_advanced_95 | gas-cc | 2026 | 282.0247 | 1542.1537
geo_advanced_95 | gas-cc | 2028 | 277.1319 | 1684.343
geo_advanced_95 | gas-cc | 2030 | 274.0397 | 1874.8976
geo_advanced_95 | gas-cc | 2032 | 272.5356 | 1979.9835
geo_advanced_95 | gas-cc | 2034 | 272.3186 | 2114.8069
geo_advanced_95 | gas-cc | 2036 | 271.2565 | 2218.6885
geo_advanced_95 | gas-cc | 2038 | 276.0144 | 2288.8072
geo_advanced_95 | gas-cc | 2040 | 284.6008 | 2320.0168
geo_advanced_95 | gas-cc | 2042 | 288.6509 | 2345.5645
geo_advanced_95 | gas-cc | 2044 | 302.6233 | 2389.5833
geo_advanced_95 | gas-cc | 2046 | 291.2428 | 2508.9799
geo_advanced_95 | gas-cc | 2048 | 290.1239 | 2675.8044
geo_advanced_95 | gas-cc | 2050 | 300.5144 | 2853.6545
geo_advanced_95 | gas-cc-ccs_mod_upgrade | 2010 | 0 | 1017.0194
geo_advanced_95 | gas-cc-ccs_mod_upgrade | 2012 | 0 | 1048.9632
geo_advanced_95 | gas-cc-ccs_mod_upgrade | 2014 | 0 | 1056.475
geo_advanced_95 | gas-cc-ccs_mod_upgrade | 2016 | 0 | 1068.4014
geo_advanced_95 | gas-cc-ccs_mod_upgrade | 2018 | 0 | 1089.5103
geo_advanced_95 | gas-cc-ccs_mod_upgrade | 2020 | 0 | 1118.0465
geo_advanced_95 | gas-cc-ccs_mod_upgrade | 2022 | 0 | 1267.0209
geo_advanced_95 | gas-cc-ccs_mod_upgrade | 2024 | 0 | 1381.4777
geo_advanced_95 | gas-cc-ccs_mod_upgrade | 2026 | 0 | 1542.1537
geo_advanced_95 | gas-cc-ccs_mod_upgrade | 2028 | 6.2956 | 1684.343
geo_advanced_95 | gas-cc-ccs_mod_upgrade | 2030 | 6.2956 | 1874.8976
geo_advanced_95 | gas-cc-ccs_mod_upgrade | 2032 | 6.2956 | 1979.9835
geo_advanced_95 | gas-cc-ccs_mod_upgrade | 2034 | 6.2956 | 2114.8069
geo_advanced_95 | gas-cc-ccs_mod_upgrade | 2036 | 6.2956 | 2218.6885
geo_advanced_95 | gas-cc-ccs_mod_upgrade | 2038 | 6.2956 | 2288.8072
geo_advanced_95 | gas-cc-ccs_mod_upgrade | 2040 | 6.2956 | 2320.0168
geo_advanced_95 | gas-cc-ccs_mod_upgrade | 2042 | 6.2956 | 2345.5645
geo_advanced_95 | gas-cc-ccs_mod_upgrade | 2044 | 6.2956 | 2389.5833
geo_advanced_95 | gas-cc-ccs_mod_upgrade | 2046 | 6.2956 | 2508.9799
geo_advanced_95 | gas-cc-ccs_mod_upgrade | 2048 | 7.2015 | 2675.8044
geo_advanced_95 | gas-cc-ccs_mod_upgrade | 2050 | 68.2793 | 2853.6545
geo_advanced_95 | gas-ct | 2010 | 117.7247 | 1017.0194
geo_advanced_95 | gas-ct | 2012 | 120.8117 | 1048.9632
geo_advanced_95 | gas-ct | 2014 | 123.8407 | 1056.475
geo_advanced_95 | gas-ct | 2016 | 124.6101 | 1068.4014
geo_advanced_95 | gas-ct | 2018 | 126.4449 | 1089.5103
geo_advanced_95 | gas-ct | 2020 | 127.2607 | 1118.0465
geo_advanced_95 | gas-ct | 2022 | 130.2439 | 1267.0209
geo_advanced_95 | gas-ct | 2024 | 115.164 | 1381.4777
geo_advanced_95 | gas-ct | 2026 | 112.9759 | 1542.1537
geo_advanced_95 | gas-ct | 2028 | 113.4753 | 1684.343
geo_advanced_95 | gas-ct | 2030 | 111.6581 | 1874.8976
geo_advanced_95 | gas-ct | 2032 | 110.8931 | 1979.9835
geo_advanced_95 | gas-ct | 2034 | 111.487 | 2114.8069
geo_advanced_95 | gas-ct | 2036 | 116.2881 | 2218.6885
geo_advanced_95 | gas-ct | 2038 | 127.8706 | 2288.8072
geo_advanced_95 | gas-ct | 2040 | 153.4683 | 2320.0168
geo_advanced_95 | gas-ct | 2042 | 185.3674 | 2345.5645
geo_advanced_95 | gas-ct | 2044 | 211.7575 | 2389.5833
geo_advanced_95 | gas-ct | 2046 | 240.8863 | 2508.9799
geo_advanced_95 | gas-ct | 2048 | 256.2061 | 2675.8044
geo_advanced_95 | gas-ct | 2050 | 200.474 | 2853.6545
geo_advanced_95 | o-g-s | 2010 | 140.2354 | 1017.0194
geo_advanced_95 | o-g-s | 2012 | 132.4567 | 1048.9632
geo_advanced_95 | o-g-s | 2014 | 123.1645 | 1056.475
geo_advanced_95 | o-g-s | 2016 | 110.9605 | 1068.4014
geo_advanced_95 | o-g-s | 2018 | 96.372 | 1089.5103
geo_advanced_95 | o-g-s | 2020 | 89.885 | 1118.0465
geo_advanced_95 | o-g-s | 2022 | 85.1197 | 1267.0209
geo_advanced_95 | o-g-s | 2024 | 34.1728 | 1381.4777
geo_advanced_95 | o-g-s | 2026 | 31.5353 | 1542.1537
geo_advanced_95 | o-g-s | 2028 | 29.7326 | 1684.343
geo_advanced_95 | o-g-s | 2030 | 25.783 | 1874.8976
geo_advanced_95 | o-g-s | 2032 | 25.1231 | 1979.9835
geo_advanced_95 | o-g-s | 2034 | 23.8844 | 2114.8069
geo_advanced_95 | o-g-s | 2036 | 23.1636 | 2218.6885
geo_advanced_95 | o-g-s | 2038 | 22.1319 | 2288.8072
geo_advanced_95 | o-g-s | 2040 | 21.3567 | 2320.0168
geo_advanced_95 | o-g-s | 2042 | 20.0734 | 2345.5645
geo_advanced_95 | o-g-s | 2044 | 17.6694 | 2389.5833
geo_advanced_95 | o-g-s | 2046 | 15.8661 | 2508.9799
geo_advanced_95 | o-g-s | 2048 | 11.6773 | 2675.8044
geo_advanced_95 | o-g-s | 2050 | 2.0882 | 2853.6545
geo_advanced_95 | hydro | 2010 | 78.6295 | 1017.0194
geo_advanced_95 | hydro | 2012 | 79.1425 | 1048.9632
geo_advanced_95 | hydro | 2014 | 79.7221 | 1056.475
geo_advanced_95 | hydro | 2016 | 80.2284 | 1068.4014
geo_advanced_95 | hydro | 2018 | 80.5711 | 1089.5103
geo_advanced_95 | hydro | 2020 | 80.7368 | 1118.0465
geo_advanced_95 | hydro | 2022 | 80.8246 | 1267.0209
geo_advanced_95 | hydro | 2024 | 80.8856 | 1381.4777
geo_advanced_95 | hydro | 2026 | 82.4344 | 1542.1537
geo_advanced_95 | hydro | 2028 | 83.7154 | 1684.343
geo_advanced_95 | hydro | 2030 | 83.7849 | 1874.8976
geo_advanced_95 | hydro | 2032 | 83.8649 | 1979.9835
geo_advanced_95 | hydro | 2034 | 83.966 | 2114.8069
geo_advanced_95 | hydro | 2036 | 84.0929 | 2218.6885
geo_advanced_95 | hydro | 2038 | 84.3158 | 2288.8072
geo_advanced_95 | hydro | 2040 | 84.4983 | 2320.0168
geo_advanced_95 | hydro | 2042 | 84.6753 | 2345.5645
geo_advanced_95 | hydro | 2044 | 84.8138 | 2389.5833
geo_advanced_95 | hydro | 2046 | 84.9521 | 2508.9799
geo_advanced_95 | hydro | 2048 | 85.0982 | 2675.8044
geo_advanced_95 | hydro | 2050 | 85.5528 | 2853.6545
geo_advanced_95 | geothermal | 2010 | 2.6812 | 1017.0194
geo_advanced_95 | geothermal | 2012 | 2.8162 | 1048.9632
geo_advanced_95 | geothermal | 2014 | 2.9016 | 1056.475
geo_advanced_95 | geothermal | 2016 | 2.9516 | 1068.4014
geo_advanced_95 | geothermal | 2018 | 3.0119 | 1089.5103
geo_advanced_95 | geothermal | 2020 | 4.1588 | 1118.0465
geo_advanced_95 | geothermal | 2022 | 4.2008 | 1267.0209
geo_advanced_95 | geothermal | 2024 | 4.2008 | 1381.4777
geo_advanced_95 | geothermal | 2026 | 4.2008 | 1542.1537
geo_advanced_95 | geothermal | 2028 | 6.2628 | 1684.343
geo_advanced_95 | geothermal | 2030 | 6.2628 | 1874.8976
geo_advanced_95 | geothermal | 2032 | 6.2628 | 1979.9835
geo_advanced_95 | geothermal | 2034 | 6.2628 | 2114.8069
geo_advanced_95 | geothermal | 2036 | 6.767 | 2218.6885
geo_advanced_95 | geothermal | 2038 | 7.0985 | 2288.8072
geo_advanced_95 | geothermal | 2040 | 6.9023 | 2320.0168
geo_advanced_95 | geothermal | 2042 | 7.7911 | 2345.5645
geo_advanced_95 | geothermal | 2044 | 8.4056 | 2389.5833
geo_advanced_95 | geothermal | 2046 | 15.9374 | 2508.9799
geo_advanced_95 | geothermal | 2048 | 17.9275 | 2675.8044
geo_advanced_95 | geothermal | 2050 | 24.3761 | 2853.6545
geo_advanced_95 | biopower | 2010 | 2.8885 | 1017.0194
geo_advanced_95 | biopower | 2012 | 2.9776 | 1048.9632
geo_advanced_95 | biopower | 2014 | 3.4299 | 1056.475
geo_advanced_95 | biopower | 2016 | 3.2245 | 1068.4014
geo_advanced_95 | biopower | 2018 | 3.184 | 1089.5103
geo_advanced_95 | biopower | 2020 | 3.0193 | 1118.0465
geo_advanced_95 | biopower | 2022 | 2.8851 | 1267.0209
geo_advanced_95 | biopower | 2024 | 2.8881 | 1381.4777
geo_advanced_95 | biopower | 2026 | 2.8881 | 1542.1537
geo_advanced_95 | biopower | 2028 | 2.6292 | 1684.343
geo_advanced_95 | biopower | 2030 | 2.393 | 1874.8976
geo_advanced_95 | biopower | 2032 | 2.0992 | 1979.9835
geo_advanced_95 | biopower | 2034 | 1.7199 | 2114.8069
geo_advanced_95 | biopower | 2036 | 1.5139 | 2218.6885
geo_advanced_95 | biopower | 2038 | 1.3738 | 2288.8072
geo_advanced_95 | biopower | 2040 | 1.3388 | 2320.0168
geo_advanced_95 | biopower | 2042 | 1.2559 | 2345.5645
geo_advanced_95 | biopower | 2044 | 1.1709 | 2389.5833
geo_advanced_95 | biopower | 2046 | 1.1659 | 2508.9799
geo_advanced_95 | biopower | 2048 | 1.1329 | 2675.8044
geo_advanced_95 | biopower | 2050 | 1.1286 | 2853.6545
geo_advanced_95 | lfill-gas | 2010 | 3.4027 | 1017.0194
geo_advanced_95 | lfill-gas | 2012 | 3.6413 | 1048.9632
geo_advanced_95 | lfill-gas | 2014 | 3.7416 | 1056.475
geo_advanced_95 | lfill-gas | 2016 | 3.7374 | 1068.4014
geo_advanced_95 | lfill-gas | 2018 | 3.6803 | 1089.5103
geo_advanced_95 | lfill-gas | 2020 | 3.5039 | 1118.0465
geo_advanced_95 | lfill-gas | 2022 | 3.5006 | 1267.0209
geo_advanced_95 | lfill-gas | 2024 | 3.5006 | 1381.4777
geo_advanced_95 | lfill-gas | 2026 | 3.5006 | 1542.1537
geo_advanced_95 | lfill-gas | 2028 | 3.4646 | 1684.343
geo_advanced_95 | lfill-gas | 2030 | 3.4646 | 1874.8976
geo_advanced_95 | lfill-gas | 2032 | 3.4646 | 1979.9835
geo_advanced_95 | lfill-gas | 2034 | 3.4646 | 2114.8069
geo_advanced_95 | lfill-gas | 2036 | 3.4646 | 2218.6885
geo_advanced_95 | lfill-gas | 2038 | 3.4646 | 2288.8072
geo_advanced_95 | lfill-gas | 2040 | 3.4646 | 2320.0168
geo_advanced_95 | lfill-gas | 2042 | 3.4646 | 2345.5645
geo_advanced_95 | lfill-gas | 2044 | 3.4646 | 2389.5833
geo_advanced_95 | lfill-gas | 2046 | 3.4646 | 2508.9799
geo_advanced_95 | lfill-gas | 2048 | 3.4646 | 2675.8044
geo_advanced_95 | lfill-gas | 2050 | 3.4646 | 2853.6545
geo_advanced_95 | wind-ons | 2010 | 39.7293 | 1017.0194
geo_advanced_95 | wind-ons | 2012 | 59.5118 | 1048.9632
geo_advanced_95 | wind-ons | 2014 | 65.2507 | 1056.475
geo_advanced_95 | wind-ons | 2016 | 81.6007 | 1068.4014
geo_advanced_95 | wind-ons | 2018 | 94.4256 | 1089.5103
geo_advanced_95 | wind-ons | 2020 | 117.897 | 1118.0465
geo_advanced_95 | wind-ons | 2022 | 184.5982 | 1267.0209
geo_advanced_95 | wind-ons | 2024 | 227.9768 | 1381.4777
geo_advanced_95 | wind-ons | 2026 | 267.6766 | 1542.1537
geo_advanced_95 | wind-ons | 2028 | 329.1614 | 1684.343
geo_advanced_95 | wind-ons | 2030 | 388.0841 | 1874.8976
geo_advanced_95 | wind-ons | 2032 | 418.4836 | 1979.9835
geo_advanced_95 | wind-ons | 2034 | 457.4562 | 2114.8069
geo_advanced_95 | wind-ons | 2036 | 490.244 | 2218.6885
geo_advanced_95 | wind-ons | 2038 | 504.9029 | 2288.8072
geo_advanced_95 | wind-ons | 2040 | 487.0442 | 2320.0168
geo_advanced_95 | wind-ons | 2042 | 469.8942 | 2345.5645
geo_advanced_95 | wind-ons | 2044 | 478.1044 | 2389.5833
geo_advanced_95 | wind-ons | 2046 | 528.6318 | 2508.9799
geo_advanced_95 | wind-ons | 2048 | 611.7445 | 2675.8044
geo_advanced_95 | wind-ons | 2050 | 634.2269 | 2853.6545
geo_advanced_95 | wind-ofs | 2010 | 0 | 1017.0194
geo_advanced_95 | wind-ofs | 2012 | 0 | 1048.9632
geo_advanced_95 | wind-ofs | 2014 | 0 | 1056.475
geo_advanced_95 | wind-ofs | 2016 | 0.0293 | 1068.4014
geo_advanced_95 | wind-ofs | 2018 | 0.0293 | 1089.5103
geo_advanced_95 | wind-ofs | 2020 | 0.042 | 1118.0465
geo_advanced_95 | wind-ofs | 2022 | 0.054 | 1267.0209
geo_advanced_95 | wind-ofs | 2024 | 5.545 | 1381.4777
geo_advanced_95 | wind-ofs | 2026 | 12.685 | 1542.1537
geo_advanced_95 | wind-ofs | 2028 | 19.615 | 1684.343
geo_advanced_95 | wind-ofs | 2030 | 24.242 | 1874.8976
geo_advanced_95 | wind-ofs | 2032 | 29.466 | 1979.9835
geo_advanced_95 | wind-ofs | 2034 | 37.566 | 2114.8069
geo_advanced_95 | wind-ofs | 2036 | 43.766 | 2218.6885
geo_advanced_95 | wind-ofs | 2038 | 47.766 | 2288.8072
geo_advanced_95 | wind-ofs | 2040 | 51.766 | 2320.0168
geo_advanced_95 | wind-ofs | 2042 | 55.766 | 2345.5645
geo_advanced_95 | wind-ofs | 2044 | 59.766 | 2389.5833
geo_advanced_95 | wind-ofs | 2046 | 60.766 | 2508.9799
geo_advanced_95 | wind-ofs | 2048 | 60.766 | 2675.8044
geo_advanced_95 | wind-ofs | 2050 | 60.766 | 2853.6545
geo_advanced_95 | csp | 2010 | 0 | 1017.0194
geo_advanced_95 | csp | 2012 | 0 | 1048.9632
geo_advanced_95 | csp | 2014 | 1.2134 | 1056.475
geo_advanced_95 | csp | 2016 | 1.3234 | 1068.4014
geo_advanced_95 | csp | 2018 | 1.3234 | 1089.5103
geo_advanced_95 | csp | 2020 | 1.3234 | 1118.0465
geo_advanced_95 | csp | 2022 | 1.3234 | 1267.0209
geo_advanced_95 | csp | 2024 | 1.3234 | 1381.4777
geo_advanced_95 | csp | 2026 | 1.3234 | 1542.1537
geo_advanced_95 | csp | 2028 | 1.3234 | 1684.343
geo_advanced_95 | csp | 2030 | 1.3234 | 1874.8976
geo_advanced_95 | csp | 2032 | 1.3234 | 1979.9835
geo_advanced_95 | csp | 2034 | 1.3234 | 2114.8069
geo_advanced_95 | csp | 2036 | 1.3234 | 2218.6885
geo_advanced_95 | csp | 2038 | 1.3234 | 2288.8072
geo_advanced_95 | csp | 2040 | 1.3234 | 2320.0168
geo_advanced_95 | csp | 2042 | 1.3234 | 2345.5645
geo_advanced_95 | csp | 2044 | 0.11 | 2389.5833
geo_advanced_95 | csp | 2046 | 0 | 2508.9799
geo_advanced_95 | csp | 2048 | 0 | 2675.8044
geo_advanced_95 | csp | 2050 | 0 | 2853.6545
geo_advanced_95 | upv | 2010 | 0.1486 | 1017.0194
geo_advanced_95 | upv | 2012 | 1.9455 | 1048.9632
geo_advanced_95 | upv | 2014 | 6.9706 | 1056.475
geo_advanced_95 | upv | 2016 | 16.4874 | 1068.4014
geo_advanced_95 | upv | 2018 | 24.7075 | 1089.5103
geo_advanced_95 | upv | 2020 | 38.713 | 1118.0465
geo_advanced_95 | upv | 2022 | 104.7324 | 1267.0209
geo_advanced_95 | upv | 2024 | 231.6264 | 1381.4777
geo_advanced_95 | upv | 2026 | 317.2377 | 1542.1537
geo_advanced_95 | upv | 2028 | 358.7404 | 1684.343
geo_advanced_95 | upv | 2030 | 436.3156 | 1874.8976
geo_advanced_95 | upv | 2032 | 455.8357 | 1979.9835
geo_advanced_95 | upv | 2034 | 497.3009 | 2114.8069
geo_advanced_95 | upv | 2036 | 520.5759 | 2218.6885
geo_advanced_95 | upv | 2038 | 534.4831 | 2288.8072
geo_advanced_95 | upv | 2040 | 537.7237 | 2320.0168
geo_advanced_95 | upv | 2042 | 539.2507 | 2345.5645
geo_advanced_95 | upv | 2044 | 541.8974 | 2389.5833
geo_advanced_95 | upv | 2046 | 592.3603 | 2508.9799
geo_advanced_95 | upv | 2048 | 653.8721 | 2675.8044
geo_advanced_95 | upv | 2050 | 800.4755 | 2853.6545
geo_advanced_95 | dupv | 2010 | 0.059 | 1017.0194
geo_advanced_95 | dupv | 2012 | 0.5619 | 1048.9632
geo_advanced_95 | dupv | 2014 | 1.4614 | 1056.475
geo_advanced_95 | dupv | 2016 | 2.5887 | 1068.4014
geo_advanced_95 | dupv | 2018 | 4.0178 | 1089.5103
geo_advanced_95 | dupv | 2020 | 5.3436 | 1118.0465
geo_advanced_95 | dupv | 2022 | 5.928 | 1267.0209
geo_advanced_95 | dupv | 2024 | 6.074 | 1381.4777
geo_advanced_95 | dupv | 2026 | 6.1837 | 1542.1537
geo_advanced_95 | dupv | 2028 | 6.1837 | 1684.343
geo_advanced_95 | dupv | 2030 | 6.1841 | 1874.8976
geo_advanced_95 | dupv | 2032 | 6.1841 | 1979.9835
geo_advanced_95 | dupv | 2034 | 6.2012 | 2114.8069
geo_advanced_95 | dupv | 2036 | 6.2531 | 2218.6885
geo_advanced_95 | dupv | 2038 | 6.2531 | 2288.8072
geo_advanced_95 | dupv | 2040 | 6.1941 | 2320.0168
geo_advanced_95 | dupv | 2042 | 5.6912 | 2345.5645
geo_advanced_95 | dupv | 2044 | 4.9291 | 2389.5833
geo_advanced_95 | dupv | 2046 | 3.9047 | 2508.9799
geo_advanced_95 | dupv | 2048 | 2.9544 | 2675.8044
geo_advanced_95 | dupv | 2050 | 2.0018 | 2853.6545
geo_advanced_95 | distpv | 2010 | 1.0396 | 1017.0194
geo_advanced_95 | distpv | 2012 | 3.697 | 1048.9632
geo_advanced_95 | distpv | 2014 | 7.4412 | 1056.475
geo_advanced_95 | distpv | 2016 | 14.1457 | 1068.4014
geo_advanced_95 | distpv | 2018 | 22.2285 | 1089.5103
geo_advanced_95 | distpv | 2020 | 25.9105 | 1118.0465
geo_advanced_95 | distpv | 2022 | 31.2507 | 1267.0209
geo_advanced_95 | distpv | 2024 | 40.7227 | 1381.4777
geo_advanced_95 | distpv | 2026 | 53.7938 | 1542.1537
geo_advanced_95 | distpv | 2028 | 71.56 | 1684.343
geo_advanced_95 | distpv | 2030 | 96.3306 | 1874.8976
geo_advanced_95 | distpv | 2032 | 115.4476 | 1979.9835
geo_advanced_95 | distpv | 2034 | 128.2906 | 2114.8069
geo_advanced_95 | distpv | 2036 | 133.6587 | 2218.6885
geo_advanced_95 | distpv | 2038 | 138.6366 | 2288.8072
geo_advanced_95 | distpv | 2040 | 143.4518 | 2320.0168
geo_advanced_95 | distpv | 2042 | 148.4086 | 2345.5645
geo_advanced_95 | distpv | 2044 | 154.0227 | 2389.5833
geo_advanced_95 | distpv | 2046 | 159.5866 | 2508.9799
geo_advanced_95 | distpv | 2048 | 165.9517 | 2675.8044
geo_advanced_95 | distpv | 2050 | 173.0855 | 2853.6545
geo_advanced_95 | pvb | 2010 | 0 | 1017.0194
geo_advanced_95 | pvb | 2012 | 0.0026 | 1048.9632
geo_advanced_95 | pvb | 2014 | 0.034135 | 1056.475
geo_advanced_95 | pvb | 2016 | 0.44585 | 1068.4014
geo_advanced_95 | pvb | 2018 | 0.64325 | 1089.5103
geo_advanced_95 | pvb | 2020 | 1.593 | 1118.0465
geo_advanced_95 | pvb | 2022 | 9.0348 | 1267.0209
geo_advanced_95 | pvb | 2024 | 13.364 | 1381.4777
geo_advanced_95 | pvb | 2026 | 14.9458 | 1542.1537
geo_advanced_95 | pvb | 2028 | 15.3476 | 1684.343
geo_advanced_95 | pvb | 2030 | 25.7994 | 1874.8976
geo_advanced_95 | pvb | 2032 | 32.2437 | 1979.9835
geo_advanced_95 | pvb | 2034 | 40.5662 | 2114.8069
geo_advanced_95 | pvb | 2036 | 47.1509 | 2218.6885
geo_advanced_95 | pvb | 2038 | 46.4937 | 2288.8072
geo_advanced_95 | pvb | 2040 | 45.8454 | 2320.0168
geo_advanced_95 | pvb | 2042 | 45.204 | 2345.5645
geo_advanced_95 | pvb | 2044 | 44.5475 | 2389.5833
geo_advanced_95 | pvb | 2046 | 43.5926 | 2508.9799
geo_advanced_95 | pvb | 2048 | 43.2626 | 2675.8044
geo_advanced_95 | pvb | 2050 | 42.0567 | 2853.6545
geo_advanced_95 | battery_2 | 2010 | 0.019 | 1017.0194
geo_advanced_95 | battery_2 | 2012 | 0.0738 | 1048.9632
geo_advanced_95 | battery_2 | 2014 | 0.1297 | 1056.475
geo_advanced_95 | battery_2 | 2016 | 0.3537 | 1068.4014
geo_advanced_95 | battery_2 | 2018 | 0.5001 | 1089.5103
geo_advanced_95 | battery_2 | 2020 | 0.7628 | 1118.0465
geo_advanced_95 | battery_2 | 2022 | 9.0194 | 1267.0209
geo_advanced_95 | battery_2 | 2024 | 11.4363 | 1381.4777
geo_advanced_95 | battery_2 | 2026 | 14.258 | 1542.1537
geo_advanced_95 | battery_2 | 2028 | 17.5833 | 1684.343
geo_advanced_95 | battery_2 | 2030 | 19.3341 | 1874.8976
geo_advanced_95 | battery_2 | 2032 | 19.5099 | 1979.9835
geo_advanced_95 | battery_2 | 2034 | 20.1876 | 2114.8069
geo_advanced_95 | battery_2 | 2036 | 20.7921 | 2218.6885
geo_advanced_95 | battery_2 | 2038 | 17.221 | 2288.8072
geo_advanced_95 | battery_2 | 2040 | 16.8018 | 2320.0168
geo_advanced_95 | battery_2 | 2042 | 20.1056 | 2345.5645
geo_advanced_95 | battery_2 | 2044 | 23.8982 | 2389.5833
geo_advanced_95 | battery_2 | 2046 | 25.9989 | 2508.9799
geo_advanced_95 | battery_2 | 2048 | 26.6071 | 2675.8044
geo_advanced_95 | battery_2 | 2050 | 26.1867 | 2853.6545
geo_advanced_95 | battery_4 | 2010 | 0 | 1017.0194
geo_advanced_95 | battery_4 | 2012 | 0.002 | 1048.9632
geo_advanced_95 | battery_4 | 2014 | 0.01 | 1056.475
geo_advanced_95 | battery_4 | 2016 | 0.1019 | 1068.4014
geo_advanced_95 | battery_4 | 2018 | 0.2147 | 1089.5103
geo_advanced_95 | battery_4 | 2020 | 0.4877 | 1118.0465
geo_advanced_95 | battery_4 | 2022 | 3.2408 | 1267.0209
geo_advanced_95 | battery_4 | 2024 | 4.866 | 1381.4777
geo_advanced_95 | battery_4 | 2026 | 23.3985 | 1542.1537
geo_advanced_95 | battery_4 | 2028 | 34.9849 | 1684.343
geo_advanced_95 | battery_4 | 2030 | 52.4506 | 1874.8976
geo_advanced_95 | battery_4 | 2032 | 63.2875 | 1979.9835
geo_advanced_95 | battery_4 | 2034 | 70.1754 | 2114.8069
geo_advanced_95 | battery_4 | 2036 | 78.0955 | 2218.6885
geo_advanced_95 | battery_4 | 2038 | 91.0494 | 2288.8072
geo_advanced_95 | battery_4 | 2040 | 97.0156 | 2320.0168
geo_advanced_95 | battery_4 | 2042 | 96.4673 | 2345.5645
geo_advanced_95 | battery_4 | 2044 | 101.979 | 2389.5833
geo_advanced_95 | battery_4 | 2046 | 106.062 | 2508.9799
geo_advanced_95 | battery_4 | 2048 | 116.0391 | 2675.8044
geo_advanced_95 | battery_4 | 2050 | 133.7283 | 2853.6545
geo_advanced_95 | battery_6 | 2010 | 0 | 1017.0194
geo_advanced_95 | battery_6 | 2012 | 0 | 1048.9632
geo_advanced_95 | battery_6 | 2014 | 0 | 1056.475
geo_advanced_95 | battery_6 | 2016 | 0 | 1068.4014
geo_advanced_95 | battery_6 | 2018 | 0 | 1089.5103
geo_advanced_95 | battery_6 | 2020 | 0 | 1118.0465
geo_advanced_95 | battery_6 | 2022 | 0.30731 | 1267.0209
geo_advanced_95 | battery_6 | 2024 | 0.30731 | 1381.4777
geo_advanced_95 | battery_6 | 2026 | 0.77308 | 1542.1537
geo_advanced_95 | battery_6 | 2028 | 14.5831 | 1684.343
geo_advanced_95 | battery_6 | 2030 | 32.7194 | 1874.8976
geo_advanced_95 | battery_6 | 2032 | 46.9629 | 1979.9835
geo_advanced_95 | battery_6 | 2034 | 65.7035 | 2114.8069
geo_advanced_95 | battery_6 | 2036 | 75.9068 | 2218.6885
geo_advanced_95 | battery_6 | 2038 | 81.212 | 2288.8072
geo_advanced_95 | battery_6 | 2040 | 82.9444 | 2320.0168
geo_advanced_95 | battery_6 | 2042 | 82.4787 | 2345.5645
geo_advanced_95 | battery_6 | 2044 | 70.4069 | 2389.5833
geo_advanced_95 | battery_6 | 2046 | 70.2508 | 2508.9799
geo_advanced_95 | battery_6 | 2048 | 76.6229 | 2675.8044
geo_advanced_95 | battery_6 | 2050 | 74.2952 | 2853.6545
geo_advanced_95 | battery_8 | 2010 | 0 | 1017.0194
geo_advanced_95 | battery_8 | 2012 | 0 | 1048.9632
geo_advanced_95 | battery_8 | 2014 | 0 | 1056.475
geo_advanced_95 | battery_8 | 2016 | 0 | 1068.4014
geo_advanced_95 | battery_8 | 2018 | 0 | 1089.5103
geo_advanced_95 | battery_8 | 2020 | 0 | 1118.0465
geo_advanced_95 | battery_8 | 2022 | 0 | 1267.0209
geo_advanced_95 | battery_8 | 2024 | 0 | 1381.4777
geo_advanced_95 | battery_8 | 2026 | 0 | 1542.1537
geo_advanced_95 | battery_8 | 2028 | 0 | 1684.343
geo_advanced_95 | battery_8 | 2030 | 0.94615 | 1874.8976
geo_advanced_95 | battery_8 | 2032 | 5.1837 | 1979.9835
geo_advanced_95 | battery_8 | 2034 | 11.891 | 2114.8069
geo_advanced_95 | battery_8 | 2036 | 21.5465 | 2218.6885
geo_advanced_95 | battery_8 | 2038 | 26.1912 | 2288.8072
geo_advanced_95 | battery_8 | 2040 | 26.1912 | 2320.0168
geo_advanced_95 | battery_8 | 2042 | 26.1912 | 2345.5645
geo_advanced_95 | battery_8 | 2044 | 26.1912 | 2389.5833
geo_advanced_95 | battery_8 | 2046 | 25.245 | 2508.9799
geo_advanced_95 | battery_8 | 2048 | 26.7026 | 2675.8044
geo_advanced_95 | battery_8 | 2050 | 64.0758 | 2853.6545
geo_advanced_95 | battery_10 | 2010 | 0 | 1017.0194
geo_advanced_95 | battery_10 | 2012 | 0 | 1048.9632
geo_advanced_95 | battery_10 | 2014 | 0 | 1056.475
geo_advanced_95 | battery_10 | 2016 | 0 | 1068.4014
geo_advanced_95 | battery_10 | 2018 | 0 | 1089.5103
geo_advanced_95 | battery_10 | 2020 | 0 | 1118.0465
geo_advanced_95 | battery_10 | 2022 | 0 | 1267.0209
geo_advanced_95 | battery_10 | 2024 | 0 | 1381.4777
geo_advanced_95 | battery_10 | 2026 | 0 | 1542.1537
geo_advanced_95 | battery_10 | 2028 | 0 | 1684.343
geo_advanced_95 | battery_10 | 2030 | 0 | 1874.8976
geo_advanced_95 | battery_10 | 2032 | 0 | 1979.9835
geo_advanced_95 | battery_10 | 2034 | 0 | 2114.8069
geo_advanced_95 | battery_10 | 2036 | 0 | 2218.6885
geo_advanced_95 | battery_10 | 2038 | 0 | 2288.8072
geo_advanced_95 | battery_10 | 2040 | 0 | 2320.0168
geo_advanced_95 | battery_10 | 2042 | 0 | 2345.5645
geo_advanced_95 | battery_10 | 2044 | 0 | 2389.5833
geo_advanced_95 | battery_10 | 2046 | 0 | 2508.9799
geo_advanced_95 | battery_10 | 2048 | 0 | 2675.8044
geo_advanced_95 | battery_10 | 2050 | 32.2098 | 2853.6545
geo_advanced_95 | pumped-hydro | 2010 | 22.9772 | 1017.0194
geo_advanced_95 | pumped-hydro | 2012 | 23.0442 | 1048.9632
geo_advanced_95 | pumped-hydro | 2014 | 23.0642 | 1056.475
geo_advanced_95 | pumped-hydro | 2016 | 23.0612 | 1068.4014
geo_advanced_95 | pumped-hydro | 2018 | 23.0612 | 1089.5103
geo_advanced_95 | pumped-hydro | 2020 | 23.0612 | 1118.0465
geo_advanced_95 | pumped-hydro | 2022 | 23.0612 | 1267.0209
geo_advanced_95 | pumped-hydro | 2024 | 23.0612 | 1381.4777
geo_advanced_95 | pumped-hydro | 2026 | 25.5701 | 1542.1537
geo_advanced_95 | pumped-hydro | 2028 | 25.5427 | 1684.343
geo_advanced_95 | pumped-hydro | 2030 | 25.5407 | 1874.8976
geo_advanced_95 | pumped-hydro | 2032 | 25.6192 | 1979.9835
geo_advanced_95 | pumped-hydro | 2034 | 28.2015 | 2114.8069
geo_advanced_95 | pumped-hydro | 2036 | 28.9466 | 2218.6885
geo_advanced_95 | pumped-hydro | 2038 | 28.9466 | 2288.8072
geo_advanced_95 | pumped-hydro | 2040 | 28.9466 | 2320.0168
geo_advanced_95 | pumped-hydro | 2042 | 28.9466 | 2345.5645
geo_advanced_95 | pumped-hydro | 2044 | 28.9466 | 2389.5833
geo_advanced_95 | pumped-hydro | 2046 | 28.9466 | 2508.9799
geo_advanced_95 | pumped-hydro | 2048 | 28.9466 | 2675.8044
geo_advanced_95 | pumped-hydro | 2050 | 28.9466 | 2853.6545
geo_advanced_95 | Canada | 2010 | 5.7897 | 1017.0194
geo_advanced_95 | Canada | 2012 | 7.5475 | 1048.9632
geo_advanced_95 | Canada | 2014 | 7.6689 | 1056.475
geo_advanced_95 | Canada | 2016 | 9.3983 | 1068.4014
geo_advanced_95 | Canada | 2018 | 9.7098 | 1089.5103
geo_advanced_95 | Canada | 2020 | 9.3126 | 1118.0465
geo_advanced_95 | Canada | 2022 | 8.3152 | 1267.0209
geo_advanced_95 | Canada | 2024 | 8.3747 | 1381.4777
geo_advanced_95 | Canada | 2026 | 9.4089 | 1542.1537
geo_advanced_95 | Canada | 2028 | 10.4838 | 1684.343
geo_advanced_95 | Canada | 2030 | 10.7558 | 1874.8976
geo_advanced_95 | Canada | 2032 | 10.6683 | 1979.9835
geo_advanced_95 | Canada | 2034 | 10.5939 | 2114.8069
geo_advanced_95 | Canada | 2036 | 10.3455 | 2218.6885
geo_advanced_95 | Canada | 2038 | 10.2286 | 2288.8072
geo_advanced_95 | Canada | 2040 | 10.1407 | 2320.0168
geo_advanced_95 | Canada | 2042 | 10.1407 | 2345.5645
geo_advanced_95 | Canada | 2044 | 10.1407 | 2389.5833
geo_advanced_95 | Canada | 2046 | 10.1407 | 2508.9799
geo_advanced_95 | Canada | 2048 | 10.1407 | 2675.8044
geo_advanced_95 | Canada | 2050 | 10.1407 | 2853.6545

## 5_New Annual Capacity (GW)
scenario | tech | year | Capacity (GW) | Net Level Capacity (GW)
geo_advanced_95 | nuclear | 2012 | 0 | 26.5763
geo_advanced_95 | nuclear | 2014 | 0 | 17.8324
geo_advanced_95 | nuclear | 2016 | 0.561 | 26.9063
geo_advanced_95 | nuclear | 2018 | 0 | 30.0444
geo_advanced_95 | nuclear | 2020 | 0.009 | 29.8361
geo_advanced_95 | nuclear | 2022 | 1.114 | 88.4212
geo_advanced_95 | nuclear | 2024 | 0 | 100.5753
geo_advanced_95 | nuclear | 2026 | 0 | 87.3776
geo_advanced_95 | nuclear | 2028 | 0 | 85.865
geo_advanced_95 | nuclear | 2030 | 0 | 107.8729
geo_advanced_95 | nuclear | 2032 | 0 | 56.5481
geo_advanced_95 | nuclear | 2034 | 0 | 74.7515
geo_advanced_95 | nuclear | 2036 | 0 | 56.8817
geo_advanced_95 | nuclear | 2038 | 0 | 46.592
geo_advanced_95 | nuclear | 2040 | 0 | 32.6695
geo_advanced_95 | nuclear | 2042 | 0 | 39.4133
geo_advanced_95 | nuclear | 2044 | 0 | 50.8782
geo_advanced_95 | nuclear | 2046 | 0 | 119.8429
geo_advanced_95 | nuclear | 2048 | 0 | 122.528
geo_advanced_95 | nuclear | 2050 | 0 | 239.4139
geo_advanced_95 | coal | 2012 | 3.9104 | 26.5763
geo_advanced_95 | coal | 2014 | 0.9693 | 17.8324
geo_advanced_95 | coal | 2016 | 1.2039 | 26.9063
geo_advanced_95 | coal | 2018 | 0 | 30.0444
geo_advanced_95 | coal | 2020 | 0 | 29.8361
geo_advanced_95 | coal | 2022 | 0 | 88.4212
geo_advanced_95 | coal | 2024 | 0 | 100.5753
geo_advanced_95 | coal | 2026 | 0 | 87.3776
geo_advanced_95 | coal | 2028 | 0 | 85.865
geo_advanced_95 | coal | 2030 | 0 | 107.8729
geo_advanced_95 | coal | 2032 | 0 | 56.5481
geo_advanced_95 | coal | 2034 | 0 | 74.7515
geo_advanced_95 | coal | 2036 | 0 | 56.8817
geo_advanced_95 | coal | 2038 | 0 | 46.592
geo_advanced_95 | coal | 2040 | 0 | 32.6695
geo_advanced_95 | coal | 2042 | 0 | 39.4133
geo_advanced_95 | coal | 2044 | 0 | 50.8782
geo_advanced_95 | coal | 2046 | 0 | 119.8429
geo_advanced_95 | coal | 2048 | 0 | 122.528
geo_advanced_95 | coal | 2050 | 0 | 239.4139
geo_advanced_95 | gas-cc | 2012 | 7.3043 | 26.5763
geo_advanced_95 | gas-cc | 2014 | 5.6437 | 17.8324
geo_advanced_95 | gas-cc | 2016 | 4.7389 | 26.9063
geo_advanced_95 | gas-cc | 2018 | 12.5635 | 30.0444
geo_advanced_95 | gas-cc | 2020 | 5.6226 | 29.8361
geo_advanced_95 | gas-cc | 2022 | 6.3941 | 88.4212
geo_advanced_95 | gas-cc | 2024 | 2.4084 | 100.5753
geo_advanced_95 | gas-cc | 2026 | 0.70238 | 87.3776
geo_advanced_95 | gas-cc | 2028 | 1.25 | 85.865
geo_advanced_95 | gas-cc | 2030 | 0 | 107.8729
geo_advanced_95 | gas-cc | 2032 | 0 | 56.5481
geo_advanced_95 | gas-cc | 2034 | 0 | 74.7515
geo_advanced_95 | gas-cc | 2036 | 0 | 56.8817
geo_advanced_95 | gas-cc | 2038 | 2.4155 | 46.592
geo_advanced_95 | gas-cc | 2040 | 5.1059 | 32.6695
geo_advanced_95 | gas-cc | 2042 | 2.9624 | 39.4133
geo_advanced_95 | gas-cc | 2044 | 7.6279 | 50.8782
geo_advanced_95 | gas-cc | 2046 | 2.1793 | 119.8429
geo_advanced_95 | gas-cc | 2048 | 1.5609 | 122.528
geo_advanced_95 | gas-cc | 2050 | 38.7236 | 239.4139
geo_advanced_95 | gas-cc-ccs_mod_upgrade | 2012 | 0 | 26.5763
geo_advanced_95 | gas-cc-ccs_mod_upgrade | 2014 | 0 | 17.8324
geo_advanced_95 | gas-cc-ccs_mod_upgrade | 2016 | 0 | 26.9063
geo_advanced_95 | gas-cc-ccs_mod_upgrade | 2018 | 0 | 30.0444
geo_advanced_95 | gas-cc-ccs_mod_upgrade | 2020 | 0 | 29.8361
geo_advanced_95 | gas-cc-ccs_mod_upgrade | 2022 | 0 | 88.4212
geo_advanced_95 | gas-cc-ccs_mod_upgrade | 2024 | 0 | 100.5753
geo_advanced_95 | gas-cc-ccs_mod_upgrade | 2026 | 0 | 87.3776
geo_advanced_95 | gas-cc-ccs_mod_upgrade | 2028 | 3.1478 | 85.865
geo_advanced_95 | gas-cc-ccs_mod_upgrade | 2030 | 0 | 107.8729
geo_advanced_95 | gas-cc-ccs_mod_upgrade | 2032 | 0 | 56.5481
geo_advanced_95 | gas-cc-ccs_mod_upgrade | 2034 | 0 | 74.7515
geo_advanced_95 | gas-cc-ccs_mod_upgrade | 2036 | 0 | 56.8817
geo_advanced_95 | gas-cc-ccs_mod_upgrade | 2038 | 0 | 46.592
geo_advanced_95 | gas-cc-ccs_mod_upgrade | 2040 | 0 | 32.6695
geo_advanced_95 | gas-cc-ccs_mod_upgrade | 2042 | 0 | 39.4133
geo_advanced_95 | gas-cc-ccs_mod_upgrade | 2044 | 0 | 50.8782
geo_advanced_95 | gas-cc-ccs_mod_upgrade | 2046 | 0 | 119.8429
geo_advanced_95 | gas-cc-ccs_mod_upgrade | 2048 | 0.45294 | 122.528
geo_advanced_95 | gas-cc-ccs_mod_upgrade | 2050 | 30.5389 | 239.4139
geo_advanced_95 | gas-ct | 2012 | 2.2089 | 26.5763
geo_advanced_95 | gas-ct | 2014 | 2.0575 | 17.8324
geo_advanced_95 | gas-ct | 2016 | 2.4183 | 26.9063
geo_advanced_95 | gas-ct | 2018 | 1.5822 | 30.0444
geo_advanced_95 | gas-ct | 2020 | 1.3155 | 29.8361
geo_advanced_95 | gas-ct | 2022 | 1.9523 | 88.4212
geo_advanced_95 | gas-ct | 2024 | 1.0113 | 100.5753
geo_advanced_95 | gas-ct | 2026 | 0 | 87.3776
geo_advanced_95 | gas-ct | 2028 | 1.25 | 85.865
geo_advanced_95 | gas-ct | 2030 | 0 | 107.8729
geo_advanced_95 | gas-ct | 2032 | 0 | 56.5481
geo_advanced_95 | gas-ct | 2034 | 0.54258 | 74.7515
geo_advanced_95 | gas-ct | 2036 | 3.0592 | 56.8817
geo_advanced_95 | gas-ct | 2038 | 5.8714 | 46.592
geo_advanced_95 | gas-ct | 2040 | 13.1627 | 32.6695
geo_advanced_95 | gas-ct | 2042 | 16.314 | 39.4133
geo_advanced_95 | gas-ct | 2044 | 14.1272 | 50.8782
geo_advanced_95 | gas-ct | 2046 | 25.0128 | 119.8429
geo_advanced_95 | gas-ct | 2048 | 8.7706 | 122.528
geo_advanced_95 | gas-ct | 2050 | 0 | 239.4139
geo_advanced_95 | o-g-s | 2012 | 0.1104 | 26.5763
geo_advanced_95 | o-g-s | 2014 | 0.10575 | 17.8324
geo_advanced_95 | o-g-s | 2016 | 0.0329 | 26.9063
geo_advanced_95 | o-g-s | 2018 | 0.07755 | 30.0444
geo_advanced_95 | o-g-s | 2020 | 0.0475 | 29.8361
geo_advanced_95 | o-g-s | 2022 | 0.04175 | 88.4212
geo_advanced_95 | o-g-s | 2024 | 0.1675 | 100.5753
geo_advanced_95 | o-g-s | 2026 | 0 | 87.3776
geo_advanced_95 | o-g-s | 2028 | 0 | 85.865
geo_advanced_95 | o-g-s | 2030 | 0 | 107.8729
geo_advanced_95 | o-g-s | 2032 | 0 | 56.5481
geo_advanced_95 | o-g-s | 2034 | 0 | 74.7515
geo_advanced_95 | o-g-s | 2036 | 0 | 56.8817
geo_advanced_95 | o-g-s | 2038 | 0 | 46.592
geo_advanced_95 | o-g-s | 2040 | 0 | 32.6695
geo_advanced_95 | o-g-s | 2042 | 0 | 39.4133
geo_advanced_95 | o-g-s | 2044 | 0 | 50.8782
geo_advanced_95 | o-g-s | 2046 | 0 | 119.8429
geo_advanced_95 | o-g-s | 2048 | 0 | 122.528
geo_advanced_95 | o-g-s | 2050 | 0 | 239.4139
geo_advanced_95 | hydro | 2012 | 0.2565 | 26.5763
geo_advanced_95 | hydro | 2014 | 0.2898 | 17.8324
geo_advanced_95 | hydro | 2016 | 0.25315 | 26.9063
geo_advanced_95 | hydro | 2018 | 0.17135 | 30.0444
geo_advanced_95 | hydro | 2020 | 0.08285 | 29.8361
geo_advanced_95 | hydro | 2022 | 0.0439 | 88.4212
geo_advanced_95 | hydro | 2024 | 0.0305 | 100.5753
geo_advanced_95 | hydro | 2026 | 0.7744 | 87.3776
geo_advanced_95 | hydro | 2028 | 0.6405 | 85.865
geo_advanced_95 | hydro | 2030 | 0.034722 | 107.8729
geo_advanced_95 | hydro | 2032 | 0.040035 | 56.5481
geo_advanced_95 | hydro | 2034 | 0.050523 | 74.7515
geo_advanced_95 | hydro | 2036 | 0.063488 | 56.8817
geo_advanced_95 | hydro | 2038 | 0.11141 | 46.592
geo_advanced_95 | hydro | 2040 | 0.091245 | 32.6695
geo_advanced_95 | hydro | 2042 | 0.088545 | 39.4133
geo_advanced_95 | hydro | 2044 | 0.069214 | 50.8782
geo_advanced_95 | hydro | 2046 | 0.06917 | 119.8429
geo_advanced_95 | hydro | 2048 | 0.073023 | 122.528
geo_advanced_95 | hydro | 2050 | 0.22734 | 239.4139
geo_advanced_95 | geothermal | 2012 | 0.0675 | 26.5763
geo_advanced_95 | geothermal | 2014 | 0.0427 | 17.8324
geo_advanced_95 | geothermal | 2016 | 0.025 | 26.9063
geo_advanced_95 | geothermal | 2018 | 0.03015 | 30.0444
geo_advanced_95 | geothermal | 2020 | 0.57346 | 29.8361
geo_advanced_95 | geothermal | 2022 | 0.021 | 88.4212
geo_advanced_95 | geothermal | 2024 | 0 | 100.5753
geo_advanced_95 | geothermal | 2026 | 0 | 87.3776
geo_advanced_95 | geothermal | 2028 | 1.031 | 85.865
geo_advanced_95 | geothermal | 2030 | 0 | 107.8729
geo_advanced_95 | geothermal | 2032 | 0 | 56.5481
geo_advanced_95 | geothermal | 2034 | 0 | 74.7515
geo_advanced_95 | geothermal | 2036 | 0.2521 | 56.8817
geo_advanced_95 | geothermal | 2038 | 0.16578 | 46.592
geo_advanced_95 | geothermal | 2040 | 0 | 32.6695
geo_advanced_95 | geothermal | 2042 | 0.5119 | 39.4133
geo_advanced_95 | geothermal | 2044 | 0.34992 | 50.8782
geo_advanced_95 | geothermal | 2046 | 3.7909 | 119.8429
geo_advanced_95 | geothermal | 2048 | 1.0252 | 122.528
geo_advanced_95 | geothermal | 2050 | 3.7978 | 239.4139
geo_advanced_95 | biopower | 2012 | 0.11705 | 26.5763
geo_advanced_95 | biopower | 2014 | 0.2425 | 17.8324
geo_advanced_95 | biopower | 2016 | 0.00805 | 26.9063
geo_advanced_95 | biopower | 2018 | 0.03885 | 30.0444
geo_advanced_95 | biopower | 2020 | 0.0836 | 29.8361
geo_advanced_95 | biopower | 2022 | 0.0044 | 88.4212
geo_advanced_95 | biopower | 2024 | 0.0095 | 100.5753
geo_advanced_95 | biopower | 2026 | 0 | 87.3776
geo_advanced_95 | biopower | 2028 | 0 | 85.865
geo_advanced_95 | biopower | 2030 | 0 | 107.8729
geo_advanced_95 | biopower | 2032 | 0 | 56.5481
geo_advanced_95 | biopower | 2034 | 0 | 74.7515
geo_advanced_95 | biopower | 2036 | 0 | 56.8817
geo_advanced_95 | biopower | 2038 | 0 | 46.592
geo_advanced_95 | biopower | 2040 | 0 | 32.6695
geo_advanced_95 | biopower | 2042 | 0 | 39.4133
geo_advanced_95 | biopower | 2044 | 0 | 50.8782
geo_advanced_95 | biopower | 2046 | 0 | 119.8429
geo_advanced_95 | biopower | 2048 | 0 | 122.528
geo_advanced_95 | biopower | 2050 | 0 | 239.4139
geo_advanced_95 | lfill-gas | 2012 | 0.14965 | 26.5763
geo_advanced_95 | lfill-gas | 2014 | 0.10055 | 17.8324
geo_advanced_95 | lfill-gas | 2016 | 0.0901 | 26.9063
geo_advanced_95 | lfill-gas | 2018 | 0.0165 | 30.0444
geo_advanced_95 | lfill-gas | 2020 | 0.0066 | 29.8361
geo_advanced_95 | lfill-gas | 2022 | 0.0023 | 88.4212
geo_advanced_95 | lfill-gas | 2024 | 0 | 100.5753
geo_advanced_95 | lfill-gas | 2026 | 0 | 87.3776
geo_advanced_95 | lfill-gas | 2028 | 0 | 85.865
geo_advanced_95 | lfill-gas | 2030 | 0 | 107.8729
geo_advanced_95 | lfill-gas | 2032 | 0 | 56.5481
geo_advanced_95 | lfill-gas | 2034 | 0 | 74.7515
geo_advanced_95 | lfill-gas | 2036 | 0 | 56.8817
geo_advanced_95 | lfill-gas | 2038 | 0 | 46.592
geo_advanced_95 | lfill-gas | 2040 | 0 | 32.6695
geo_advanced_95 | lfill-gas | 2042 | 0 | 39.4133
geo_advanced_95 | lfill-gas | 2044 | 0 | 50.8782
geo_advanced_95 | lfill-gas | 2046 | 0 | 119.8429
geo_advanced_95 | lfill-gas | 2048 | 0 | 122.528
geo_advanced_95 | lfill-gas | 2050 | 0 | 239.4139
geo_advanced_95 | wind-ons | 2012 | 9.9098 | 26.5763
geo_advanced_95 | wind-ons | 2014 | 2.8817 | 17.8324
geo_advanced_95 | wind-ons | 2016 | 8.4669 | 26.9063
geo_advanced_95 | wind-ons | 2018 | 6.4669 | 30.0444
geo_advanced_95 | wind-ons | 2020 | 11.8347 | 29.8361
geo_advanced_95 | wind-ons | 2022 | 33.479 | 88.4212
geo_advanced_95 | wind-ons | 2024 | 21.6947 | 100.5753
geo_advanced_95 | wind-ons | 2026 | 19.8799 | 87.3776
geo_advanced_95 | wind-ons | 2028 | 30.7518 | 85.865
geo_advanced_95 | wind-ons | 2030 | 29.8374 | 107.8729
geo_advanced_95 | wind-ons | 2032 | 16.2311 | 56.5481
geo_advanced_95 | wind-ons | 2034 | 20.6323 | 74.7515
geo_advanced_95 | wind-ons | 2036 | 17.6515 | 56.8817
geo_advanced_95 | wind-ons | 2038 | 11.2606 | 46.592
geo_advanced_95 | wind-ons | 2040 | 2.5437 | 32.6695
geo_advanced_95 | wind-ons | 2042 | 1.3348 | 39.4133
geo_advanced_95 | wind-ons | 2044 | 6.9868 | 50.8782
geo_advanced_95 | wind-ons | 2046 | 33.7306 | 119.8429
geo_advanced_95 | wind-ons | 2048 | 48.0232 | 122.528
geo_advanced_95 | wind-ons | 2050 | 23.076 | 239.4139
geo_advanced_95 | wind-ofs | 2012 | 0 | 26.5763
geo_advanced_95 | wind-ofs | 2014 | 0 | 17.8324
geo_advanced_95 | wind-ofs | 2016 | 0.01465 | 26.9063
geo_advanced_95 | wind-ofs | 2018 | 0 | 30.0444
geo_advanced_95 | wind-ofs | 2020 | 0.00635 | 29.8361
geo_advanced_95 | wind-ofs | 2022 | 0.006 | 88.4212
geo_advanced_95 | wind-ofs | 2024 | 2.7455 | 100.5753
geo_advanced_95 | wind-ofs | 2026 | 3.57 | 87.3776
geo_advanced_95 | wind-ofs | 2028 | 3.465 | 85.865
geo_advanced_95 | wind-ofs | 2030 | 2.3135 | 107.8729
geo_advanced_95 | wind-ofs | 2032 | 2.612 | 56.5481
geo_advanced_95 | wind-ofs | 2034 | 4.05 | 74.7515
geo_advanced_95 | wind-ofs | 2036 | 3.1 | 56.8817
geo_advanced_95 | wind-ofs | 2038 | 2 | 46.592
geo_advanced_95 | wind-ofs | 2040 | 2 | 32.6695
geo_advanced_95 | wind-ofs | 2042 | 2 | 39.4133
geo_advanced_95 | wind-ofs | 2044 | 2 | 50.8782
geo_advanced_95 | wind-ofs | 2046 | 0.51465 | 119.8429
geo_advanced_95 | wind-ofs | 2048 | 0 | 122.528
geo_advanced_95 | wind-ofs | 2050 | 0.00635 | 239.4139
geo_advanced_95 | csp | 2012 | 0 | 26.5763
geo_advanced_95 | csp | 2014 | 0.6067 | 17.8324
geo_advanced_95 | csp | 2016 | 0.055 | 26.9063
geo_advanced_95 | csp | 2018 | 0 | 30.0444
geo_advanced_95 | csp | 2020 | 0 | 29.8361
geo_advanced_95 | csp | 2022 | 0 | 88.4212
geo_advanced_95 | csp | 2024 | 0 | 100.5753
geo_advanced_95 | csp | 2026 | 0 | 87.3776
geo_advanced_95 | csp | 2028 | 0 | 85.865
geo_advanced_95 | csp | 2030 | 0 | 107.8729
geo_advanced_95 | csp | 2032 | 0 | 56.5481
geo_advanced_95 | csp | 2034 | 0 | 74.7515
geo_advanced_95 | csp | 2036 | 0 | 56.8817
geo_advanced_95 | csp | 2038 | 0 | 46.592
geo_advanced_95 | csp | 2040 | 0 | 32.6695
geo_advanced_95 | csp | 2042 | 0 | 39.4133
geo_advanced_95 | csp | 2044 | 0 | 50.8782
geo_advanced_95 | csp | 2046 | 0 | 119.8429
geo_advanced_95 | csp | 2048 | 0 | 122.528
geo_advanced_95 | csp | 2050 | 0 | 239.4139
geo_advanced_95 | upv | 2012 | 0.89845 | 26.5763
geo_advanced_95 | upv | 2014 | 2.5126 | 17.8324
geo_advanced_95 | upv | 2016 | 4.7584 | 26.9063
geo_advanced_95 | upv | 2018 | 4.1101 | 30.0444
geo_advanced_95 | upv | 2020 | 7.0027 | 29.8361
geo_advanced_95 | upv | 2022 | 33.0097 | 88.4212
geo_advanced_95 | upv | 2024 | 63.447 | 100.5753
geo_advanced_95 | upv | 2026 | 42.8056 | 87.3776
geo_advanced_95 | upv | 2028 | 20.7514 | 85.865
geo_advanced_95 | upv | 2030 | 38.7876 | 107.8729
geo_advanced_95 | upv | 2032 | 9.7601 | 56.5481
geo_advanced_95 | upv | 2034 | 20.7326 | 74.7515
geo_advanced_95 | upv | 2036 | 11.6375 | 56.8817
geo_advanced_95 | upv | 2038 | 6.9536 | 46.592
geo_advanced_95 | upv | 2040 | 1.6946 | 32.6695
geo_advanced_95 | upv | 2042 | 1.662 | 39.4133
geo_advanced_95 | upv | 2044 | 3.8359 | 50.8782
geo_advanced_95 | upv | 2046 | 29.9899 | 119.8429
geo_advanced_95 | upv | 2048 | 34.866 | 122.528
geo_advanced_95 | upv | 2050 | 80.3045 | 239.4139
geo_advanced_95 | dupv | 2012 | 0.25145 | 26.5763
geo_advanced_95 | dupv | 2014 | 0.44975 | 17.8324
geo_advanced_95 | dupv | 2016 | 0.56363 | 26.9063
geo_advanced_95 | dupv | 2018 | 0.71455 | 30.0444
geo_advanced_95 | dupv | 2020 | 0.6629 | 29.8361
geo_advanced_95 | dupv | 2022 | 0.2922 | 88.4212
geo_advanced_95 | dupv | 2024 | 0.07304 | 100.5753
geo_advanced_95 | dupv | 2026 | 0.054831 | 87.3776
geo_advanced_95 | dupv | 2028 | 0 | 85.865
geo_advanced_95 | dupv | 2030 | 0.00019938 | 107.8729
geo_advanced_95 | dupv | 2032 | 0 | 56.5481
geo_advanced_95 | dupv | 2034 | 0.0085618 | 74.7515
geo_advanced_95 | dupv | 2036 | 0.025944 | 56.8817
geo_advanced_95 | dupv | 2038 | 0 | 46.592
geo_advanced_95 | dupv | 2040 | 0 | 32.6695
geo_advanced_95 | dupv | 2042 | 0 | 39.4133
geo_advanced_95 | dupv | 2044 | 0.068683 | 50.8782
geo_advanced_95 | dupv | 2046 | 0.051449 | 119.8429
geo_advanced_95 | dupv | 2048 | 0.23941 | 122.528
geo_advanced_95 | dupv | 2050 | 0.18659 | 239.4139
geo_advanced_95 | distpv | 2012 | 1.3287 | 26.5763
geo_advanced_95 | distpv | 2014 | 1.8721 | 17.8324
geo_advanced_95 | distpv | 2016 | 3.3523 | 26.9063
geo_advanced_95 | distpv | 2018 | 4.0414 | 30.0444
geo_advanced_95 | distpv | 2020 | 1.841 | 29.8361
geo_advanced_95 | distpv | 2022 | 2.6701 | 88.4212
geo_advanced_95 | distpv | 2024 | 4.736 | 100.5753
geo_advanced_95 | distpv | 2026 | 6.5355 | 87.3776
geo_advanced_95 | distpv | 2028 | 8.8831 | 85.865
geo_advanced_95 | distpv | 2030 | 12.3853 | 107.8729
geo_advanced_95 | distpv | 2032 | 9.5585 | 56.5481
geo_advanced_95 | distpv | 2034 | 6.4215 | 74.7515
geo_advanced_95 | distpv | 2036 | 2.684 | 56.8817
geo_advanced_95 | distpv | 2038 | 2.489 | 46.592
geo_advanced_95 | distpv | 2040 | 2.4076 | 32.6695
geo_advanced_95 | distpv | 2042 | 2.4784 | 39.4133
geo_advanced_95 | distpv | 2044 | 2.807 | 50.8782
geo_advanced_95 | distpv | 2046 | 2.782 | 119.8429
geo_advanced_95 | distpv | 2048 | 3.1825 | 122.528
geo_advanced_95 | distpv | 2050 | 3.5669 | 239.4139
geo_advanced_95 | pvb | 2012 | 0.0013 | 26.5763
geo_advanced_95 | pvb | 2014 | 0.015786 | 17.8324
geo_advanced_95 | pvb | 2016 | 0.2061 | 26.9063
geo_advanced_95 | pvb | 2018 | 0.10182 | 30.0444
geo_advanced_95 | pvb | 2020 | 0.47937 | 29.8361
geo_advanced_95 | pvb | 2022 | 3.732 | 88.4212
geo_advanced_95 | pvb | 2024 | 2.2278 | 100.5753
geo_advanced_95 | pvb | 2026 | 0.88399 | 87.3776
geo_advanced_95 | pvb | 2028 | 0.30518 | 85.865
geo_advanced_95 | pvb | 2030 | 5.3327 | 107.8729
geo_advanced_95 | pvb | 2032 | 3.4023 | 56.5481
geo_advanced_95 | pvb | 2034 | 4.386 | 74.7515
geo_advanced_95 | pvb | 2036 | 3.5758 | 56.8817
geo_advanced_95 | pvb | 2038 | 0 | 46.592
geo_advanced_95 | pvb | 2040 | 0 | 32.6695
geo_advanced_95 | pvb | 2042 | 0 | 39.4133
geo_advanced_95 | pvb | 2044 | 0 | 50.8782
geo_advanced_95 | pvb | 2046 | 0 | 119.8429
geo_advanced_95 | pvb | 2048 | 0.22184 | 122.528
geo_advanced_95 | pvb | 2050 | 0.087611 | 239.4139
geo_advanced_95 | battery_2 | 2012 | 0.0274 | 26.5763
geo_advanced_95 | battery_2 | 2014 | 0.02795 | 17.8324
geo_advanced_95 | battery_2 | 2016 | 0.112 | 26.9063
geo_advanced_95 | battery_2 | 2018 | 0.0732 | 30.0444
geo_advanced_95 | battery_2 | 2020 | 0.13135 | 29.8361
geo_advanced_95 | battery_2 | 2022 | 4.1283 | 88.4212
geo_advanced_95 | battery_2 | 2024 | 1.2115 | 100.5753
geo_advanced_95 | battery_2 | 2026 | 1.4173 | 87.3776
geo_advanced_95 | battery_2 | 2028 | 1.6901 | 85.865
geo_advanced_95 | battery_2 | 2030 | 0.9033 | 107.8729
geo_advanced_95 | battery_2 | 2032 | 0.19992 | 56.5481
geo_advanced_95 | battery_2 | 2034 | 0.41204 | 74.7515
geo_advanced_95 | battery_2 | 2036 | 0.43363 | 56.8817
geo_advanced_95 | battery_2 | 2038 | 2.3427 | 46.592
geo_advanced_95 | battery_2 | 2040 | 1.0019 | 32.6695
geo_advanced_95 | battery_2 | 2042 | 3.0692 | 39.4133
geo_advanced_95 | battery_2 | 2044 | 3.5864 | 50.8782
geo_advanced_95 | battery_2 | 2046 | 1.9537 | 119.8429
geo_advanced_95 | battery_2 | 2048 | 0.50402 | 122.528
geo_advanced_95 | battery_2 | 2050 | 0.20183 | 239.4139
geo_advanced_95 | battery_4 | 2012 | 0.001 | 26.5763
geo_advanced_95 | battery_4 | 2014 | 0.004 | 17.8324
geo_advanced_95 | battery_4 | 2016 | 0.04595 | 26.9063
geo_advanced_95 | battery_4 | 2018 | 0.0564 | 30.0444
geo_advanced_95 | battery_4 | 2020 | 0.1365 | 29.8361
geo_advanced_95 | battery_4 | 2022 | 1.3765 | 88.4212
geo_advanced_95 | battery_4 | 2024 | 0.8126 | 100.5753
geo_advanced_95 | battery_4 | 2026 | 9.2663 | 87.3776
geo_advanced_95 | battery_4 | 2028 | 5.7942 | 85.865
geo_advanced_95 | battery_4 | 2030 | 8.7369 | 107.8729
geo_advanced_95 | battery_4 | 2032 | 5.4644 | 56.5481
geo_advanced_95 | battery_4 | 2034 | 3.5003 | 74.7515
geo_advanced_95 | battery_4 | 2036 | 4.0965 | 56.8817
geo_advanced_95 | battery_4 | 2038 | 7.8535 | 46.592
geo_advanced_95 | battery_4 | 2040 | 3.7957 | 32.6695
geo_advanced_95 | battery_4 | 2042 | 8.9921 | 39.4133
geo_advanced_95 | battery_4 | 2044 | 8.55 | 50.8782
geo_advanced_95 | battery_4 | 2046 | 10.7784 | 119.8429
geo_advanced_95 | battery_4 | 2048 | 10.453 | 122.528
geo_advanced_95 | battery_4 | 2050 | 12.3449 | 239.4139
geo_advanced_95 | battery_6 | 2012 | 0 | 26.5763
geo_advanced_95 | battery_6 | 2014 | 0 | 17.8324
geo_advanced_95 | battery_6 | 2016 | 0 | 26.9063
geo_advanced_95 | battery_6 | 2018 | 0 | 30.0444
geo_advanced_95 | battery_6 | 2020 | 0 | 29.8361
geo_advanced_95 | battery_6 | 2022 | 0.15366 | 88.4212
geo_advanced_95 | battery_6 | 2024 | 0 | 100.5753
geo_advanced_95 | battery_6 | 2026 | 0.23288 | 87.3776
geo_advanced_95 | battery_6 | 2028 | 6.905 | 85.865
geo_advanced_95 | battery_6 | 2030 | 9.0682 | 107.8729
geo_advanced_95 | battery_6 | 2032 | 7.1217 | 56.5481
geo_advanced_95 | battery_6 | 2034 | 9.3703 | 74.7515
geo_advanced_95 | battery_6 | 2036 | 5.1017 | 56.8817
geo_advanced_95 | battery_6 | 2038 | 2.8062 | 46.592
geo_advanced_95 | battery_6 | 2040 | 0.86622 | 32.6695
geo_advanced_95 | battery_6 | 2042 | 0 | 39.4133
geo_advanced_95 | battery_6 | 2044 | 0.86911 | 50.8782
geo_advanced_95 | battery_6 | 2046 | 8.9901 | 119.8429
geo_advanced_95 | battery_6 | 2048 | 10.3078 | 122.528
geo_advanced_95 | battery_6 | 2050 | 8.2064 | 239.4139
geo_advanced_95 | battery_8 | 2012 | 0 | 26.5763
geo_advanced_95 | battery_8 | 2014 | 0 | 17.8324
geo_advanced_95 | battery_8 | 2016 | 0 | 26.9063
geo_advanced_95 | battery_8 | 2018 | 0 | 30.0444
geo_advanced_95 | battery_8 | 2020 | 0 | 29.8361
geo_advanced_95 | battery_8 | 2022 | 0 | 88.4212
geo_advanced_95 | battery_8 | 2024 | 0 | 100.5753
geo_advanced_95 | battery_8 | 2026 | 0 | 87.3776
geo_advanced_95 | battery_8 | 2028 | 0 | 85.865
geo_advanced_95 | battery_8 | 2030 | 0.47308 | 107.8729
geo_advanced_95 | battery_8 | 2032 | 2.1188 | 56.5481
geo_advanced_95 | battery_8 | 2034 | 3.3537 | 74.7515
geo_advanced_95 | battery_8 | 2036 | 4.8277 | 56.8817
geo_advanced_95 | battery_8 | 2038 | 2.3224 | 46.592
geo_advanced_95 | battery_8 | 2040 | 0 | 32.6695
geo_advanced_95 | battery_8 | 2042 | 0 | 39.4133
geo_advanced_95 | battery_8 | 2044 | 0 | 50.8782
geo_advanced_95 | battery_8 | 2046 | 0 | 119.8429
geo_advanced_95 | battery_8 | 2048 | 2.8476 | 122.528
geo_advanced_95 | battery_8 | 2050 | 22.0403 | 239.4139
geo_advanced_95 | battery_10 | 2012 | 0 | 26.5763
geo_advanced_95 | battery_10 | 2014 | 0 | 17.8324
geo_advanced_95 | battery_10 | 2016 | 0 | 26.9063
geo_advanced_95 | battery_10 | 2018 | 0 | 30.0444
geo_advanced_95 | battery_10 | 2020 | 0 | 29.8361
geo_advanced_95 | battery_10 | 2022 | 0 | 88.4212
geo_advanced_95 | battery_10 | 2024 | 0 | 100.5753
geo_advanced_95 | battery_10 | 2026 | 0 | 87.3776
geo_advanced_95 | battery_10 | 2028 | 0 | 85.865
geo_advanced_95 | battery_10 | 2030 | 0 | 107.8729
geo_advanced_95 | battery_10 | 2032 | 0 | 56.5481
geo_advanced_95 | battery_10 | 2034 | 0 | 74.7515
geo_advanced_95 | battery_10 | 2036 | 0 | 56.8817
geo_advanced_95 | battery_10 | 2038 | 0 | 46.592
geo_advanced_95 | battery_10 | 2040 | 0 | 32.6695
geo_advanced_95 | battery_10 | 2042 | 0 | 39.4133
geo_advanced_95 | battery_10 | 2044 | 0 | 50.8782
geo_advanced_95 | battery_10 | 2046 | 0 | 119.8429
geo_advanced_95 | battery_10 | 2048 | 0 | 122.528
geo_advanced_95 | battery_10 | 2050 | 16.1049 | 239.4139
geo_advanced_95 | pumped-hydro | 2012 | 0.0335 | 26.5763
geo_advanced_95 | pumped-hydro | 2014 | 0.01 | 17.8324
geo_advanced_95 | pumped-hydro | 2016 | 0 | 26.9063
geo_advanced_95 | pumped-hydro | 2018 | 0 | 30.0444
geo_advanced_95 | pumped-hydro | 2020 | 0 | 29.8361
geo_advanced_95 | pumped-hydro | 2022 | 0 | 88.4212
geo_advanced_95 | pumped-hydro | 2024 | 0 | 100.5753
geo_advanced_95 | pumped-hydro | 2026 | 1.2545 | 87.3776
geo_advanced_95 | pumped-hydro | 2028 | 0 | 85.865
geo_advanced_95 | pumped-hydro | 2030 | 0 | 107.8729
geo_advanced_95 | pumped-hydro | 2032 | 0.039226 | 56.5481
geo_advanced_95 | pumped-hydro | 2034 | 1.2911 | 74.7515
geo_advanced_95 | pumped-hydro | 2036 | 0.37255 | 56.8817
geo_advanced_95 | pumped-hydro | 2038 | 0 | 46.592
geo_advanced_95 | pumped-hydro | 2040 | 0 | 32.6695
geo_advanced_95 | pumped-hydro | 2042 | 0 | 39.4133
geo_advanced_95 | pumped-hydro | 2044 | 0 | 50.8782
geo_advanced_95 | pumped-hydro | 2046 | 0 | 119.8429
geo_advanced_95 | pumped-hydro | 2048 | 0 | 122.528
geo_advanced_95 | pumped-hydro | 2050 | 0 | 239.4139

## 6_Annual Retirements (GW)
scenario | tech | year | Capacity (GW) | Net Level Capacity (GW)
geo_advanced_95 | nuclear | 2012 | 0 | 10.6044
geo_advanced_95 | nuclear | 2014 | 2.0901 | 14.0765
geo_advanced_95 | nuclear | 2016 | 0.2414 | 20.9431
geo_advanced_95 | nuclear | 2018 | 0.30385 | 19.4899
geo_advanced_95 | nuclear | 2020 | 1.5474 | 15.568
geo_advanced_95 | nuclear | 2022 | 0.9024 | 13.934
geo_advanced_95 | nuclear | 2024 | 0 | 43.3469
geo_advanced_95 | nuclear | 2026 | 0 | 7.0396
geo_advanced_95 | nuclear | 2028 | 0 | 14.7704
geo_advanced_95 | nuclear | 2030 | 1.12 | 12.5955
geo_advanced_95 | nuclear | 2032 | 0 | 4.0051
geo_advanced_95 | nuclear | 2034 | 2.5488 | 7.3398
geo_advanced_95 | nuclear | 2036 | 0.65956 | 4.9409
geo_advanced_95 | nuclear | 2038 | 0 | 11.5327
geo_advanced_95 | nuclear | 2040 | 0 | 17.0647
geo_advanced_95 | nuclear | 2042 | 0 | 26.6395
geo_advanced_95 | nuclear | 2044 | 0 | 28.8688
geo_advanced_95 | nuclear | 2046 | 0 | 60.1447
geo_advanced_95 | nuclear | 2048 | 0 | 39.1157
geo_advanced_95 | nuclear | 2050 | 1.3546 | 150.4888
geo_advanced_95 | coal | 2012 | 6.6621 | 10.6044
geo_advanced_95 | coal | 2014 | 5.9469 | 14.0765
geo_advanced_95 | coal | 2016 | 12.4971 | 20.9431
geo_advanced_95 | coal | 2018 | 10.4291 | 19.4899
geo_advanced_95 | coal | 2020 | 8.7861 | 15.568
geo_advanced_95 | coal | 2022 | 9.1232 | 13.934
geo_advanced_95 | coal | 2024 | 6.8695 | 43.3469
geo_advanced_95 | coal | 2026 | 4.9443 | 7.0396
geo_advanced_95 | coal | 2028 | 9.4065 | 14.7704
geo_advanced_95 | coal | 2030 | 6.5481 | 12.5955
geo_advanced_95 | coal | 2032 | 0.98052 | 4.0051
geo_advanced_95 | coal | 2034 | 2.0903 | 7.3398
geo_advanced_95 | coal | 2036 | 0.69515 | 4.9409
geo_advanced_95 | coal | 2038 | 0.85355 | 11.5327
geo_advanced_95 | coal | 2040 | 1.4158 | 17.0647
geo_advanced_95 | coal | 2042 | 2.2902 | 26.6395
geo_advanced_95 | coal | 2044 | 4.8396 | 28.8688
geo_advanced_95 | coal | 2046 | 7.3799 | 60.1447
geo_advanced_95 | coal | 2048 | 7.1604 | 39.1157
geo_advanced_95 | coal | 2050 | 45.5361 | 150.4888
geo_advanced_95 | gas-cc | 2012 | 0.03475 | 10.6044
geo_advanced_95 | gas-cc | 2014 | 0.72625 | 14.0765
geo_advanced_95 | gas-cc | 2016 | 0.40415 | 20.9431
geo_advanced_95 | gas-cc | 2018 | 0.7143 | 19.4899
geo_advanced_95 | gas-cc | 2020 | 0.473 | 15.568
geo_advanced_95 | gas-cc | 2022 | 0.30965 | 13.934
geo_advanced_95 | gas-cc | 2024 | 2.2354 | 43.3469
geo_advanced_95 | gas-cc | 2026 | 0.07 | 7.0396
geo_advanced_95 | gas-cc | 2028 | 3.6964 | 14.7704
geo_advanced_95 | gas-cc | 2030 | 1.5461 | 12.5955
geo_advanced_95 | gas-cc | 2032 | 0.75205 | 4.0051
geo_advanced_95 | gas-cc | 2034 | 0.1085 | 7.3398
geo_advanced_95 | gas-cc | 2036 | 0.53105 | 4.9409
geo_advanced_95 | gas-cc | 2038 | 0.0365 | 11.5327
geo_advanced_95 | gas-cc | 2040 | 0.8127 | 17.0647
geo_advanced_95 | gas-cc | 2042 | 0.93735 | 26.6395
geo_advanced_95 | gas-cc | 2044 | 0.64165 | 28.8688
geo_advanced_95 | gas-cc | 2046 | 7.8696 | 60.1447
geo_advanced_95 | gas-cc | 2048 | 2.1204 | 39.1157
geo_advanced_95 | gas-cc | 2050 | 33.5283 | 150.4888
geo_advanced_95 | gas-ct | 2012 | 0.6654 | 10.6044
geo_advanced_95 | gas-ct | 2014 | 0.543 | 14.0765
geo_advanced_95 | gas-ct | 2016 | 2.0336 | 20.9431
geo_advanced_95 | gas-ct | 2018 | 0.6648 | 19.4899
geo_advanced_95 | gas-ct | 2020 | 0.90765 | 15.568
geo_advanced_95 | gas-ct | 2022 | 0.4607 | 13.934
geo_advanced_95 | gas-ct | 2024 | 8.5512 | 43.3469
geo_advanced_95 | gas-ct | 2026 | 1.094 | 7.0396
geo_advanced_95 | gas-ct | 2028 | 1.0003 | 14.7704
geo_advanced_95 | gas-ct | 2030 | 0.9086 | 12.5955
geo_advanced_95 | gas-ct | 2032 | 0.3825 | 4.0051
geo_advanced_95 | gas-ct | 2034 | 0.2456 | 7.3398
geo_advanced_95 | gas-ct | 2036 | 0.65865 | 4.9409
geo_advanced_95 | gas-ct | 2038 | 0.08015 | 11.5327
geo_advanced_95 | gas-ct | 2040 | 0.36385 | 17.0647
geo_advanced_95 | gas-ct | 2042 | 0.36445 | 26.6395
geo_advanced_95 | gas-ct | 2044 | 0.9321 | 28.8688
geo_advanced_95 | gas-ct | 2046 | 10.4484 | 60.1447
geo_advanced_95 | gas-ct | 2048 | 1.1107 | 39.1157
geo_advanced_95 | gas-ct | 2050 | 27.8661 | 150.4888
geo_advanced_95 | o-g-s | 2012 | 3.9997 | 10.6044
geo_advanced_95 | o-g-s | 2014 | 4.7519 | 14.0765
geo_advanced_95 | o-g-s | 2016 | 6.1349 | 20.9431
geo_advanced_95 | o-g-s | 2018 | 7.3718 | 19.4899
geo_advanced_95 | o-g-s | 2020 | 3.291 | 15.568
geo_advanced_95 | o-g-s | 2022 | 2.4244 | 13.934
geo_advanced_95 | o-g-s | 2024 | 25.641 | 43.3469
geo_advanced_95 | o-g-s | 2026 | 1.3188 | 7.0396
geo_advanced_95 | o-g-s | 2028 | 0.90136 | 14.7704
geo_advanced_95 | o-g-s | 2030 | 1.9748 | 12.5955
geo_advanced_95 | o-g-s | 2032 | 0.32998 | 4.0051
geo_advanced_95 | o-g-s | 2034 | 0.61935 | 7.3398
geo_advanced_95 | o-g-s | 2036 | 0.36039 | 4.9409
geo_advanced_95 | o-g-s | 2038 | 0.51585 | 11.5327
geo_advanced_95 | o-g-s | 2040 | 0.38761 | 17.0647
geo_advanced_95 | o-g-s | 2042 | 0.64166 | 26.6395
geo_advanced_95 | o-g-s | 2044 | 1.202 | 28.8688
geo_advanced_95 | o-g-s | 2046 | 0.90164 | 60.1447
geo_advanced_95 | o-g-s | 2048 | 2.0944 | 39.1157
geo_advanced_95 | o-g-s | 2050 | 4.7945 | 150.4888
geo_advanced_95 | geothermal | 2012 | 0 | 10.6044
geo_advanced_95 | geothermal | 2014 | 0 | 14.0765
geo_advanced_95 | geothermal | 2016 | 0 | 20.9431
geo_advanced_95 | geothermal | 2018 | 0 | 19.4899
geo_advanced_95 | geothermal | 2020 | 0 | 15.568
geo_advanced_95 | geothermal | 2022 | 0 | 13.934
geo_advanced_95 | geothermal | 2024 | 0 | 43.3469
geo_advanced_95 | geothermal | 2026 | 0 | 7.0396
geo_advanced_95 | geothermal | 2028 | 0 | 14.7704
geo_advanced_95 | geothermal | 2030 | 0 | 12.5955
geo_advanced_95 | geothermal | 2032 | 0 | 4.0051
geo_advanced_95 | geothermal | 2034 | 0 | 7.3398
geo_advanced_95 | geothermal | 2036 | 0 | 4.9409
geo_advanced_95 | geothermal | 2038 | 0 | 11.5327
geo_advanced_95 | geothermal | 2040 | 0.098105 | 17.0647
geo_advanced_95 | geothermal | 2042 | 0.0675 | 26.6395
geo_advanced_95 | geothermal | 2044 | 0.0427 | 28.8688
geo_advanced_95 | geothermal | 2046 | 0.025 | 60.1447
geo_advanced_95 | geothermal | 2048 | 0.03015 | 39.1157
geo_advanced_95 | geothermal | 2050 | 0.57346 | 150.4888
geo_advanced_95 | biopower | 2012 | 0.0725 | 10.6044
geo_advanced_95 | biopower | 2014 | 0.01635 | 14.0765
geo_advanced_95 | biopower | 2016 | 0.11075 | 20.9431
geo_advanced_95 | biopower | 2018 | 0.0591 | 19.4899
geo_advanced_95 | biopower | 2020 | 0.16595 | 15.568
geo_advanced_95 | biopower | 2022 | 0.0715 | 13.934
geo_advanced_95 | biopower | 2024 | 0.008 | 43.3469
geo_advanced_95 | biopower | 2026 | 0 | 7.0396
geo_advanced_95 | biopower | 2028 | 0.12945 | 14.7704
geo_advanced_95 | biopower | 2030 | 0.1181 | 12.5955
geo_advanced_95 | biopower | 2032 | 0.1469 | 4.0051
geo_advanced_95 | biopower | 2034 | 0.18965 | 7.3398
geo_advanced_95 | biopower | 2036 | 0.103 | 4.9409
geo_advanced_95 | biopower | 2038 | 0.07005 | 11.5327
geo_advanced_95 | biopower | 2040 | 0.0175 | 17.0647
geo_advanced_95 | biopower | 2042 | 0.04145 | 26.6395
geo_advanced_95 | biopower | 2044 | 0.0425 | 28.8688
geo_advanced_95 | biopower | 2046 | 0.0025 | 60.1447
geo_advanced_95 | biopower | 2048 | 0.0165 | 39.1157
geo_advanced_95 | biopower | 2050 | 0.00215 | 150.4888
geo_advanced_95 | lfill-gas | 2012 | 0.03035 | 10.6044
geo_advanced_95 | lfill-gas | 2014 | 0.0504 | 14.0765
geo_advanced_95 | lfill-gas | 2016 | 0.0922 | 20.9431
geo_advanced_95 | lfill-gas | 2018 | 0.04505 | 19.4899
geo_advanced_95 | lfill-gas | 2020 | 0.0948 | 15.568
geo_advanced_95 | lfill-gas | 2022 | 0.00395 | 13.934
geo_advanced_95 | lfill-gas | 2024 | 0 | 43.3469
geo_advanced_95 | lfill-gas | 2026 | 0 | 7.0396
geo_advanced_95 | lfill-gas | 2028 | 0.018 | 14.7704
geo_advanced_95 | lfill-gas | 2030 | 0 | 12.5955
geo_advanced_95 | lfill-gas | 2032 | 0 | 4.0051
geo_advanced_95 | lfill-gas | 2034 | 0 | 7.3398
geo_advanced_95 | lfill-gas | 2036 | 0 | 4.9409
geo_advanced_95 | lfill-gas | 2038 | 0 | 11.5327
geo_advanced_95 | lfill-gas | 2040 | 0 | 17.0647
geo_advanced_95 | lfill-gas | 2042 | 0 | 26.6395
geo_advanced_95 | lfill-gas | 2044 | 0 | 28.8688
geo_advanced_95 | lfill-gas | 2046 | 0 | 60.1447
geo_advanced_95 | lfill-gas | 2048 | 0 | 39.1157
geo_advanced_95 | lfill-gas | 2050 | 0 | 150.4888
geo_advanced_95 | wind-ons | 2012 | 0.0185 | 10.6044
geo_advanced_95 | wind-ons | 2014 | 0.01225 | 14.0765
geo_advanced_95 | wind-ons | 2016 | 0.29195 | 20.9431
geo_advanced_95 | wind-ons | 2018 | 0.054475 | 19.4899
geo_advanced_95 | wind-ons | 2020 | 0.09905 | 15.568
geo_advanced_95 | wind-ons | 2022 | 0.1284 | 13.934
geo_advanced_95 | wind-ons | 2024 | 0.00535 | 43.3469
geo_advanced_95 | wind-ons | 2026 | 0.03 | 7.0396
geo_advanced_95 | wind-ons | 2028 | 0.0094 | 14.7704
geo_advanced_95 | wind-ons | 2030 | 0.376 | 12.5955
geo_advanced_95 | wind-ons | 2032 | 1.0314 | 4.0051
geo_advanced_95 | wind-ons | 2034 | 1.146 | 7.3398
geo_advanced_95 | wind-ons | 2036 | 1.2576 | 4.9409
geo_advanced_95 | wind-ons | 2038 | 3.9312 | 11.5327
geo_advanced_95 | wind-ons | 2040 | 11.4731 | 17.0647
geo_advanced_95 | wind-ons | 2042 | 9.9098 | 26.6395
geo_advanced_95 | wind-ons | 2044 | 2.8817 | 28.8688
geo_advanced_95 | wind-ons | 2046 | 8.4669 | 60.1447
geo_advanced_95 | wind-ons | 2048 | 6.4669 | 39.1157
geo_advanced_95 | wind-ons | 2050 | 11.8347 | 150.4888
geo_advanced_95 | wind-ofs | 2012 | 0 | 10.6044
geo_advanced_95 | wind-ofs | 2014 | 0 | 14.0765
geo_advanced_95 | wind-ofs | 2016 | 0 | 20.9431
geo_advanced_95 | wind-ofs | 2018 | 0 | 19.4899
geo_advanced_95 | wind-ofs | 2020 | 0 | 15.568
geo_advanced_95 | wind-ofs | 2022 | 0 | 13.934
geo_advanced_95 | wind-ofs | 2024 | 0 | 43.3469
geo_advanced_95 | wind-ofs | 2026 | 0 | 7.0396
geo_advanced_95 | wind-ofs | 2028 | 0 | 14.7704
geo_advanced_95 | wind-ofs | 2030 | 0 | 12.5955
geo_advanced_95 | wind-ofs | 2032 | 0 | 4.0051
geo_advanced_95 | wind-ofs | 2034 | 0 | 7.3398
geo_advanced_95 | wind-ofs | 2036 | 0 | 4.9409
geo_advanced_95 | wind-ofs | 2038 | 0 | 11.5327
geo_advanced_95 | wind-ofs | 2040 | 0 | 17.0647
geo_advanced_95 | wind-ofs | 2042 | 0 | 26.6395
geo_advanced_95 | wind-ofs | 2044 | 0 | 28.8688
geo_advanced_95 | wind-ofs | 2046 | 0.01465 | 60.1447
geo_advanced_95 | wind-ofs | 2048 | 0 | 39.1157
geo_advanced_95 | wind-ofs | 2050 | 0.00635 | 150.4888
geo_advanced_95 | csp | 2012 | 0 | 10.6044
geo_advanced_95 | csp | 2014 | 0 | 14.0765
geo_advanced_95 | csp | 2016 | 0 | 20.9431
geo_advanced_95 | csp | 2018 | 0 | 19.4899
geo_advanced_95 | csp | 2020 | 0 | 15.568
geo_advanced_95 | csp | 2022 | 0 | 13.934
geo_advanced_95 | csp | 2024 | 0 | 43.3469
geo_advanced_95 | csp | 2026 | 0 | 7.0396
geo_advanced_95 | csp | 2028 | 0 | 14.7704
geo_advanced_95 | csp | 2030 | 0 | 12.5955
geo_advanced_95 | csp | 2032 | 0 | 4.0051
geo_advanced_95 | csp | 2034 | 0 | 7.3398
geo_advanced_95 | csp | 2036 | 0 | 4.9409
geo_advanced_95 | csp | 2038 | 0 | 11.5327
geo_advanced_95 | csp | 2040 | 0 | 17.0647
geo_advanced_95 | csp | 2042 | 0 | 26.6395
geo_advanced_95 | csp | 2044 | 0.6067 | 28.8688
geo_advanced_95 | csp | 2046 | 0.055 | 60.1447
geo_advanced_95 | csp | 2048 | 0 | 39.1157
geo_advanced_95 | csp | 2050 | 0 | 150.4888
geo_advanced_95 | upv | 2012 | 0 | 10.6044
geo_advanced_95 | upv | 2014 | 0 | 14.0765
geo_advanced_95 | upv | 2016 | 0 | 20.9431
geo_advanced_95 | upv | 2018 | 0 | 19.4899
geo_advanced_95 | upv | 2020 | 0 | 15.568
geo_advanced_95 | upv | 2022 | 0 | 13.934
geo_advanced_95 | upv | 2024 | 0 | 43.3469
geo_advanced_95 | upv | 2026 | 0 | 7.0396
geo_advanced_95 | upv | 2028 | 0 | 14.7704
geo_advanced_95 | upv | 2030 | 0 | 12.5955
geo_advanced_95 | upv | 2032 | 0 | 4.0051
geo_advanced_95 | upv | 2034 | 0 | 7.3398
geo_advanced_95 | upv | 2036 | 0 | 4.9409
geo_advanced_95 | upv | 2038 | 0 | 11.5327
geo_advanced_95 | upv | 2040 | 0.0743 | 17.0647
geo_advanced_95 | upv | 2042 | 0.89845 | 26.6395
geo_advanced_95 | upv | 2044 | 2.5126 | 28.8688
geo_advanced_95 | upv | 2046 | 4.7584 | 60.1447
geo_advanced_95 | upv | 2048 | 4.11 | 39.1157
geo_advanced_95 | upv | 2050 | 7.0028 | 150.4888
geo_advanced_95 | dupv | 2012 | 0 | 10.6044
geo_advanced_95 | dupv | 2014 | 0 | 14.0765
geo_advanced_95 | dupv | 2016 | 0 | 20.9431
geo_advanced_95 | dupv | 2018 | 0 | 19.4899
geo_advanced_95 | dupv | 2020 | 0 | 15.568
geo_advanced_95 | dupv | 2022 | 0 | 13.934
geo_advanced_95 | dupv | 2024 | 0 | 43.3469
geo_advanced_95 | dupv | 2026 | 0 | 7.0396
geo_advanced_95 | dupv | 2028 | 0 | 14.7704
geo_advanced_95 | dupv | 2030 | 0 | 12.5955
geo_advanced_95 | dupv | 2032 | 0 | 4.0051
geo_advanced_95 | dupv | 2034 | 0 | 7.3398
geo_advanced_95 | dupv | 2036 | 0 | 4.9409
geo_advanced_95 | dupv | 2038 | 0 | 11.5327
geo_advanced_95 | dupv | 2040 | 0.0295 | 17.0647
geo_advanced_95 | dupv | 2042 | 0.25145 | 26.6395
geo_advanced_95 | dupv | 2044 | 0.44975 | 28.8688
geo_advanced_95 | dupv | 2046 | 0.56363 | 60.1447
geo_advanced_95 | dupv | 2048 | 0.71455 | 39.1157
geo_advanced_95 | dupv | 2050 | 0.6629 | 150.4888
geo_advanced_95 | pvb | 2012 | 0 | 10.6044
geo_advanced_95 | pvb | 2014 | 1.82e-05 | 14.0765
geo_advanced_95 | pvb | 2016 | 0.00023881 | 20.9431
geo_advanced_95 | pvb | 2018 | 0.0031193 | 19.4899
geo_advanced_95 | pvb | 2020 | 0.0044809 | 15.568
geo_advanced_95 | pvb | 2022 | 0.011136 | 13.934
geo_advanced_95 | pvb | 2024 | 0.063167 | 43.3469
geo_advanced_95 | pvb | 2026 | 0.093134 | 7.0396
geo_advanced_95 | pvb | 2028 | 0.10427 | 14.7704
geo_advanced_95 | pvb | 2030 | 0.10684 | 12.5955
geo_advanced_95 | pvb | 2032 | 0.18011 | 4.0051
geo_advanced_95 | pvb | 2034 | 0.22477 | 7.3398
geo_advanced_95 | pvb | 2036 | 0.28343 | 4.9409
geo_advanced_95 | pvb | 2038 | 0.32857 | 11.5327
geo_advanced_95 | pvb | 2040 | 0.32415 | 17.0647
geo_advanced_95 | pvb | 2042 | 0.32072 | 26.6395
geo_advanced_95 | pvb | 2044 | 0.32821 | 28.8688
geo_advanced_95 | pvb | 2046 | 0.47749 | 60.1447
geo_advanced_95 | pvb | 2048 | 0.38683 | 39.1157
geo_advanced_95 | pvb | 2050 | 0.69054 | 150.4888
geo_advanced_95 | battery_2 | 2012 | 0 | 10.6044
geo_advanced_95 | battery_2 | 2014 | 0 | 14.0765
geo_advanced_95 | battery_2 | 2016 | 0 | 20.9431
geo_advanced_95 | battery_2 | 2018 | 0 | 19.4899
geo_advanced_95 | battery_2 | 2020 | 0 | 15.568
geo_advanced_95 | battery_2 | 2022 | 0 | 13.934
geo_advanced_95 | battery_2 | 2024 | 0.003 | 43.3469
geo_advanced_95 | battery_2 | 2026 | 0.0065 | 7.0396
geo_advanced_95 | battery_2 | 2028 | 0.0274 | 14.7704
geo_advanced_95 | battery_2 | 2030 | 0.02795 | 12.5955
geo_advanced_95 | battery_2 | 2032 | 0.112 | 4.0051
geo_advanced_95 | battery_2 | 2034 | 0.0732 | 7.3398
geo_advanced_95 | battery_2 | 2036 | 0.13135 | 4.9409
geo_advanced_95 | battery_2 | 2038 | 4.1283 | 11.5327
geo_advanced_95 | battery_2 | 2040 | 1.2115 | 17.0647
geo_advanced_95 | battery_2 | 2042 | 1.4173 | 26.6395
geo_advanced_95 | battery_2 | 2044 | 1.6901 | 28.8688
geo_advanced_95 | battery_2 | 2046 | 0.9033 | 60.1447
geo_advanced_95 | battery_2 | 2048 | 0.19992 | 39.1157
geo_advanced_95 | battery_2 | 2050 | 0.41204 | 150.4888
geo_advanced_95 | battery_4 | 2012 | 0 | 10.6044
geo_advanced_95 | battery_4 | 2014 | 0 | 14.0765
geo_advanced_95 | battery_4 | 2016 | 0 | 20.9431
geo_advanced_95 | battery_4 | 2018 | 0 | 19.4899
geo_advanced_95 | battery_4 | 2020 | 0 | 15.568
geo_advanced_95 | battery_4 | 2022 | 0 | 13.934
geo_advanced_95 | battery_4 | 2024 | 0 | 43.3469
geo_advanced_95 | battery_4 | 2026 | 0 | 7.0396
geo_advanced_95 | battery_4 | 2028 | 0.001 | 14.7704
geo_advanced_95 | battery_4 | 2030 | 0.004 | 12.5955
geo_advanced_95 | battery_4 | 2032 | 0.04595 | 4.0051
geo_advanced_95 | battery_4 | 2034 | 0.0564 | 7.3398
geo_advanced_95 | battery_4 | 2036 | 0.1365 | 4.9409
geo_advanced_95 | battery_4 | 2038 | 1.3765 | 11.5327
geo_advanced_95 | battery_4 | 2040 | 0.8126 | 17.0647
geo_advanced_95 | battery_4 | 2042 | 9.2663 | 26.6395
geo_advanced_95 | battery_4 | 2044 | 5.7942 | 28.8688
geo_advanced_95 | battery_4 | 2046 | 8.7369 | 60.1447
geo_advanced_95 | battery_4 | 2048 | 5.4644 | 39.1157
geo_advanced_95 | battery_4 | 2050 | 3.5003 | 150.4888
geo_advanced_95 | battery_6 | 2012 | 0 | 10.6044
geo_advanced_95 | battery_6 | 2014 | 0 | 14.0765
geo_advanced_95 | battery_6 | 2016 | 0 | 20.9431
geo_advanced_95 | battery_6 | 2018 | 0 | 19.4899
geo_advanced_95 | battery_6 | 2020 | 0 | 15.568
geo_advanced_95 | battery_6 | 2022 | 0 | 13.934
geo_advanced_95 | battery_6 | 2024 | 0 | 43.3469
geo_advanced_95 | battery_6 | 2026 | 0 | 7.0396
geo_advanced_95 | battery_6 | 2028 | 0 | 14.7704
geo_advanced_95 | battery_6 | 2030 | 0 | 12.5955
geo_advanced_95 | battery_6 | 2032 | 0 | 4.0051
geo_advanced_95 | battery_6 | 2034 | 0 | 7.3398
geo_advanced_95 | battery_6 | 2036 | 0 | 4.9409
geo_advanced_95 | battery_6 | 2038 | 0.15366 | 11.5327
geo_advanced_95 | battery_6 | 2040 | 0 | 17.0647
geo_advanced_95 | battery_6 | 2042 | 0.23288 | 26.6395
geo_advanced_95 | battery_6 | 2044 | 6.905 | 28.8688
geo_advanced_95 | battery_6 | 2046 | 9.0682 | 60.1447
geo_advanced_95 | battery_6 | 2048 | 7.1217 | 39.1157
geo_advanced_95 | battery_6 | 2050 | 9.3703 | 150.4888
geo_advanced_95 | battery_8 | 2012 | 0 | 10.6044
geo_advanced_95 | battery_8 | 2014 | 0 | 14.0765
geo_advanced_95 | battery_8 | 2016 | 0 | 20.9431
geo_advanced_95 | battery_8 | 2018 | 0 | 19.4899
geo_advanced_95 | battery_8 | 2020 | 0 | 15.568
geo_advanced_95 | battery_8 | 2022 | 0 | 13.934
geo_advanced_95 | battery_8 | 2024 | 0 | 43.3469
geo_advanced_95 | battery_8 | 2026 | 0 | 7.0396
geo_advanced_95 | battery_8 | 2028 | 0 | 14.7704
geo_advanced_95 | battery_8 | 2030 | 0 | 12.5955
geo_advanced_95 | battery_8 | 2032 | 0 | 4.0051
geo_advanced_95 | battery_8 | 2034 | 0 | 7.3398
geo_advanced_95 | battery_8 | 2036 | 0 | 4.9409
geo_advanced_95 | battery_8 | 2038 | 0 | 11.5327
geo_advanced_95 | battery_8 | 2040 | 0 | 17.0647
geo_advanced_95 | battery_8 | 2042 | 0 | 26.6395
geo_advanced_95 | battery_8 | 2044 | 0 | 28.8688
geo_advanced_95 | battery_8 | 2046 | 0.47308 | 60.1447
geo_advanced_95 | battery_8 | 2048 | 2.1188 | 39.1157
geo_advanced_95 | battery_8 | 2050 | 3.3537 | 150.4888
geo_advanced_95 | pumped-hydro | 2012 | 0 | 10.6044
geo_advanced_95 | pumped-hydro | 2014 | 0 | 14.0765
geo_advanced_95 | pumped-hydro | 2016 | 0.0015 | 20.9431
geo_advanced_95 | pumped-hydro | 2018 | 0 | 19.4899
geo_advanced_95 | pumped-hydro | 2020 | 0 | 15.568
geo_advanced_95 | pumped-hydro | 2022 | 0 | 13.934
geo_advanced_95 | pumped-hydro | 2024 | 0 | 43.3469
geo_advanced_95 | pumped-hydro | 2026 | 0 | 7.0396
geo_advanced_95 | pumped-hydro | 2028 | 0.0137 | 14.7704
geo_advanced_95 | pumped-hydro | 2030 | 0.001 | 12.5955
geo_advanced_95 | pumped-hydro | 2032 | 0 | 4.0051
geo_advanced_95 | pumped-hydro | 2034 | 0 | 7.3398
geo_advanced_95 | pumped-hydro | 2036 | 0 | 4.9409
geo_advanced_95 | pumped-hydro | 2038 | 0 | 11.5327
geo_advanced_95 | pumped-hydro | 2040 | 0 | 17.0647
geo_advanced_95 | pumped-hydro | 2042 | 0 | 26.6395
geo_advanced_95 | pumped-hydro | 2044 | 0 | 28.8688
geo_advanced_95 | pumped-hydro | 2046 | 0 | 60.1447
geo_advanced_95 | pumped-hydro | 2048 | 0 | 39.1157
geo_advanced_95 | pumped-hydro | 2050 | 0 | 150.4888
geo_advanced_95 | Canada | 2012 | -0.87891 | 10.6044
geo_advanced_95 | Canada | 2014 | -0.060666 | 14.0765
geo_advanced_95 | Canada | 2016 | -0.86474 | 20.9431
geo_advanced_95 | Canada | 2018 | -0.15575 | 19.4899
geo_advanced_95 | Canada | 2020 | 0.19862 | 15.568
geo_advanced_95 | Canada | 2022 | 0.49871 | 13.934
geo_advanced_95 | Canada | 2024 | -0.029749 | 43.3469
geo_advanced_95 | Canada | 2026 | -0.51712 | 7.0396
geo_advanced_95 | Canada | 2028 | -0.53745 | 14.7704
geo_advanced_95 | Canada | 2030 | -0.13597 | 12.5955
geo_advanced_95 | Canada | 2032 | 0.043728 | 4.0051
geo_advanced_95 | Canada | 2034 | 0.03722 | 7.3398
geo_advanced_95 | Canada | 2036 | 0.12419 | 4.9409
geo_advanced_95 | Canada | 2038 | 0.058425 | 11.5327
geo_advanced_95 | Canada | 2040 | 0.043991 | 17.0647
geo_advanced_95 | Canada | 2042 | 0 | 26.6395
geo_advanced_95 | Canada | 2044 | 0 | 28.8688
geo_advanced_95 | Canada | 2046 | 0 | 60.1447
geo_advanced_95 | Canada | 2048 | 0 | 39.1157
geo_advanced_95 | Canada | 2050 | 0 | 150.4888

## 7_Final Gen by timeslice (GW)
scenario | tech | timeslice | Generation (GW) | Net Level Generation (GW)
geo_advanced_95 | nuclear | h01 (Summer 10pm-6am) | 83.0135 | 563.6524
geo_advanced_95 | nuclear | h02 (Summer 6am-1pm) | 83.0135 | 804.7517
geo_advanced_95 | nuclear | h03 (Summer 1pm-5pm) | 82.8247 | 989.091
geo_advanced_95 | nuclear | h04 (Summer 5pm-10pm) | 83.0135 | 828.9956
geo_advanced_95 | nuclear | h05 (Fall 10pm-6am) | 76.3553 | 501.4651
geo_advanced_95 | nuclear | h06 (Fall 6am-1pm) | 76.1129 | 690.1965
geo_advanced_95 | nuclear | h07 (Fall 1pm-5pm) | 76.3553 | 820.4794
geo_advanced_95 | nuclear | h08 (Fall 5pm-10pm) | 76.3553 | 708.1901
geo_advanced_95 | nuclear | h09 (Winter 10pm-6am) | 77.0904 | 546.2281
geo_advanced_95 | nuclear | h10 (Winter 6am-1pm) | 77.0904 | 677.7128
geo_advanced_95 | nuclear | h11 (Winter 1pm-5pm) | 77.0771 | 751.6424
geo_advanced_95 | nuclear | h12 (Winter 5pm-10pm) | 77.0846 | 718.1549
geo_advanced_95 | nuclear | h13 (Spring 10pm-6am) | 28.0818 | 495.2649
geo_advanced_95 | nuclear | h14 (Spring 6am-1pm) | 24.3941 | 674.3004
geo_advanced_95 | nuclear | h15 (Spring 1pm-5pm) | 28.3464 | 788.1548
geo_advanced_95 | nuclear | h16 (Spring 5pm-10pm) | 28.135 | 692.562
geo_advanced_95 | nuclear | h17 (Summer Peak) | 83.0135 | 1168.0931
geo_advanced_95 | coal | h01 (Summer 10pm-6am) | 0 | 563.6524
geo_advanced_95 | coal | h02 (Summer 6am-1pm) | 0 | 804.7517
geo_advanced_95 | coal | h03 (Summer 1pm-5pm) | 0 | 989.091
geo_advanced_95 | coal | h04 (Summer 5pm-10pm) | 0 | 828.9956
geo_advanced_95 | coal | h05 (Fall 10pm-6am) | 0 | 501.4651
geo_advanced_95 | coal | h06 (Fall 6am-1pm) | 0 | 690.1965
geo_advanced_95 | coal | h07 (Fall 1pm-5pm) | 0 | 820.4794
geo_advanced_95 | coal | h08 (Fall 5pm-10pm) | 0 | 708.1901
geo_advanced_95 | coal | h09 (Winter 10pm-6am) | 0 | 546.2281
geo_advanced_95 | coal | h10 (Winter 6am-1pm) | 0 | 677.7128
geo_advanced_95 | coal | h11 (Winter 1pm-5pm) | 0 | 751.6424
geo_advanced_95 | coal | h12 (Winter 5pm-10pm) | 0 | 718.1549
geo_advanced_95 | coal | h13 (Spring 10pm-6am) | 0 | 495.2649
geo_advanced_95 | coal | h14 (Spring 6am-1pm) | 0 | 674.3004
geo_advanced_95 | coal | h15 (Spring 1pm-5pm) | 0 | 788.1548
geo_advanced_95 | coal | h16 (Spring 5pm-10pm) | 0 | 692.562
geo_advanced_95 | coal | h17 (Summer Peak) | 0 | 1168.0931
geo_advanced_95 | gas-cc | h01 (Summer 10pm-6am) | 32.8314 | 563.6524
geo_advanced_95 | gas-cc | h02 (Summer 6am-1pm) | 30.8436 | 804.7517
geo_advanced_95 | gas-cc | h03 (Summer 1pm-5pm) | 39.2457 | 989.091
geo_advanced_95 | gas-cc | h04 (Summer 5pm-10pm) | 48.8382 | 828.9956
geo_advanced_95 | gas-cc | h05 (Fall 10pm-6am) | 14.2445 | 501.4651
geo_advanced_95 | gas-cc | h06 (Fall 6am-1pm) | 10.3553 | 690.1965
geo_advanced_95 | gas-cc | h07 (Fall 1pm-5pm) | 16.4211 | 820.4794
geo_advanced_95 | gas-cc | h08 (Fall 5pm-10pm) | 16.2344 | 708.1901
geo_advanced_95 | gas-cc | h09 (Winter 10pm-6am) | 16.7737 | 546.2281
geo_advanced_95 | gas-cc | h10 (Winter 6am-1pm) | 14.3087 | 677.7128
geo_advanced_95 | gas-cc | h11 (Winter 1pm-5pm) | 26.0029 | 751.6424
geo_advanced_95 | gas-cc | h12 (Winter 5pm-10pm) | 26.0995 | 718.1549
geo_advanced_95 | gas-cc | h13 (Spring 10pm-6am) | 0 | 495.2649
geo_advanced_95 | gas-cc | h14 (Spring 6am-1pm) | 0 | 674.3004
geo_advanced_95 | gas-cc | h15 (Spring 1pm-5pm) | 0 | 788.1548
geo_advanced_95 | gas-cc | h16 (Spring 5pm-10pm) | 0 | 692.562
geo_advanced_95 | gas-cc | h17 (Summer Peak) | 49.7641 | 1168.0931
geo_advanced_95 | gas-cc-ccs_mod_upgrade | h01 (Summer 10pm-6am) | 8.412 | 563.6524
geo_advanced_95 | gas-cc-ccs_mod_upgrade | h02 (Summer 6am-1pm) | 7.8479 | 804.7517
geo_advanced_95 | gas-cc-ccs_mod_upgrade | h03 (Summer 1pm-5pm) | 10.3718 | 989.091
geo_advanced_95 | gas-cc-ccs_mod_upgrade | h04 (Summer 5pm-10pm) | 11.148 | 828.9956
geo_advanced_95 | gas-cc-ccs_mod_upgrade | h05 (Fall 10pm-6am) | 1.1836 | 501.4651
geo_advanced_95 | gas-cc-ccs_mod_upgrade | h06 (Fall 6am-1pm) | 0.75734 | 690.1965
geo_advanced_95 | gas-cc-ccs_mod_upgrade | h07 (Fall 1pm-5pm) | 1.5147 | 820.4794
geo_advanced_95 | gas-cc-ccs_mod_upgrade | h08 (Fall 5pm-10pm) | 1.5009 | 708.1901
geo_advanced_95 | gas-cc-ccs_mod_upgrade | h09 (Winter 10pm-6am) | 5.6659 | 546.2281
geo_advanced_95 | gas-cc-ccs_mod_upgrade | h10 (Winter 6am-1pm) | 2.833 | 677.7128
geo_advanced_95 | gas-cc-ccs_mod_upgrade | h11 (Winter 1pm-5pm) | 5.6659 | 751.6424
geo_advanced_95 | gas-cc-ccs_mod_upgrade | h12 (Winter 5pm-10pm) | 5.6659 | 718.1549
geo_advanced_95 | gas-cc-ccs_mod_upgrade | h13 (Spring 10pm-6am) | 0 | 495.2649
geo_advanced_95 | gas-cc-ccs_mod_upgrade | h14 (Spring 6am-1pm) | 0 | 674.3004
geo_advanced_95 | gas-cc-ccs_mod_upgrade | h15 (Spring 1pm-5pm) | 0 | 788.1548
geo_advanced_95 | gas-cc-ccs_mod_upgrade | h16 (Spring 5pm-10pm) | 0 | 692.562
geo_advanced_95 | gas-cc-ccs_mod_upgrade | h17 (Summer Peak) | 11.1449 | 1168.0931
geo_advanced_95 | gas-ct | h01 (Summer 10pm-6am) | 28.1808 | 563.6524
geo_advanced_95 | gas-ct | h02 (Summer 6am-1pm) | 17.7386 | 804.7517
geo_advanced_95 | gas-ct | h03 (Summer 1pm-5pm) | 37.9939 | 989.091
geo_advanced_95 | gas-ct | h04 (Summer 5pm-10pm) | 39.3988 | 828.9956
geo_advanced_95 | gas-ct | h05 (Fall 10pm-6am) | 7.1487 | 501.4651
geo_advanced_95 | gas-ct | h06 (Fall 6am-1pm) | 5.6845 | 690.1965
geo_advanced_95 | gas-ct | h07 (Fall 1pm-5pm) | 10.2514 | 820.4794
geo_advanced_95 | gas-ct | h08 (Fall 5pm-10pm) | 10.2018 | 708.1901
geo_advanced_95 | gas-ct | h09 (Winter 10pm-6am) | 10.272 | 546.2281
geo_advanced_95 | gas-ct | h10 (Winter 6am-1pm) | 5.7354 | 677.7128
geo_advanced_95 | gas-ct | h11 (Winter 1pm-5pm) | 13.6556 | 751.6424
geo_advanced_95 | gas-ct | h12 (Winter 5pm-10pm) | 13.6556 | 718.1549
geo_advanced_95 | gas-ct | h13 (Spring 10pm-6am) | 0.023259 | 495.2649
geo_advanced_95 | gas-ct | h14 (Spring 6am-1pm) | 0.023259 | 674.3004
geo_advanced_95 | gas-ct | h15 (Spring 1pm-5pm) | 0.055378 | 788.1548
geo_advanced_95 | gas-ct | h16 (Spring 5pm-10pm) | 0.023259 | 692.562
geo_advanced_95 | gas-ct | h17 (Summer Peak) | 40.0052 | 1168.0931
geo_advanced_95 | o-g-s | h01 (Summer 10pm-6am) | 0.2375 | 563.6524
geo_advanced_95 | o-g-s | h02 (Summer 6am-1pm) | 0.1551 | 804.7517
geo_advanced_95 | o-g-s | h03 (Summer 1pm-5pm) | 0.2375 | 989.091
geo_advanced_95 | o-g-s | h04 (Summer 5pm-10pm) | 0.2375 | 828.9956
geo_advanced_95 | o-g-s | h05 (Fall 10pm-6am) | 0.030351 | 501.4651
geo_advanced_95 | o-g-s | h06 (Fall 6am-1pm) | 0.030351 | 690.1965
geo_advanced_95 | o-g-s | h07 (Fall 1pm-5pm) | 0.060703 | 820.4794
geo_advanced_95 | o-g-s | h08 (Fall 5pm-10pm) | 0.060703 | 708.1901
geo_advanced_95 | o-g-s | h09 (Winter 10pm-6am) | 0.19623 | 546.2281
geo_advanced_95 | o-g-s | h10 (Winter 6am-1pm) | 0.19623 | 677.7128
geo_advanced_95 | o-g-s | h11 (Winter 1pm-5pm) | 0.19623 | 751.6424
geo_advanced_95 | o-g-s | h12 (Winter 5pm-10pm) | 0.19623 | 718.1549
geo_advanced_95 | o-g-s | h13 (Spring 10pm-6am) | 0 | 495.2649
geo_advanced_95 | o-g-s | h14 (Spring 6am-1pm) | 0 | 674.3004
geo_advanced_95 | o-g-s | h15 (Spring 1pm-5pm) | 0 | 788.1548
geo_advanced_95 | o-g-s | h16 (Spring 5pm-10pm) | 0 | 692.562
geo_advanced_95 | o-g-s | h17 (Summer Peak) | 0.2375 | 1168.0931
geo_advanced_95 | hydro | h01 (Summer 10pm-6am) | 32.4439 | 563.6524
geo_advanced_95 | hydro | h02 (Summer 6am-1pm) | 26.621 | 804.7517
geo_advanced_95 | hydro | h03 (Summer 1pm-5pm) | 48.8922 | 989.091
geo_advanced_95 | hydro | h04 (Summer 5pm-10pm) | 48.836 | 828.9956
geo_advanced_95 | hydro | h05 (Fall 10pm-6am) | 24.9269 | 501.4651
geo_advanced_95 | hydro | h06 (Fall 6am-1pm) | 19.0164 | 690.1965
geo_advanced_95 | hydro | h07 (Fall 1pm-5pm) | 33.1639 | 820.4794
geo_advanced_95 | hydro | h08 (Fall 5pm-10pm) | 36.3139 | 708.1901
geo_advanced_95 | hydro | h09 (Winter 10pm-6am) | 30.0575 | 546.2281
geo_advanced_95 | hydro | h10 (Winter 6am-1pm) | 23.936 | 677.7128
geo_advanced_95 | hydro | h11 (Winter 1pm-5pm) | 45.9597 | 751.6424
geo_advanced_95 | hydro | h12 (Winter 5pm-10pm) | 45.2965 | 718.1549
geo_advanced_95 | hydro | h13 (Spring 10pm-6am) | 25.2425 | 495.2649
geo_advanced_95 | hydro | h14 (Spring 6am-1pm) | 23.8061 | 674.3004
geo_advanced_95 | hydro | h15 (Spring 1pm-5pm) | 28.3059 | 788.1548
geo_advanced_95 | hydro | h16 (Spring 5pm-10pm) | 24.8122 | 692.562
geo_advanced_95 | hydro | h17 (Summer Peak) | 49.0811 | 1168.0931
geo_advanced_95 | geothermal | h01 (Summer 10pm-6am) | 19.0671 | 563.6524
geo_advanced_95 | geothermal | h02 (Summer 6am-1pm) | 19.0671 | 804.7517
geo_advanced_95 | geothermal | h03 (Summer 1pm-5pm) | 18.9932 | 989.091
geo_advanced_95 | geothermal | h04 (Summer 5pm-10pm) | 18.9932 | 828.9956
geo_advanced_95 | geothermal | h05 (Fall 10pm-6am) | 18.4564 | 501.4651
geo_advanced_95 | geothermal | h06 (Fall 6am-1pm) | 18.4564 | 690.1965
geo_advanced_95 | geothermal | h07 (Fall 1pm-5pm) | 18.4564 | 820.4794
geo_advanced_95 | geothermal | h08 (Fall 5pm-10pm) | 18.4564 | 708.1901
geo_advanced_95 | geothermal | h09 (Winter 10pm-6am) | 18.4564 | 546.2281
geo_advanced_95 | geothermal | h10 (Winter 6am-1pm) | 18.4564 | 677.7128
geo_advanced_95 | geothermal | h11 (Winter 1pm-5pm) | 18.4564 | 751.6424
geo_advanced_95 | geothermal | h12 (Winter 5pm-10pm) | 18.4564 | 718.1549
geo_advanced_95 | geothermal | h13 (Spring 10pm-6am) | 15.9741 | 495.2649
geo_advanced_95 | geothermal | h14 (Spring 6am-1pm) | 15.3568 | 674.3004
geo_advanced_95 | geothermal | h15 (Spring 1pm-5pm) | 15.9258 | 788.1548
geo_advanced_95 | geothermal | h16 (Spring 5pm-10pm) | 15.9741 | 692.562
geo_advanced_95 | geothermal | h17 (Summer Peak) | 18.9932 | 1168.0931
geo_advanced_95 | biopower | h01 (Summer 10pm-6am) | 0.088797 | 563.6524
geo_advanced_95 | biopower | h02 (Summer 6am-1pm) | 0.052082 | 804.7517
geo_advanced_95 | biopower | h03 (Summer 1pm-5pm) | 0.087215 | 989.091
geo_advanced_95 | biopower | h04 (Summer 5pm-10pm) | 0.1184 | 828.9956
geo_advanced_95 | biopower | h05 (Fall 10pm-6am) | 0.016048 | 501.4651
geo_advanced_95 | biopower | h06 (Fall 6am-1pm) | 0.012655 | 690.1965
geo_advanced_95 | biopower | h07 (Fall 1pm-5pm) | 0.021419 | 820.4794
geo_advanced_95 | biopower | h08 (Fall 5pm-10pm) | 0.031638 | 708.1901
geo_advanced_95 | biopower | h09 (Winter 10pm-6am) | 0.14073 | 546.2281
geo_advanced_95 | biopower | h10 (Winter 6am-1pm) | 0.074209 | 677.7128
geo_advanced_95 | biopower | h11 (Winter 1pm-5pm) | 0.15643 | 751.6424
geo_advanced_95 | biopower | h12 (Winter 5pm-10pm) | 0.17644 | 718.1549
geo_advanced_95 | biopower | h13 (Spring 10pm-6am) | 0 | 495.2649
geo_advanced_95 | biopower | h14 (Spring 6am-1pm) | 0 | 674.3004
geo_advanced_95 | biopower | h15 (Spring 1pm-5pm) | 0 | 788.1548
geo_advanced_95 | biopower | h16 (Spring 5pm-10pm) | 0 | 692.562
geo_advanced_95 | biopower | h17 (Summer Peak) | 0.1184 | 1168.0931
geo_advanced_95 | lfill-gas | h01 (Summer 10pm-6am) | 1.9055 | 563.6524
geo_advanced_95 | lfill-gas | h02 (Summer 6am-1pm) | 1.9055 | 804.7517
geo_advanced_95 | lfill-gas | h03 (Summer 1pm-5pm) | 1.9045 | 989.091
geo_advanced_95 | lfill-gas | h04 (Summer 5pm-10pm) | 1.9045 | 828.9956
geo_advanced_95 | lfill-gas | h05 (Fall 10pm-6am) | 1.7684 | 501.4651
geo_advanced_95 | lfill-gas | h06 (Fall 6am-1pm) | 1.7207 | 690.1965
geo_advanced_95 | lfill-gas | h07 (Fall 1pm-5pm) | 1.742 | 820.4794
geo_advanced_95 | lfill-gas | h08 (Fall 5pm-10pm) | 1.7708 | 708.1901
geo_advanced_95 | lfill-gas | h09 (Winter 10pm-6am) | 1.797 | 546.2281
geo_advanced_95 | lfill-gas | h10 (Winter 6am-1pm) | 1.797 | 677.7128
geo_advanced_95 | lfill-gas | h11 (Winter 1pm-5pm) | 1.797 | 751.6424
geo_advanced_95 | lfill-gas | h12 (Winter 5pm-10pm) | 1.797 | 718.1549
geo_advanced_95 | lfill-gas | h13 (Spring 10pm-6am) | 1.1783 | 495.2649
geo_advanced_95 | lfill-gas | h14 (Spring 6am-1pm) | 0.98716 | 674.3004
geo_advanced_95 | lfill-gas | h15 (Spring 1pm-5pm) | 1.1789 | 788.1548
geo_advanced_95 | lfill-gas | h16 (Spring 5pm-10pm) | 1.1871 | 692.562
geo_advanced_95 | lfill-gas | h17 (Summer Peak) | 1.9027 | 1168.0931
geo_advanced_95 | wind-ons | h01 (Summer 10pm-6am) | 288.568 | 563.6524
geo_advanced_95 | wind-ons | h02 (Summer 6am-1pm) | 119.2215 | 804.7517
geo_advanced_95 | wind-ons | h03 (Summer 1pm-5pm) | 158.3003 | 989.091
geo_advanced_95 | wind-ons | h04 (Summer 5pm-10pm) | 266.4704 | 828.9956
geo_advanced_95 | wind-ons | h05 (Fall 10pm-6am) | 314.3724 | 501.4651
geo_advanced_95 | wind-ons | h06 (Fall 6am-1pm) | 187.6943 | 690.1965
geo_advanced_95 | wind-ons | h07 (Fall 1pm-5pm) | 192.5169 | 820.4794
geo_advanced_95 | wind-ons | h08 (Fall 5pm-10pm) | 297.7214 | 708.1901
geo_advanced_95 | wind-ons | h09 (Winter 10pm-6am) | 349.7723 | 546.2281
geo_advanced_95 | wind-ons | h10 (Winter 6am-1pm) | 254.0987 | 677.7128
geo_advanced_95 | wind-ons | h11 (Winter 1pm-5pm) | 235.8712 | 751.6424
geo_advanced_95 | wind-ons | h12 (Winter 5pm-10pm) | 348.0446 | 718.1549
geo_advanced_95 | wind-ons | h13 (Spring 10pm-6am) | 347.7649 | 495.2649
geo_advanced_95 | wind-ons | h14 (Spring 6am-1pm) | 193.8768 | 674.3004
geo_advanced_95 | wind-ons | h15 (Spring 1pm-5pm) | 218.652 | 788.1548
geo_advanced_95 | wind-ons | h16 (Spring 5pm-10pm) | 333.5508 | 692.562
geo_advanced_95 | wind-ons | h17 (Summer Peak) | 152.9366 | 1168.0931
geo_advanced_95 | wind-ofs | h01 (Summer 10pm-6am) | 26.258 | 563.6524
geo_advanced_95 | wind-ofs | h02 (Summer 6am-1pm) | 14.2358 | 804.7517
geo_advanced_95 | wind-ofs | h03 (Summer 1pm-5pm) | 17.5078 | 989.091
geo_advanced_95 | wind-ofs | h04 (Summer 5pm-10pm) | 27.9804 | 828.9956
geo_advanced_95 | wind-ofs | h05 (Fall 10pm-6am) | 22.8743 | 501.4651
geo_advanced_95 | wind-ofs | h06 (Fall 6am-1pm) | 20.0055 | 690.1965
geo_advanced_95 | wind-ofs | h07 (Fall 1pm-5pm) | 21.9872 | 820.4794
geo_advanced_95 | wind-ofs | h08 (Fall 5pm-10pm) | 24.5103 | 708.1901
geo_advanced_95 | wind-ofs | h09 (Winter 10pm-6am) | 30.1744 | 546.2281
geo_advanced_95 | wind-ofs | h10 (Winter 6am-1pm) | 26.957 | 677.7128
geo_advanced_95 | wind-ofs | h11 (Winter 1pm-5pm) | 25.9792 | 751.6424
geo_advanced_95 | wind-ofs | h12 (Winter 5pm-10pm) | 31.249 | 718.1549
geo_advanced_95 | wind-ofs | h13 (Spring 10pm-6am) | 28.8646 | 495.2649
geo_advanced_95 | wind-ofs | h14 (Spring 6am-1pm) | 24.217 | 674.3004
geo_advanced_95 | wind-ofs | h15 (Spring 1pm-5pm) | 25.9986 | 788.1548
geo_advanced_95 | wind-ofs | h16 (Spring 5pm-10pm) | 29.8687 | 692.562
geo_advanced_95 | wind-ofs | h17 (Summer Peak) | 15.7299 | 1168.0931
geo_advanced_95 | csp | h01 (Summer 10pm-6am) | 0 | 563.6524
geo_advanced_95 | csp | h02 (Summer 6am-1pm) | 0 | 804.7517
geo_advanced_95 | csp | h03 (Summer 1pm-5pm) | 0 | 989.091
geo_advanced_95 | csp | h04 (Summer 5pm-10pm) | 0 | 828.9956
geo_advanced_95 | csp | h05 (Fall 10pm-6am) | 0 | 501.4651
geo_advanced_95 | csp | h06 (Fall 6am-1pm) | 0 | 690.1965
geo_advanced_95 | csp | h07 (Fall 1pm-5pm) | 0 | 820.4794
geo_advanced_95 | csp | h08 (Fall 5pm-10pm) | 0 | 708.1901
geo_advanced_95 | csp | h09 (Winter 10pm-6am) | 0 | 546.2281
geo_advanced_95 | csp | h10 (Winter 6am-1pm) | 0 | 677.7128
geo_advanced_95 | csp | h11 (Winter 1pm-5pm) | 0 | 751.6424
geo_advanced_95 | csp | h12 (Winter 5pm-10pm) | 0 | 718.1549
geo_advanced_95 | csp | h13 (Spring 10pm-6am) | 0 | 495.2649
geo_advanced_95 | csp | h14 (Spring 6am-1pm) | 0 | 674.3004
geo_advanced_95 | csp | h15 (Spring 1pm-5pm) | 0 | 788.1548
geo_advanced_95 | csp | h16 (Spring 5pm-10pm) | 0 | 692.562
geo_advanced_95 | csp | h17 (Summer Peak) | 0 | 1168.0931
geo_advanced_95 | upv | h01 (Summer 10pm-6am) | 15.8351 | 563.6524
geo_advanced_95 | upv | h02 (Summer 6am-1pm) | 534.9503 | 804.7517
geo_advanced_95 | upv | h03 (Summer 1pm-5pm) | 512.7084 | 989.091
geo_advanced_95 | upv | h04 (Summer 5pm-10pm) | 71.8671 | 828.9956
geo_advanced_95 | upv | h05 (Fall 10pm-6am) | 0.8783 | 501.4651
geo_advanced_95 | upv | h06 (Fall 6am-1pm) | 433.8666 | 690.1965
geo_advanced_95 | upv | h07 (Fall 1pm-5pm) | 392.8327 | 820.4794
geo_advanced_95 | upv | h08 (Fall 5pm-10pm) | 7.4871 | 708.1901
geo_advanced_95 | upv | h09 (Winter 10pm-6am) | 0 | 546.2281
geo_advanced_95 | upv | h10 (Winter 6am-1pm) | 277.3635 | 677.7128
geo_advanced_95 | upv | h11 (Winter 1pm-5pm) | 271.9763 | 751.6424
geo_advanced_95 | upv | h12 (Winter 5pm-10pm) | 0.4305 | 718.1549
geo_advanced_95 | upv | h13 (Spring 10pm-6am) | 7.4209 | 495.2649
geo_advanced_95 | upv | h14 (Spring 6am-1pm) | 477.3111 | 674.3004
geo_advanced_95 | upv | h15 (Spring 1pm-5pm) | 464.0918 | 788.1548
geo_advanced_95 | upv | h16 (Spring 5pm-10pm) | 37.1219 | 692.562
geo_advanced_95 | upv | h17 (Summer Peak) | 513.7515 | 1168.0931
geo_advanced_95 | dupv | h01 (Summer 10pm-6am) | 0.017034 | 563.6524
geo_advanced_95 | dupv | h02 (Summer 6am-1pm) | 1.3012 | 804.7517
geo_advanced_95 | dupv | h03 (Summer 1pm-5pm) | 1.3712 | 989.091
geo_advanced_95 | dupv | h04 (Summer 5pm-10pm) | 0.27289 | 828.9956
geo_advanced_95 | dupv | h05 (Fall 10pm-6am) | 0 | 501.4651
geo_advanced_95 | dupv | h06 (Fall 6am-1pm) | 0.91993 | 690.1965
geo_advanced_95 | dupv | h07 (Fall 1pm-5pm) | 1.0079 | 820.4794
geo_advanced_95 | dupv | h08 (Fall 5pm-10pm) | 0.059899 | 708.1901
geo_advanced_95 | dupv | h09 (Winter 10pm-6am) | 0 | 546.2281
geo_advanced_95 | dupv | h10 (Winter 6am-1pm) | 0.6082 | 677.7128
geo_advanced_95 | dupv | h11 (Winter 1pm-5pm) | 0.76482 | 751.6424
geo_advanced_95 | dupv | h12 (Winter 5pm-10pm) | 0.0069635 | 718.1549
geo_advanced_95 | dupv | h13 (Spring 10pm-6am) | 0 | 495.2649
geo_advanced_95 | dupv | h14 (Spring 6am-1pm) | 1.0891 | 674.3004
geo_advanced_95 | dupv | h15 (Spring 1pm-5pm) | 1.1877 | 788.1548
geo_advanced_95 | dupv | h16 (Spring 5pm-10pm) | 0.17119 | 692.562
geo_advanced_95 | dupv | h17 (Summer Peak) | 1.3795 | 1168.0931
geo_advanced_95 | distpv | h01 (Summer 10pm-6am) | 0.44643 | 563.6524
geo_advanced_95 | distpv | h02 (Summer 6am-1pm) | 73.7181 | 804.7517
geo_advanced_95 | distpv | h03 (Summer 1pm-5pm) | 74.9693 | 989.091
geo_advanced_95 | distpv | h04 (Summer 5pm-10pm) | 7.5811 | 828.9956
geo_advanced_95 | distpv | h05 (Fall 10pm-6am) | 0.0015192 | 501.4651
geo_advanced_95 | distpv | h06 (Fall 6am-1pm) | 62.2246 | 690.1965
geo_advanced_95 | distpv | h07 (Fall 1pm-5pm) | 57.4264 | 820.4794
geo_advanced_95 | distpv | h08 (Fall 5pm-10pm) | 1.7085 | 708.1901
geo_advanced_95 | distpv | h09 (Winter 10pm-6am) | 0 | 546.2281
geo_advanced_95 | distpv | h10 (Winter 6am-1pm) | 45.4694 | 677.7128
geo_advanced_95 | distpv | h11 (Winter 1pm-5pm) | 47.9188 | 751.6424
geo_advanced_95 | distpv | h12 (Winter 5pm-10pm) | 0.6699 | 718.1549
geo_advanced_95 | distpv | h13 (Spring 10pm-6am) | 0.21484 | 495.2649
geo_advanced_95 | distpv | h14 (Spring 6am-1pm) | 67.8718 | 674.3004
geo_advanced_95 | distpv | h15 (Spring 1pm-5pm) | 67.3542 | 788.1548
geo_advanced_95 | distpv | h16 (Spring 5pm-10pm) | 5.2181 | 692.562
geo_advanced_95 | distpv | h17 (Summer Peak) | 68.6383 | 1168.0931
geo_advanced_95 | pvb | h01 (Summer 10pm-6am) | 1.15 | 563.6524
geo_advanced_95 | pvb | h02 (Summer 6am-1pm) | 26.5593 | 804.7517
geo_advanced_95 | pvb | h03 (Summer 1pm-5pm) | 29.1358 | 989.091
geo_advanced_95 | pvb | h04 (Summer 5pm-10pm) | 8.8443 | 828.9956
geo_advanced_95 | pvb | h05 (Fall 10pm-6am) | 0.12186 | 501.4651
geo_advanced_95 | pvb | h06 (Fall 6am-1pm) | 22.4089 | 690.1965
geo_advanced_95 | pvb | h07 (Fall 1pm-5pm) | 19.811 | 820.4794
geo_advanced_95 | pvb | h08 (Fall 5pm-10pm) | 6.8227 | 708.1901
geo_advanced_95 | pvb | h09 (Winter 10pm-6am) | 0.2043 | 546.2281
geo_advanced_95 | pvb | h10 (Winter 6am-1pm) | 15.1291 | 677.7128
geo_advanced_95 | pvb | h11 (Winter 1pm-5pm) | 13.2404 | 751.6424
geo_advanced_95 | pvb | h12 (Winter 5pm-10pm) | 5.2572 | 718.1549
geo_advanced_95 | pvb | h13 (Spring 10pm-6am) | 1.2254 | 495.2649
geo_advanced_95 | pvb | h14 (Spring 6am-1pm) | 13.8174 | 674.3004
geo_advanced_95 | pvb | h15 (Spring 1pm-5pm) | 9.1339 | 788.1548
geo_advanced_95 | pvb | h16 (Spring 5pm-10pm) | 7.6058 | 692.562
geo_advanced_95 | pvb | h17 (Summer Peak) | 33.7686 | 1168.0931
geo_advanced_95 | battery_2 | h01 (Summer 10pm-6am) | -1.3061 | 563.6524
geo_advanced_95 | battery_2 | h02 (Summer 6am-1pm) | -3.128 | 804.7517
geo_advanced_95 | battery_2 | h03 (Summer 1pm-5pm) | -1.3637 | 989.091
geo_advanced_95 | battery_2 | h04 (Summer 5pm-10pm) | 4.5706 | 828.9956
geo_advanced_95 | battery_2 | h05 (Fall 10pm-6am) | -1.1216 | 501.4651
geo_advanced_95 | battery_2 | h06 (Fall 6am-1pm) | -4.2775 | 690.1965
geo_advanced_95 | battery_2 | h07 (Fall 1pm-5pm) | 0.16076 | 820.4794
geo_advanced_95 | battery_2 | h08 (Fall 5pm-10pm) | 5.9173 | 708.1901
geo_advanced_95 | battery_2 | h09 (Winter 10pm-6am) | -1.3181 | 546.2281
geo_advanced_95 | battery_2 | h10 (Winter 6am-1pm) | -1.3009 | 677.7128
geo_advanced_95 | battery_2 | h11 (Winter 1pm-5pm) | 0.30982 | 751.6424
geo_advanced_95 | battery_2 | h12 (Winter 5pm-10pm) | 2.5481 | 718.1549
geo_advanced_95 | battery_2 | h13 (Spring 10pm-6am) | -0.57795 | 495.2649
geo_advanced_95 | battery_2 | h14 (Spring 6am-1pm) | -3.2028 | 674.3004
geo_advanced_95 | battery_2 | h15 (Spring 1pm-5pm) | -0.91002 | 788.1548
geo_advanced_95 | battery_2 | h16 (Spring 5pm-10pm) | 3.9375 | 692.562
geo_advanced_95 | battery_2 | h17 (Summer Peak) | 16.1101 | 1168.0931
geo_advanced_95 | battery_4 | h01 (Summer 10pm-6am) | -5.2642 | 563.6524
geo_advanced_95 | battery_4 | h02 (Summer 6am-1pm) | -42.2174 | 804.7517
geo_advanced_95 | battery_4 | h03 (Summer 1pm-5pm) | -3.0763 | 989.091
geo_advanced_95 | battery_4 | h04 (Summer 5pm-10pm) | 52.0692 | 828.9956
geo_advanced_95 | battery_4 | h05 (Fall 10pm-6am) | -6.9539 | 501.4651
geo_advanced_95 | battery_4 | h06 (Fall 6am-1pm) | -50.5906 | 690.1965
geo_advanced_95 | battery_4 | h07 (Fall 1pm-5pm) | 0.5446 | 820.4794
geo_advanced_95 | battery_4 | h08 (Fall 5pm-10pm) | 65.0644 | 708.1901
geo_advanced_95 | battery_4 | h09 (Winter 10pm-6am) | -7.0179 | 546.2281
geo_advanced_95 | battery_4 | h10 (Winter 6am-1pm) | -25.3324 | 677.7128
geo_advanced_95 | battery_4 | h11 (Winter 1pm-5pm) | -8.0943 | 751.6424
geo_advanced_95 | battery_4 | h12 (Winter 5pm-10pm) | 42.7593 | 718.1549
geo_advanced_95 | battery_4 | h13 (Spring 10pm-6am) | -1.1663 | 495.2649
geo_advanced_95 | battery_4 | h14 (Spring 6am-1pm) | -56.0213 | 674.3004
geo_advanced_95 | battery_4 | h15 (Spring 1pm-5pm) | -10.6151 | 788.1548
geo_advanced_95 | battery_4 | h16 (Spring 5pm-10pm) | 68.7185 | 692.562
geo_advanced_95 | battery_4 | h17 (Summer Peak) | 54.368 | 1168.0931
geo_advanced_95 | battery_6 | h01 (Summer 10pm-6am) | -1.985 | 563.6524
geo_advanced_95 | battery_6 | h02 (Summer 6am-1pm) | -37.4807 | 804.7517
geo_advanced_95 | battery_6 | h03 (Summer 1pm-5pm) | -3.7774 | 989.091
geo_advanced_95 | battery_6 | h04 (Summer 5pm-10pm) | 43.597 | 828.9956
geo_advanced_95 | battery_6 | h05 (Fall 10pm-6am) | -1.9587 | 501.4651
geo_advanced_95 | battery_6 | h06 (Fall 6am-1pm) | -41.5599 | 690.1965
geo_advanced_95 | battery_6 | h07 (Fall 1pm-5pm) | 5.4944 | 820.4794
geo_advanced_95 | battery_6 | h08 (Fall 5pm-10pm) | 44.6166 | 708.1901
geo_advanced_95 | battery_6 | h09 (Winter 10pm-6am) | -3.6875 | 546.2281
geo_advanced_95 | battery_6 | h10 (Winter 6am-1pm) | -16.3051 | 677.7128
geo_advanced_95 | battery_6 | h11 (Winter 1pm-5pm) | -3.4682 | 751.6424
geo_advanced_95 | battery_6 | h12 (Winter 5pm-10pm) | 24.3199 | 718.1549
geo_advanced_95 | battery_6 | h13 (Spring 10pm-6am) | 3.7796 | 495.2649
geo_advanced_95 | battery_6 | h14 (Spring 6am-1pm) | -46.0119 | 674.3004
geo_advanced_95 | battery_6 | h15 (Spring 1pm-5pm) | -10.0332 | 788.1548
geo_advanced_95 | battery_6 | h16 (Spring 5pm-10pm) | 51.7113 | 692.562
geo_advanced_95 | battery_6 | h17 (Summer Peak) | 48.178 | 1168.0931
geo_advanced_95 | battery_8 | h01 (Summer 10pm-6am) | 12.6663 | 563.6524
geo_advanced_95 | battery_8 | h02 (Summer 6am-1pm) | -51.4618 | 804.7517
geo_advanced_95 | battery_8 | h03 (Summer 1pm-5pm) | -24.695 | 989.091
geo_advanced_95 | battery_8 | h04 (Summer 5pm-10pm) | 52.9895 | 828.9956
geo_advanced_95 | battery_8 | h05 (Fall 10pm-6am) | 6.1547 | 501.4651
geo_advanced_95 | battery_8 | h06 (Fall 6am-1pm) | -45.9734 | 690.1965
geo_advanced_95 | battery_8 | h07 (Fall 1pm-5pm) | -13.3933 | 820.4794
geo_advanced_95 | battery_8 | h08 (Fall 5pm-10pm) | 50.93 | 708.1901
geo_advanced_95 | battery_8 | h09 (Winter 10pm-6am) | 3.5712 | 546.2281
geo_advanced_95 | battery_8 | h10 (Winter 6am-1pm) | -30.7833 | 677.7128
geo_advanced_95 | battery_8 | h11 (Winter 1pm-5pm) | -15.4208 | 751.6424
geo_advanced_95 | battery_8 | h12 (Winter 5pm-10pm) | 39.3834 | 718.1549
geo_advanced_95 | battery_8 | h13 (Spring 10pm-6am) | 14.88 | 495.2649
geo_advanced_95 | battery_8 | h14 (Spring 6am-1pm) | -43.7477 | 674.3004
geo_advanced_95 | battery_8 | h15 (Spring 1pm-5pm) | -29.1897 | 788.1548
geo_advanced_95 | battery_8 | h16 (Spring 5pm-10pm) | 45.9257 | 692.562
geo_advanced_95 | battery_8 | h17 (Summer Peak) | 8.3474 | 1168.0931
geo_advanced_95 | battery_10 | h01 (Summer 10pm-6am) | 11.0344 | 563.6524
geo_advanced_95 | battery_10 | h02 (Summer 6am-1pm) | -28.0393 | 804.7517
geo_advanced_95 | battery_10 | h03 (Summer 1pm-5pm) | -22.5771 | 989.091
geo_advanced_95 | battery_10 | h04 (Summer 5pm-10pm) | 30.1088 | 828.9956
geo_advanced_95 | battery_10 | h05 (Fall 10pm-6am) | 14.1907 | 501.4651
geo_advanced_95 | battery_10 | h06 (Fall 6am-1pm) | -30.1628 | 690.1965
geo_advanced_95 | battery_10 | h07 (Fall 1pm-5pm) | -26.7088 | 820.4794
geo_advanced_95 | battery_10 | h08 (Fall 5pm-10pm) | 31.0403 | 708.1901
geo_advanced_95 | battery_10 | h09 (Winter 10pm-6am) | 4.4635 | 546.2281
geo_advanced_95 | battery_10 | h10 (Winter 6am-1pm) | -17.5203 | 677.7128
geo_advanced_95 | battery_10 | h11 (Winter 1pm-5pm) | -16.674 | 751.6424
geo_advanced_95 | battery_10 | h12 (Winter 5pm-10pm) | 24.6906 | 718.1549
geo_advanced_95 | battery_10 | h13 (Spring 10pm-6am) | 13.2282 | 495.2649
geo_advanced_95 | battery_10 | h14 (Spring 6am-1pm) | -24.4515 | 674.3004
geo_advanced_95 | battery_10 | h15 (Spring 1pm-5pm) | -26.5603 | 788.1548
geo_advanced_95 | battery_10 | h16 (Spring 5pm-10pm) | 25.1841 | 692.562
geo_advanced_95 | battery_10 | h17 (Summer Peak) | -14.4281 | 1168.0931
geo_advanced_95 | pumped-hydro | h01 (Summer 10pm-6am) | -0.088682 | 563.6524
geo_advanced_95 | pumped-hydro | h02 (Summer 6am-1pm) | -0.29217 | 804.7517
geo_advanced_95 | pumped-hydro | h03 (Summer 1pm-5pm) | -0.10362 | 989.091
geo_advanced_95 | pumped-hydro | h04 (Summer 5pm-10pm) | 0.015451 | 828.9956
geo_advanced_95 | pumped-hydro | h05 (Fall 10pm-6am) | -0.60046 | 501.4651
geo_advanced_95 | pumped-hydro | h06 (Fall 6am-1pm) | -1.6346 | 690.1965
geo_advanced_95 | pumped-hydro | h07 (Fall 1pm-5pm) | 1.4366 | 820.4794
geo_advanced_95 | pumped-hydro | h08 (Fall 5pm-10pm) | 1.3035 | 708.1901
geo_advanced_95 | pumped-hydro | h09 (Winter 10pm-6am) | -0.041035 | 546.2281
geo_advanced_95 | pumped-hydro | h10 (Winter 6am-1pm) | -0.2733 | 677.7128
geo_advanced_95 | pumped-hydro | h11 (Winter 1pm-5pm) | 0.13581 | 751.6424
geo_advanced_95 | pumped-hydro | h12 (Winter 5pm-10pm) | 0.22652 | 718.1549
geo_advanced_95 | pumped-hydro | h13 (Spring 10pm-6am) | -0.024645 | 495.2649
geo_advanced_95 | pumped-hydro | h14 (Spring 6am-1pm) | -1.6849 | 674.3004
geo_advanced_95 | pumped-hydro | h15 (Spring 1pm-5pm) | -2.8568 | 788.1548
geo_advanced_95 | pumped-hydro | h16 (Spring 5pm-10pm) | 3.3124 | 692.562
geo_advanced_95 | pumped-hydro | h17 (Summer Peak) | 4.9121 | 1168.0931
geo_advanced_95 | Canada | h01 (Summer 10pm-6am) | 10.1407 | 563.6524
geo_advanced_95 | Canada | h02 (Summer 6am-1pm) | 10.1407 | 804.7517
geo_advanced_95 | Canada | h03 (Summer 1pm-5pm) | 10.1407 | 989.091
geo_advanced_95 | Canada | h04 (Summer 5pm-10pm) | 10.1407 | 828.9956
geo_advanced_95 | Canada | h05 (Fall 10pm-6am) | 9.3757 | 501.4651
geo_advanced_95 | Canada | h06 (Fall 6am-1pm) | 5.1289 | 690.1965
geo_advanced_95 | Canada | h07 (Fall 1pm-5pm) | 9.376 | 820.4794
geo_advanced_95 | Canada | h08 (Fall 5pm-10pm) | 10.0823 | 708.1901
geo_advanced_95 | Canada | h09 (Winter 10pm-6am) | 9.6571 | 546.2281
geo_advanced_95 | Canada | h10 (Winter 6am-1pm) | 5.1749 | 677.7128
geo_advanced_95 | Canada | h11 (Winter 1pm-5pm) | 10.1361 | 751.6424
geo_advanced_95 | Canada | h12 (Winter 5pm-10pm) | 10.1407 | 718.1549
geo_advanced_95 | Canada | h13 (Spring 10pm-6am) | 9.1554 | 495.2649
geo_advanced_95 | Canada | h14 (Spring 6am-1pm) | 6.67 | 674.3004
geo_advanced_95 | Canada | h15 (Spring 1pm-5pm) | 8.0896 | 788.1548
geo_advanced_95 | Canada | h16 (Spring 5pm-10pm) | 10.1044 | 692.562
geo_advanced_95 | Canada | h17 (Summer Peak) | 10.1407 | 1168.0931

## 8_Regional Gen Final (TWh)
scenario | tech | cendiv | Generation (TWh) | Net Level Generation (TWh)
geo_advanced_95 | nuclear | ENC | 97.2735 | 783.2898
geo_advanced_95 | nuclear | ESC | 71.1766 | 462.0469
geo_advanced_95 | nuclear | MA | 106.3121 | 439.9458
geo_advanced_95 | nuclear | MTN | 23.8628 | 614.7557
geo_advanced_95 | nuclear | NE | 24.4361 | 160.1636
geo_advanced_95 | nuclear | PA | 6.9794 | 621.2346
geo_advanced_95 | nuclear | SA | 195.3361 | 834.3715
geo_advanced_95 | nuclear | WNC | 8.0271 | 921.4987
geo_advanced_95 | nuclear | WSC | 43.2709 | 1096.6319
geo_advanced_95 | gas-cc | ENC | 32.0804 | 783.2898
geo_advanced_95 | gas-cc | ESC | 3.076 | 462.0469
geo_advanced_95 | gas-cc | MA | 29.345 | 439.9458
geo_advanced_95 | gas-cc | MTN | 14.4932 | 614.7557
geo_advanced_95 | gas-cc | NE | 7.2676 | 160.1636
geo_advanced_95 | gas-cc | PA | 13.7015 | 621.2346
geo_advanced_95 | gas-cc | SA | 30.1642 | 834.3715
geo_advanced_95 | gas-cc | WNC | 0.76712 | 921.4987
geo_advanced_95 | gas-cc | WSC | 27.0553 | 1096.6319
geo_advanced_95 | gas-cc-ccs_mod_upgrade | ENC | 3.9535 | 783.2898
geo_advanced_95 | gas-cc-ccs_mod_upgrade | ESC | 13.8244 | 462.0469
geo_advanced_95 | gas-cc-ccs_mod_upgrade | MTN | 0.033848 | 614.7557
geo_advanced_95 | gas-cc-ccs_mod_upgrade | SA | 7.9221 | 834.3715
geo_advanced_95 | gas-cc-ccs_mod_upgrade | WSC | 10.1538 | 1096.6319
geo_advanced_95 | gas-ct | ENC | 36.3546 | 783.2898
geo_advanced_95 | gas-ct | ESC | 4.9712 | 462.0469
geo_advanced_95 | gas-ct | MA | 21.919 | 439.9458
geo_advanced_95 | gas-ct | MTN | 7.2823 | 614.7557
geo_advanced_95 | gas-ct | NE | 7.9333 | 160.1636
geo_advanced_95 | gas-ct | PA | 3.6618 | 621.2346
geo_advanced_95 | gas-ct | SA | 11.2829 | 834.3715
geo_advanced_95 | gas-ct | WSC | 11.964 | 1096.6319
geo_advanced_95 | o-g-s | ENC | 1.0976 | 783.2898
geo_advanced_95 | hydro | ENC | 3.6901 | 783.2898
geo_advanced_95 | hydro | ESC | 24.6393 | 462.0469
geo_advanced_95 | hydro | MA | 32.0881 | 439.9458
geo_advanced_95 | hydro | MTN | 31.8682 | 614.7557
geo_advanced_95 | hydro | NE | 7.7029 | 160.1636
geo_advanced_95 | hydro | PA | 139.0702 | 621.2346
geo_advanced_95 | hydro | SA | 16.8176 | 834.3715
geo_advanced_95 | hydro | WNC | 12.1203 | 921.4987
geo_advanced_95 | hydro | WSC | 6.8821 | 1096.6319
geo_advanced_95 | geothermal | MTN | 91.8603 | 614.7557
geo_advanced_95 | geothermal | PA | 65.2087 | 621.2346
geo_advanced_95 | biopower | ENC | 0.066413 | 783.2898
geo_advanced_95 | biopower | MA | 0.013673 | 439.9458
geo_advanced_95 | biopower | MTN | 0.026763 | 614.7557
geo_advanced_95 | biopower | NE | 0.073058 | 160.1636
geo_advanced_95 | biopower | PA | 0.073469 | 621.2346
geo_advanced_95 | biopower | SA | 0.23063 | 834.3715
geo_advanced_95 | biopower | WSC | 0.10918 | 1096.6319
geo_advanced_95 | lfill-gas | ENC | 1.7292 | 783.2898
geo_advanced_95 | lfill-gas | ESC | 0.17459 | 462.0469
geo_advanced_95 | lfill-gas | MA | 3.4532 | 439.9458
geo_advanced_95 | lfill-gas | MTN | 0.14613 | 614.7557
geo_advanced_95 | lfill-gas | NE | 2.3179 | 160.1636
geo_advanced_95 | lfill-gas | PA | 1.2879 | 621.2346
geo_advanced_95 | lfill-gas | SA | 4.7113 | 834.3715
geo_advanced_95 | lfill-gas | WNC | 0.33295 | 921.4987
geo_advanced_95 | lfill-gas | WSC | 0.27443 | 1096.6319
geo_advanced_95 | wind-ons | ENC | 334.0667 | 783.2898
geo_advanced_95 | wind-ons | ESC | 127.9019 | 462.0469
geo_advanced_95 | wind-ons | MA | 87.6656 | 439.9458
geo_advanced_95 | wind-ons | MTN | 306.1137 | 614.7557
geo_advanced_95 | wind-ons | NE | 23.5818 | 160.1636
geo_advanced_95 | wind-ons | PA | 70.0541 | 621.2346
geo_advanced_95 | wind-ons | SA | 80.3757 | 834.3715
geo_advanced_95 | wind-ons | WNC | 597.3281 | 921.4987
geo_advanced_95 | wind-ons | WSC | 700.0101 | 1096.6319
geo_advanced_95 | wind-ofs | ENC | 0.057469 | 783.2898
geo_advanced_95 | wind-ofs | MA | 55.7513 | 439.9458
geo_advanced_95 | wind-ofs | NE | 30.5342 | 160.1636
geo_advanced_95 | wind-ofs | PA | 99.0825 | 621.2346
geo_advanced_95 | wind-ofs | SA | 37.8345 | 834.3715
geo_advanced_95 | upv | ENC | 243.0151 | 783.2898
geo_advanced_95 | upv | ESC | 208.8897 | 462.0469
geo_advanced_95 | upv | MA | 59.4954 | 439.9458
geo_advanced_95 | upv | MTN | 119.8894 | 614.7557
geo_advanced_95 | upv | NE | 24.808 | 160.1636
geo_advanced_95 | upv | PA | 167.0482 | 621.2346
geo_advanced_95 | upv | SA | 399.6774 | 834.3715
geo_advanced_95 | upv | WNC | 254.0849 | 921.4987
geo_advanced_95 | upv | WSC | 249.3602 | 1096.6319
geo_advanced_95 | dupv | ENC | 0.52251 | 783.2898
geo_advanced_95 | dupv | ESC | 0.26111 | 462.0469
geo_advanced_95 | dupv | MA | 0.25273 | 439.9458
geo_advanced_95 | dupv | MTN | 0.075657 | 614.7557
geo_advanced_95 | dupv | NE | 1.5832 | 160.1636
geo_advanced_95 | dupv | PA | 0.13825 | 621.2346
geo_advanced_95 | dupv | SA | 1.1761 | 834.3715
geo_advanced_95 | dupv | WNC | 0.13736 | 921.4987
geo_advanced_95 | dupv | WSC | 0.090499 | 1096.6319
geo_advanced_95 | distpv | ENC | 24.916 | 783.2898
geo_advanced_95 | distpv | ESC | 13.2215 | 462.0469
geo_advanced_95 | distpv | MA | 23.4787 | 439.9458
geo_advanced_95 | distpv | MTN | 21.2213 | 614.7557
geo_advanced_95 | distpv | NE | 10.9103 | 160.1636
geo_advanced_95 | distpv | PA | 47.0294 | 621.2346
geo_advanced_95 | distpv | SA | 54.6132 | 834.3715
geo_advanced_95 | distpv | WNC | 14.36 | 921.4987
geo_advanced_95 | distpv | WSC | 42.6307 | 1096.6319
geo_advanced_95 | pvb | ENC | 8.7501 | 783.2898
geo_advanced_95 | pvb | ESC | 3.1133 | 462.0469
geo_advanced_95 | pvb | MA | 0.012044 | 439.9458
geo_advanced_95 | pvb | MTN | 6.544 | 614.7557
geo_advanced_95 | pvb | NE | 0.3797 | 160.1636
geo_advanced_95 | pvb | PA | 8.5228 | 621.2346
geo_advanced_95 | pvb | SA | 21.9384 | 834.3715
geo_advanced_95 | pvb | WNC | 21.3221 | 921.4987
geo_advanced_95 | pvb | WSC | 17.9613 | 1096.6319
geo_advanced_95 | battery_2 | ENC | -0.23105 | 783.2898
geo_advanced_95 | battery_2 | ESC | -0.10746 | 462.0469
geo_advanced_95 | battery_2 | MA | -0.1572 | 439.9458
geo_advanced_95 | battery_2 | MTN | -0.48456 | 614.7557
geo_advanced_95 | battery_2 | NE | -0.045954 | 160.1636
geo_advanced_95 | battery_2 | PA | -0.10535 | 621.2346
geo_advanced_95 | battery_2 | SA | -0.64297 | 834.3715
geo_advanced_95 | battery_2 | WNC | -0.80464 | 921.4987
geo_advanced_95 | battery_2 | WSC | -0.31897 | 1096.6319
geo_advanced_95 | battery_4 | ENC | -1.1189 | 783.2898
geo_advanced_95 | battery_4 | ESC | -2.4245 | 462.0469
geo_advanced_95 | battery_4 | MA | -1.4465 | 439.9458
geo_advanced_95 | battery_4 | MTN | -4.152 | 614.7557
geo_advanced_95 | battery_4 | NE | -0.8931 | 160.1636
geo_advanced_95 | battery_4 | PA | -3.7244 | 621.2346
geo_advanced_95 | battery_4 | SA | -7.2691 | 834.3715
geo_advanced_95 | battery_4 | WNC | -1.0724 | 921.4987
geo_advanced_95 | battery_4 | WSC | -4.3402 | 1096.6319
geo_advanced_95 | battery_6 | ENC | -1.503 | 783.2898
geo_advanced_95 | battery_6 | ESC | -2.4254 | 462.0469
geo_advanced_95 | battery_6 | MA | -0.95773 | 439.9458
geo_advanced_95 | battery_6 | MTN | -1.9884 | 614.7557
geo_advanced_95 | battery_6 | NE | -0.094896 | 160.1636
geo_advanced_95 | battery_6 | PA | -3.282 | 621.2346
geo_advanced_95 | battery_6 | SA | -6.1338 | 834.3715
geo_advanced_95 | battery_6 | WNC | -1.4793 | 921.4987
geo_advanced_95 | battery_6 | WSC | -1.8086 | 1096.6319
geo_advanced_95 | battery_8 | ENC | -3.0913 | 783.2898
geo_advanced_95 | battery_8 | ESC | -0.59909 | 462.0469
geo_advanced_95 | battery_8 | MA | -0.29904 | 439.9458
geo_advanced_95 | battery_8 | MTN | -2.0592 | 614.7557
geo_advanced_95 | battery_8 | NE | -0.37789 | 160.1636
geo_advanced_95 | battery_8 | PA | -3.025 | 621.2346
geo_advanced_95 | battery_8 | SA | -8.6927 | 834.3715
geo_advanced_95 | battery_8 | WNC | -2.0045 | 921.4987
geo_advanced_95 | battery_8 | WSC | -4.462 | 1096.6319
geo_advanced_95 | battery_10 | ENC | -1.4446 | 783.2898
geo_advanced_95 | battery_10 | ESC | -3.5045 | 462.0469
geo_advanced_95 | battery_10 | MA | -0.0014349 | 439.9458
geo_advanced_95 | battery_10 | MTN | -0.04416 | 614.7557
geo_advanced_95 | battery_10 | NE | -0.44859 | 160.1636
geo_advanced_95 | battery_10 | SA | -4.8242 | 834.3715
geo_advanced_95 | battery_10 | WNC | -2.4553 | 921.4987
geo_advanced_95 | battery_10 | WSC | -2.1715 | 1096.6319
geo_advanced_95 | pumped-hydro | ENC | -0.08479 | 783.2898
geo_advanced_95 | pumped-hydro | ESC | -0.14179 | 462.0469
geo_advanced_95 | pumped-hydro | MA | -0.058652 | 439.9458
geo_advanced_95 | pumped-hydro | MTN | -0.0036959 | 614.7557
geo_advanced_95 | pumped-hydro | NE | -0.015911 | 160.1636
geo_advanced_95 | pumped-hydro | PA | -0.42419 | 621.2346
geo_advanced_95 | pumped-hydro | SA | -0.1457 | 834.3715
geo_advanced_95 | pumped-hydro | WNC | -0.12121 | 921.4987
geo_advanced_95 | pumped-hydro | WSC | -0.029445 | 1096.6319
geo_advanced_95 | Canada | ENC | 3.1903 | 783.2898
geo_advanced_95 | Canada | MA | 23.0795 | 439.9458
geo_advanced_95 | Canada | MTN | 0.07008 | 614.7557
geo_advanced_95 | Canada | NE | 20.5117 | 160.1636
geo_advanced_95 | Canada | PA | 9.9373 | 621.2346
geo_advanced_95 | Canada | WNC | 20.9561 | 921.4987

## 9_Operating Reserves (TW-h)
ortype | scenario | tech | year | Reserves (TW-h) | Net Level Reserves (TW-h)
flex | geo_advanced_95 | nuclear | 2010 | 0 | 110.8405
flex | geo_advanced_95 | nuclear | 2012 | 0 | 109.3417
flex | geo_advanced_95 | nuclear | 2014 | 0 | 102.9369
flex | geo_advanced_95 | nuclear | 2016 | 0 | 120.4627
flex | geo_advanced_95 | nuclear | 2018 | 0 | 131.1973
flex | geo_advanced_95 | nuclear | 2020 | 0 | 111.0735
flex | geo_advanced_95 | nuclear | 2022 | 0.099988 | 137.4819
flex | geo_advanced_95 | nuclear | 2024 | 1.0324 | 186.1496
flex | geo_advanced_95 | nuclear | 2026 | 4.4533 | 239.002
flex | geo_advanced_95 | nuclear | 2028 | 10.5103 | 276.961
flex | geo_advanced_95 | nuclear | 2030 | 23.0704 | 323.7413
flex | geo_advanced_95 | nuclear | 2032 | 19.7503 | 346.0259
flex | geo_advanced_95 | nuclear | 2034 | 14.6188 | 411.6993
flex | geo_advanced_95 | nuclear | 2036 | 10.5072 | 410.1158
flex | geo_advanced_95 | nuclear | 2038 | 10.5797 | 415.2335
flex | geo_advanced_95 | nuclear | 2040 | 6.7056 | 423.0879
flex | geo_advanced_95 | nuclear | 2042 | 0.85865 | 429.2363
flex | geo_advanced_95 | nuclear | 2044 | 0.93547 | 417.0765
flex | geo_advanced_95 | nuclear | 2046 | 5.7226 | 465.3419
flex | geo_advanced_95 | nuclear | 2048 | 27.5884 | 515.1623
flex | geo_advanced_95 | nuclear | 2050 | 12.7769 | 555.244
flex | geo_advanced_95 | coal | 2010 | 18.5523 | 110.8405
flex | geo_advanced_95 | coal | 2012 | 35.8254 | 109.3417
flex | geo_advanced_95 | coal | 2014 | 21.8063 | 102.9369
flex | geo_advanced_95 | coal | 2016 | 59.4048 | 120.4627
flex | geo_advanced_95 | coal | 2018 | 47.9467 | 131.1973
flex | geo_advanced_95 | coal | 2020 | 32.1947 | 111.0735
flex | geo_advanced_95 | coal | 2022 | 39.4889 | 137.4819
flex | geo_advanced_95 | coal | 2024 | 63.2221 | 186.1496
flex | geo_advanced_95 | coal | 2026 | 63.813 | 239.002
flex | geo_advanced_95 | coal | 2028 | 64.2913 | 276.961
flex | geo_advanced_95 | coal | 2030 | 48.361 | 323.7413
flex | geo_advanced_95 | coal | 2032 | 41.6836 | 346.0259
flex | geo_advanced_95 | coal | 2034 | 41.9179 | 411.6993
flex | geo_advanced_95 | coal | 2036 | 37.5319 | 410.1158
flex | geo_advanced_95 | coal | 2038 | 35.2731 | 415.2335
flex | geo_advanced_95 | coal | 2040 | 26.9973 | 423.0879
flex | geo_advanced_95 | coal | 2042 | 27.1652 | 429.2363
flex | geo_advanced_95 | coal | 2044 | 24.3115 | 417.0765
flex | geo_advanced_95 | coal | 2046 | 16.7682 | 465.3419
flex | geo_advanced_95 | coal | 2048 | 18.0063 | 515.1623
flex | geo_advanced_95 | coal | 2050 | 0 | 555.244
flex | geo_advanced_95 | gas-cc | 2010 | 58.1792 | 110.8405
flex | geo_advanced_95 | gas-cc | 2012 | 24.8629 | 109.3417
flex | geo_advanced_95 | gas-cc | 2014 | 39.2543 | 102.9369
flex | geo_advanced_95 | gas-cc | 2016 | 21.131 | 120.4627
flex | geo_advanced_95 | gas-cc | 2018 | 34.7523 | 131.1973
flex | geo_advanced_95 | gas-cc | 2020 | 25.9216 | 111.0735
flex | geo_advanced_95 | gas-cc | 2022 | 44.4099 | 137.4819
flex | geo_advanced_95 | gas-cc | 2024 | 73.213 | 186.1496
flex | geo_advanced_95 | gas-cc | 2026 | 97.0107 | 239.002
flex | geo_advanced_95 | gas-cc | 2028 | 102.0008 | 276.961
flex | geo_advanced_95 | gas-cc | 2030 | 101.3396 | 323.7413
flex | geo_advanced_95 | gas-cc | 2032 | 87.6962 | 346.0259
flex | geo_advanced_95 | gas-cc | 2034 | 73.404 | 411.6993
flex | geo_advanced_95 | gas-cc | 2036 | 50.4459 | 410.1158
flex | geo_advanced_95 | gas-cc | 2038 | 38.8043 | 415.2335
flex | geo_advanced_95 | gas-cc | 2040 | 51.8983 | 423.0879
flex | geo_advanced_95 | gas-cc | 2042 | 66.8381 | 429.2363
flex | geo_advanced_95 | gas-cc | 2044 | 70.9496 | 417.0765
flex | geo_advanced_95 | gas-cc | 2046 | 68.5521 | 465.3419
flex | geo_advanced_95 | gas-cc | 2048 | 72.0811 | 515.1623
flex | geo_advanced_95 | gas-cc | 2050 | 48.8098 | 555.244
flex | geo_advanced_95 | gas-cc-ccs_mod_upgrade | 2010 | 0 | 110.8405
flex | geo_advanced_95 | gas-cc-ccs_mod_upgrade | 2012 | 0 | 109.3417
flex | geo_advanced_95 | gas-cc-ccs_mod_upgrade | 2014 | 0 | 102.9369
flex | geo_advanced_95 | gas-cc-ccs_mod_upgrade | 2016 | 0 | 120.4627
flex | geo_advanced_95 | gas-cc-ccs_mod_upgrade | 2018 | 0 | 131.1973
flex | geo_advanced_95 | gas-cc-ccs_mod_upgrade | 2020 | 0 | 111.0735
flex | geo_advanced_95 | gas-cc-ccs_mod_upgrade | 2022 | 0 | 137.4819
flex | geo_advanced_95 | gas-cc-ccs_mod_upgrade | 2024 | 0 | 186.1496
flex | geo_advanced_95 | gas-cc-ccs_mod_upgrade | 2026 | 0 | 239.002
flex | geo_advanced_95 | gas-cc-ccs_mod_upgrade | 2028 | 0 | 276.961
flex | geo_advanced_95 | gas-cc-ccs_mod_upgrade | 2030 | 0 | 323.7413
flex | geo_advanced_95 | gas-cc-ccs_mod_upgrade | 2032 | 0 | 346.0259
flex | geo_advanced_95 | gas-cc-ccs_mod_upgrade | 2034 | 0 | 411.6993
flex | geo_advanced_95 | gas-cc-ccs_mod_upgrade | 2036 | 0 | 410.1158
flex | geo_advanced_95 | gas-cc-ccs_mod_upgrade | 2038 | 0 | 415.2335
flex | geo_advanced_95 | gas-cc-ccs_mod_upgrade | 2040 | 1.9199 | 423.0879
flex | geo_advanced_95 | gas-cc-ccs_mod_upgrade | 2042 | 1.5407 | 429.2363
flex | geo_advanced_95 | gas-cc-ccs_mod_upgrade | 2044 | 0.93672 | 417.0765
flex | geo_advanced_95 | gas-cc-ccs_mod_upgrade | 2046 | 3.9823 | 465.3419
flex | geo_advanced_95 | gas-cc-ccs_mod_upgrade | 2048 | 2.0979 | 515.1623
flex | geo_advanced_95 | gas-cc-ccs_mod_upgrade | 2050 | 9.4462 | 555.244
flex | geo_advanced_95 | gas-ct | 2010 | 2.2529 | 110.8405
flex | geo_advanced_95 | gas-ct | 2012 | 6.2226 | 109.3417
flex | geo_advanced_95 | gas-ct | 2014 | 1.8226 | 102.9369
flex | geo_advanced_95 | gas-ct | 2016 | 4.4298 | 120.4627
flex | geo_advanced_95 | gas-ct | 2018 | 4.0119 | 131.1973
flex | geo_advanced_95 | gas-ct | 2020 | 6.6521 | 111.0735
flex | geo_advanced_95 | gas-ct | 2022 | 7.194 | 137.4819
flex | geo_advanced_95 | gas-ct | 2024 | 12.7953 | 186.1496
flex | geo_advanced_95 | gas-ct | 2026 | 17.9045 | 239.002
flex | geo_advanced_95 | gas-ct | 2028 | 18.0637 | 276.961
flex | geo_advanced_95 | gas-ct | 2030 | 23.5759 | 323.7413
flex | geo_advanced_95 | gas-ct | 2032 | 23.5084 | 346.0259
flex | geo_advanced_95 | gas-ct | 2034 | 21.2462 | 411.6993
flex | geo_advanced_95 | gas-ct | 2036 | 21.6029 | 410.1158
flex | geo_advanced_95 | gas-ct | 2038 | 20.434 | 415.2335
flex | geo_advanced_95 | gas-ct | 2040 | 30.1607 | 423.0879
flex | geo_advanced_95 | gas-ct | 2042 | 35.5524 | 429.2363
flex | geo_advanced_95 | gas-ct | 2044 | 40.3421 | 417.0765
flex | geo_advanced_95 | gas-ct | 2046 | 59.7124 | 465.3419
flex | geo_advanced_95 | gas-ct | 2048 | 53.2273 | 515.1623
flex | geo_advanced_95 | gas-ct | 2050 | 32.9105 | 555.244
flex | geo_advanced_95 | o-g-s | 2010 | 6.857 | 110.8405
flex | geo_advanced_95 | o-g-s | 2012 | 10.3427 | 109.3417
flex | geo_advanced_95 | o-g-s | 2014 | 7.4101 | 102.9369
flex | geo_advanced_95 | o-g-s | 2016 | 10.4409 | 120.4627
flex | geo_advanced_95 | o-g-s | 2018 | 6.6666 | 131.1973
flex | geo_advanced_95 | o-g-s | 2020 | 6.58 | 111.0735
flex | geo_advanced_95 | o-g-s | 2022 | 8.1604 | 137.4819
flex | geo_advanced_95 | o-g-s | 2024 | 4.8793 | 186.1496
flex | geo_advanced_95 | o-g-s | 2026 | 7.413 | 239.002
flex | geo_advanced_95 | o-g-s | 2028 | 5.1848 | 276.961
flex | geo_advanced_95 | o-g-s | 2030 | 6.6812 | 323.7413
flex | geo_advanced_95 | o-g-s | 2032 | 4.8594 | 346.0259
flex | geo_advanced_95 | o-g-s | 2034 | 5.5213 | 411.6993
flex | geo_advanced_95 | o-g-s | 2036 | 4.9724 | 410.1158
flex | geo_advanced_95 | o-g-s | 2038 | 4.2513 | 415.2335
flex | geo_advanced_95 | o-g-s | 2040 | 4.324 | 423.0879
flex | geo_advanced_95 | o-g-s | 2042 | 2.8289 | 429.2363
flex | geo_advanced_95 | o-g-s | 2044 | 2.0478 | 417.0765
flex | geo_advanced_95 | o-g-s | 2046 | 3.4908 | 465.3419
flex | geo_advanced_95 | o-g-s | 2048 | 1.3229 | 515.1623
flex | geo_advanced_95 | o-g-s | 2050 | 0.044434 | 555.244
flex | geo_advanced_95 | hydro | 2010 | 21.2432 | 110.8405
flex | geo_advanced_95 | hydro | 2012 | 23.4334 | 109.3417
flex | geo_advanced_95 | hydro | 2014 | 26.3432 | 102.9369
flex | geo_advanced_95 | hydro | 2016 | 21.4985 | 120.4627
flex | geo_advanced_95 | hydro | 2018 | 30.0871 | 131.1973
flex | geo_advanced_95 | hydro | 2020 | 30.7599 | 111.0735
flex | geo_advanced_95 | hydro | 2022 | 28.6175 | 137.4819
flex | geo_advanced_95 | hydro | 2024 | 20.7783 | 186.1496
flex | geo_advanced_95 | hydro | 2026 | 34.8013 | 239.002
flex | geo_advanced_95 | hydro | 2028 | 41.674 | 276.961
flex | geo_advanced_95 | hydro | 2030 | 49.5583 | 323.7413
flex | geo_advanced_95 | hydro | 2032 | 53.7088 | 346.0259
flex | geo_advanced_95 | hydro | 2034 | 64.1227 | 411.6993
flex | geo_advanced_95 | hydro | 2036 | 57.1728 | 410.1158
flex | geo_advanced_95 | hydro | 2038 | 55.4693 | 415.2335
flex | geo_advanced_95 | hydro | 2040 | 56.4122 | 423.0879
flex | geo_advanced_95 | hydro | 2042 | 50.4616 | 429.2363
flex | geo_advanced_95 | hydro | 2044 | 50.2817 | 417.0765
flex | geo_advanced_95 | hydro | 2046 | 58.533 | 465.3419
flex | geo_advanced_95 | hydro | 2048 | 64.2963 | 515.1623
flex | geo_advanced_95 | hydro | 2050 | 58.8756 | 555.244
flex | geo_advanced_95 | geothermal | 2010 | 0 | 110.8405
flex | geo_advanced_95 | geothermal | 2012 | 0 | 109.3417
flex | geo_advanced_95 | geothermal | 2014 | 0 | 102.9369
flex | geo_advanced_95 | geothermal | 2016 | 0 | 120.4627
flex | geo_advanced_95 | geothermal | 2018 | 0 | 131.1973
flex | geo_advanced_95 | geothermal | 2020 | 0 | 111.0735
flex | geo_advanced_95 | geothermal | 2022 | 0.0031534 | 137.4819
flex | geo_advanced_95 | geothermal | 2024 | 0 | 186.1496
flex | geo_advanced_95 | geothermal | 2026 | 0 | 239.002
flex | geo_advanced_95 | geothermal | 2028 | 0 | 276.961
flex | geo_advanced_95 | geothermal | 2030 | 0 | 323.7413
flex | geo_advanced_95 | geothermal | 2032 | 0.010015 | 346.0259
flex | geo_advanced_95 | geothermal | 2034 | 0.01057 | 411.6993
flex | geo_advanced_95 | geothermal | 2036 | 0.086353 | 410.1158
flex | geo_advanced_95 | geothermal | 2038 | 0.11362 | 415.2335
flex | geo_advanced_95 | geothermal | 2040 | 0.051694 | 423.0879
flex | geo_advanced_95 | geothermal | 2042 | 0 | 429.2363
flex | geo_advanced_95 | geothermal | 2044 | 0 | 417.0765
flex | geo_advanced_95 | geothermal | 2046 | 2.3409 | 465.3419
flex | geo_advanced_95 | geothermal | 2048 | 0.2509 | 515.1623
flex | geo_advanced_95 | geothermal | 2050 | 3.9375 | 555.244
flex | geo_advanced_95 | biopower | 2010 | 0.12654 | 110.8405
flex | geo_advanced_95 | biopower | 2012 | 0.0067691 | 109.3417
flex | geo_advanced_95 | biopower | 2014 | 0.0038382 | 102.9369
flex | geo_advanced_95 | biopower | 2016 | 0.16652 | 120.4627
flex | geo_advanced_95 | biopower | 2018 | 0.15203 | 131.1973
flex | geo_advanced_95 | biopower | 2020 | 0.013274 | 111.0735
flex | geo_advanced_95 | biopower | 2022 | 0.019158 | 137.4819
flex | geo_advanced_95 | biopower | 2024 | 0.13502 | 186.1496
flex | geo_advanced_95 | biopower | 2026 | 0.16313 | 239.002
flex | geo_advanced_95 | biopower | 2028 | 0.14489 | 276.961
flex | geo_advanced_95 | biopower | 2030 | 0.10639 | 323.7413
flex | geo_advanced_95 | biopower | 2032 | 0.085098 | 346.0259
flex | geo_advanced_95 | biopower | 2034 | 0.076946 | 411.6993
flex | geo_advanced_95 | biopower | 2036 | 0.083227 | 410.1158
flex | geo_advanced_95 | biopower | 2038 | 0.034926 | 415.2335
flex | geo_advanced_95 | biopower | 2040 | 0.060842 | 423.0879
flex | geo_advanced_95 | biopower | 2042 | 0.10225 | 429.2363
flex | geo_advanced_95 | biopower | 2044 | 0.067979 | 417.0765
flex | geo_advanced_95 | biopower | 2046 | 0.080371 | 465.3419
flex | geo_advanced_95 | biopower | 2048 | 0.084125 | 515.1623
flex | geo_advanced_95 | biopower | 2050 | 0.032668 | 555.244
flex | geo_advanced_95 | lfill-gas | 2010 | 0 | 110.8405
flex | geo_advanced_95 | lfill-gas | 2012 | 0 | 109.3417
flex | geo_advanced_95 | lfill-gas | 2014 | 0 | 102.9369
flex | geo_advanced_95 | lfill-gas | 2016 | 0.00023405 | 120.4627
flex | geo_advanced_95 | lfill-gas | 2018 | 0 | 131.1973
flex | geo_advanced_95 | lfill-gas | 2020 | 0 | 111.0735
flex | geo_advanced_95 | lfill-gas | 2022 | 0.00095184 | 137.4819
flex | geo_advanced_95 | lfill-gas | 2024 | 0.0072807 | 186.1496
flex | geo_advanced_95 | lfill-gas | 2026 | 0.012573 | 239.002
flex | geo_advanced_95 | lfill-gas | 2028 | 0.064069 | 276.961
flex | geo_advanced_95 | lfill-gas | 2030 | 0.159 | 323.7413
flex | geo_advanced_95 | lfill-gas | 2032 | 0.14457 | 346.0259
flex | geo_advanced_95 | lfill-gas | 2034 | 0.12636 | 411.6993
flex | geo_advanced_95 | lfill-gas | 2036 | 0.13886 | 410.1158
flex | geo_advanced_95 | lfill-gas | 2038 | 0.088624 | 415.2335
flex | geo_advanced_95 | lfill-gas | 2040 | 0.025452 | 423.0879
flex | geo_advanced_95 | lfill-gas | 2042 | 0.010157 | 429.2363
flex | geo_advanced_95 | lfill-gas | 2044 | 0.00014164 | 417.0765
flex | geo_advanced_95 | lfill-gas | 2046 | 0.1125 | 465.3419
flex | geo_advanced_95 | lfill-gas | 2048 | 0.28797 | 515.1623
flex | geo_advanced_95 | lfill-gas | 2050 | 0.12993 | 555.244
flex | geo_advanced_95 | pvb | 2010 | 0 | 110.8405
flex | geo_advanced_95 | pvb | 2012 | 0 | 109.3417
flex | geo_advanced_95 | pvb | 2014 | 2.0638e-05 | 102.9369
flex | geo_advanced_95 | pvb | 2016 | 0.00021562 | 120.4627
flex | geo_advanced_95 | pvb | 2018 | 0.016727 | 131.1973
flex | geo_advanced_95 | pvb | 2020 | 0.0026277 | 111.0735
flex | geo_advanced_95 | pvb | 2022 | 0.00021163 | 137.4819
flex | geo_advanced_95 | pvb | 2024 | 0.10678 | 186.1496
flex | geo_advanced_95 | pvb | 2026 | 0.2002 | 239.002
flex | geo_advanced_95 | pvb | 2028 | 0.70285 | 276.961
flex | geo_advanced_95 | pvb | 2030 | 1.0548 | 323.7413
flex | geo_advanced_95 | pvb | 2032 | 0.94762 | 346.0259
flex | geo_advanced_95 | pvb | 2034 | 0.91349 | 411.6993
flex | geo_advanced_95 | pvb | 2036 | 0.92015 | 410.1158
flex | geo_advanced_95 | pvb | 2038 | 1.2566 | 415.2335
flex | geo_advanced_95 | pvb | 2040 | 2.8949 | 423.0879
flex | geo_advanced_95 | pvb | 2042 | 3.3045 | 429.2363
flex | geo_advanced_95 | pvb | 2044 | 3.7942 | 417.0765
flex | geo_advanced_95 | pvb | 2046 | 5.1414 | 465.3419
flex | geo_advanced_95 | pvb | 2048 | 9.4571 | 515.1623
flex | geo_advanced_95 | pvb | 2050 | 4.5809 | 555.244
flex | geo_advanced_95 | battery_2 | 2010 | 0 | 110.8405
flex | geo_advanced_95 | battery_2 | 2012 | 0 | 109.3417
flex | geo_advanced_95 | battery_2 | 2014 | 0 | 102.9369
flex | geo_advanced_95 | battery_2 | 2016 | 0 | 120.4627
flex | geo_advanced_95 | battery_2 | 2018 | 0.0018266 | 131.1973
flex | geo_advanced_95 | battery_2 | 2020 | 0 | 111.0735
flex | geo_advanced_95 | battery_2 | 2022 | 0 | 137.4819
flex | geo_advanced_95 | battery_2 | 2024 | 0.17407 | 186.1496
flex | geo_advanced_95 | battery_2 | 2026 | 0.42219 | 239.002
flex | geo_advanced_95 | battery_2 | 2028 | 1.5566 | 276.961
flex | geo_advanced_95 | battery_2 | 2030 | 2.6528 | 323.7413
flex | geo_advanced_95 | battery_2 | 2032 | 2.821 | 346.0259
flex | geo_advanced_95 | battery_2 | 2034 | 4.0634 | 411.6993
flex | geo_advanced_95 | battery_2 | 2036 | 3.4456 | 410.1158
flex | geo_advanced_95 | battery_2 | 2038 | 2.4277 | 415.2335
flex | geo_advanced_95 | battery_2 | 2040 | 3.5326 | 423.0879
flex | geo_advanced_95 | battery_2 | 2042 | 3.1011 | 429.2363
flex | geo_advanced_95 | battery_2 | 2044 | 4.983 | 417.0765
flex | geo_advanced_95 | battery_2 | 2046 | 9.9817 | 465.3419
flex | geo_advanced_95 | battery_2 | 2048 | 10.2156 | 515.1623
flex | geo_advanced_95 | battery_2 | 2050 | 8.9232 | 555.244
flex | geo_advanced_95 | battery_4 | 2010 | 0 | 110.8405
flex | geo_advanced_95 | battery_4 | 2012 | 0 | 109.3417
flex | geo_advanced_95 | battery_4 | 2014 | 0 | 102.9369
flex | geo_advanced_95 | battery_4 | 2016 | 0 | 120.4627
flex | geo_advanced_95 | battery_4 | 2018 | 0.0019339 | 131.1973
flex | geo_advanced_95 | battery_4 | 2020 | 0 | 111.0735
flex | geo_advanced_95 | battery_4 | 2022 | 0 | 137.4819
flex | geo_advanced_95 | battery_4 | 2024 | 0.29148 | 186.1496
flex | geo_advanced_95 | battery_4 | 2026 | 0.68766 | 239.002
flex | geo_advanced_95 | battery_4 | 2028 | 11.5618 | 276.961
flex | geo_advanced_95 | battery_4 | 2030 | 25.7832 | 323.7413
flex | geo_advanced_95 | battery_4 | 2032 | 41.15 | 346.0259
flex | geo_advanced_95 | battery_4 | 2034 | 64.1176 | 411.6993
flex | geo_advanced_95 | battery_4 | 2036 | 59.5633 | 410.1158
flex | geo_advanced_95 | battery_4 | 2038 | 60.861 | 415.2335
flex | geo_advanced_95 | battery_4 | 2040 | 51.6684 | 423.0879
flex | geo_advanced_95 | battery_4 | 2042 | 50.7865 | 429.2363
flex | geo_advanced_95 | battery_4 | 2044 | 46.6978 | 417.0765
flex | geo_advanced_95 | battery_4 | 2046 | 56.8766 | 465.3419
flex | geo_advanced_95 | battery_4 | 2048 | 84.5865 | 515.1623
flex | geo_advanced_95 | battery_4 | 2050 | 108.4139 | 555.244
flex | geo_advanced_95 | battery_6 | 2010 | 0 | 110.8405
flex | geo_advanced_95 | battery_6 | 2012 | 0 | 109.3417
flex | geo_advanced_95 | battery_6 | 2014 | 0 | 102.9369
flex | geo_advanced_95 | battery_6 | 2016 | 0 | 120.4627
flex | geo_advanced_95 | battery_6 | 2018 | 0 | 131.1973
flex | geo_advanced_95 | battery_6 | 2020 | 0 | 111.0735
flex | geo_advanced_95 | battery_6 | 2022 | 0 | 137.4819
flex | geo_advanced_95 | battery_6 | 2024 | 0.031732 | 186.1496
flex | geo_advanced_95 | battery_6 | 2026 | 0.0024484 | 239.002
flex | geo_advanced_95 | battery_6 | 2028 | 0.81299 | 276.961
flex | geo_advanced_95 | battery_6 | 2030 | 11.1217 | 323.7413
flex | geo_advanced_95 | battery_6 | 2032 | 21.2454 | 346.0259
flex | geo_advanced_95 | battery_6 | 2034 | 44.6074 | 411.6993
flex | geo_advanced_95 | battery_6 | 2036 | 71.5276 | 410.1158
flex | geo_advanced_95 | battery_6 | 2038 | 73.9798 | 415.2335
flex | geo_advanced_95 | battery_6 | 2040 | 75.9164 | 423.0879
flex | geo_advanced_95 | battery_6 | 2042 | 69.8693 | 429.2363
flex | geo_advanced_95 | battery_6 | 2044 | 65.492 | 417.0765
flex | geo_advanced_95 | battery_6 | 2046 | 66.2645 | 465.3419
flex | geo_advanced_95 | battery_6 | 2048 | 63.8774 | 515.1623
flex | geo_advanced_95 | battery_6 | 2050 | 96.1986 | 555.244
flex | geo_advanced_95 | battery_8 | 2010 | 0 | 110.8405
flex | geo_advanced_95 | battery_8 | 2012 | 0 | 109.3417
flex | geo_advanced_95 | battery_8 | 2014 | 0 | 102.9369
flex | geo_advanced_95 | battery_8 | 2016 | 0 | 120.4627
flex | geo_advanced_95 | battery_8 | 2018 | 0 | 131.1973
flex | geo_advanced_95 | battery_8 | 2020 | 0 | 111.0735
flex | geo_advanced_95 | battery_8 | 2022 | 0 | 137.4819
flex | geo_advanced_95 | battery_8 | 2024 | 0 | 186.1496
flex | geo_advanced_95 | battery_8 | 2026 | 0 | 239.002
flex | geo_advanced_95 | battery_8 | 2028 | 0 | 276.961
flex | geo_advanced_95 | battery_8 | 2030 | 0 | 323.7413
flex | geo_advanced_95 | battery_8 | 2032 | 1.3526 | 346.0259
flex | geo_advanced_95 | battery_8 | 2034 | 3.3456 | 411.6993
flex | geo_advanced_95 | battery_8 | 2036 | 13.0115 | 410.1158
flex | geo_advanced_95 | battery_8 | 2038 | 27.7518 | 415.2335
flex | geo_advanced_95 | battery_8 | 2040 | 33.2545 | 423.0879
flex | geo_advanced_95 | battery_8 | 2042 | 37.1331 | 429.2363
flex | geo_advanced_95 | battery_8 | 2044 | 33.4458 | 417.0765
flex | geo_advanced_95 | battery_8 | 2046 | 31.8434 | 465.3419
flex | geo_advanced_95 | battery_8 | 2048 | 31.0287 | 515.1623
flex | geo_advanced_95 | battery_8 | 2050 | 66.3391 | 555.244
flex | geo_advanced_95 | battery_10 | 2010 | 0 | 110.8405
flex | geo_advanced_95 | battery_10 | 2012 | 0 | 109.3417
flex | geo_advanced_95 | battery_10 | 2014 | 0 | 102.9369
flex | geo_advanced_95 | battery_10 | 2016 | 0 | 120.4627
flex | geo_advanced_95 | battery_10 | 2018 | 0 | 131.1973
flex | geo_advanced_95 | battery_10 | 2020 | 0 | 111.0735
flex | geo_advanced_95 | battery_10 | 2022 | 0 | 137.4819
flex | geo_advanced_95 | battery_10 | 2024 | 0 | 186.1496
flex | geo_advanced_95 | battery_10 | 2026 | 0 | 239.002
flex | geo_advanced_95 | battery_10 | 2028 | 0 | 276.961
flex | geo_advanced_95 | battery_10 | 2030 | 0 | 323.7413
flex | geo_advanced_95 | battery_10 | 2032 | 0 | 346.0259
flex | geo_advanced_95 | battery_10 | 2034 | 0 | 411.6993
flex | geo_advanced_95 | battery_10 | 2036 | 0 | 410.1158
flex | geo_advanced_95 | battery_10 | 2038 | 0 | 415.2335
flex | geo_advanced_95 | battery_10 | 2040 | 0 | 423.0879
flex | geo_advanced_95 | battery_10 | 2042 | 0 | 429.2363
flex | geo_advanced_95 | battery_10 | 2044 | 0 | 417.0765
flex | geo_advanced_95 | battery_10 | 2046 | 0 | 465.3419
flex | geo_advanced_95 | battery_10 | 2048 | 0 | 515.1623
flex | geo_advanced_95 | battery_10 | 2050 | 23.1694 | 555.244
flex | geo_advanced_95 | pumped-hydro | 2010 | 3.6293 | 110.8405
flex | geo_advanced_95 | pumped-hydro | 2012 | 8.6479 | 109.3417
flex | geo_advanced_95 | pumped-hydro | 2014 | 6.2965 | 102.9369
flex | geo_advanced_95 | pumped-hydro | 2016 | 3.3908 | 120.4627
flex | geo_advanced_95 | pumped-hydro | 2018 | 7.5602 | 131.1973
flex | geo_advanced_95 | pumped-hydro | 2020 | 8.9493 | 111.0735
flex | geo_advanced_95 | pumped-hydro | 2022 | 9.4878 | 137.4819
flex | geo_advanced_95 | pumped-hydro | 2024 | 9.4829 | 186.1496
flex | geo_advanced_95 | pumped-hydro | 2026 | 12.1179 | 239.002
flex | geo_advanced_95 | pumped-hydro | 2028 | 20.393 | 276.961
flex | geo_advanced_95 | pumped-hydro | 2030 | 30.277 | 323.7413
flex | geo_advanced_95 | pumped-hydro | 2032 | 47.0632 | 346.0259
flex | geo_advanced_95 | pumped-hydro | 2034 | 73.607 | 411.6993
flex | geo_advanced_95 | pumped-hydro | 2036 | 79.1063 | 410.1158
flex | geo_advanced_95 | pumped-hydro | 2038 | 83.9078 | 415.2335
flex | geo_advanced_95 | pumped-hydro | 2040 | 77.2654 | 423.0879
flex | geo_advanced_95 | pumped-hydro | 2042 | 79.684 | 429.2363
flex | geo_advanced_95 | pumped-hydro | 2044 | 72.7907 | 417.0765
flex | geo_advanced_95 | pumped-hydro | 2046 | 75.9393 | 465.3419
flex | geo_advanced_95 | pumped-hydro | 2048 | 76.7539 | 515.1623
flex | geo_advanced_95 | pumped-hydro | 2050 | 80.6553 | 555.244
reg | geo_advanced_95 | nuclear | 2010 | 0 | 40.8171
reg | geo_advanced_95 | nuclear | 2012 | 0 | 40.5621
reg | geo_advanced_95 | nuclear | 2014 | 0 | 41.3889
reg | geo_advanced_95 | nuclear | 2016 | 0 | 41.7423
reg | geo_advanced_95 | nuclear | 2018 | 0 | 43.085
reg | geo_advanced_95 | nuclear | 2020 | 0 | 44.7394
reg | geo_advanced_95 | nuclear | 2022 | 0 | 47.8207
reg | geo_advanced_95 | nuclear | 2024 | 0 | 53.0657
reg | geo_advanced_95 | nuclear | 2026 | 0 | 57.1325
reg | geo_advanced_95 | nuclear | 2028 | 0 | 60.5584
reg | geo_advanced_95 | nuclear | 2030 | 0 | 65.2311
reg | geo_advanced_95 | nuclear | 2032 | 0 | 68.1505
reg | geo_advanced_95 | nuclear | 2034 | 0 | 71.4203
reg | geo_advanced_95 | nuclear | 2036 | 0 | 74.1436
reg | geo_advanced_95 | nuclear | 2038 | 0 | 76.1439
reg | geo_advanced_95 | nuclear | 2040 | 0 | 77.4613
reg | geo_advanced_95 | nuclear | 2042 | 0 | 78.7649
reg | geo_advanced_95 | nuclear | 2044 | 0 | 80.389
reg | geo_advanced_95 | nuclear | 2046 | 0 | 84.6812
reg | geo_advanced_95 | nuclear | 2048 | 0.11869 | 88.3999
reg | geo_advanced_95 | nuclear | 2050 | 0 | 93.0404
reg | geo_advanced_95 | coal | 2010 | 0.0059825 | 40.8171
reg | geo_advanced_95 | coal | 2012 | 0.13222 | 40.5621
reg | geo_advanced_95 | coal | 2014 | 0.0098058 | 41.3889
reg | geo_advanced_95 | coal | 2016 | 0.19106 | 41.7423
reg | geo_advanced_95 | coal | 2018 | 0.3114 | 43.085
reg | geo_advanced_95 | coal | 2020 | 1.2932 | 44.7394
reg | geo_advanced_95 | coal | 2022 | 0.027156 | 47.8207
reg | geo_advanced_95 | coal | 2024 | 0.056373 | 53.0657
reg | geo_advanced_95 | coal | 2026 | 0.056751 | 57.1325
reg | geo_advanced_95 | coal | 2028 | 0.12934 | 60.5584
reg | geo_advanced_95 | coal | 2030 | 0 | 65.2311
reg | geo_advanced_95 | coal | 2032 | 0.009679 | 68.1505
reg | geo_advanced_95 | coal | 2034 | 0 | 71.4203
reg | geo_advanced_95 | coal | 2036 | 0 | 74.1436
reg | geo_advanced_95 | coal | 2038 | 0 | 76.1439
reg | geo_advanced_95 | coal | 2040 | 0 | 77.4613
reg | geo_advanced_95 | coal | 2042 | 0.0041913 | 78.7649
reg | geo_advanced_95 | coal | 2044 | 0 | 80.389
reg | geo_advanced_95 | coal | 2046 | 0.033985 | 84.6812
reg | geo_advanced_95 | coal | 2048 | 0.38446 | 88.3999
reg | geo_advanced_95 | coal | 2050 | 0 | 93.0404
reg | geo_advanced_95 | gas-cc | 2010 | 4.5149 | 40.8171
reg | geo_advanced_95 | gas-cc | 2012 | 2.6907 | 40.5621
reg | geo_advanced_95 | gas-cc | 2014 | 3.8213 | 41.3889
reg | geo_advanced_95 | gas-cc | 2016 | 1.6148 | 41.7423
reg | geo_advanced_95 | gas-cc | 2018 | 2.6575 | 43.085
reg | geo_advanced_95 | gas-cc | 2020 | 1.4524 | 44.7394
reg | geo_advanced_95 | gas-cc | 2022 | 0.90942 | 47.8207
reg | geo_advanced_95 | gas-cc | 2024 | 0.82932 | 53.0657
reg | geo_advanced_95 | gas-cc | 2026 | 1.8189 | 57.1325
reg | geo_advanced_95 | gas-cc | 2028 | 2.0526 | 60.5584
reg | geo_advanced_95 | gas-cc | 2030 | 1.7162 | 65.2311
reg | geo_advanced_95 | gas-cc | 2032 | 1.444 | 68.1505
reg | geo_advanced_95 | gas-cc | 2034 | 0.81426 | 71.4203
reg | geo_advanced_95 | gas-cc | 2036 | 0.44874 | 74.1436
reg | geo_advanced_95 | gas-cc | 2038 | 0.16434 | 76.1439
reg | geo_advanced_95 | gas-cc | 2040 | 0.43387 | 77.4613
reg | geo_advanced_95 | gas-cc | 2042 | 0.40806 | 78.7649
reg | geo_advanced_95 | gas-cc | 2044 | 0.49289 | 80.389
reg | geo_advanced_95 | gas-cc | 2046 | 2.9757 | 84.6812
reg | geo_advanced_95 | gas-cc | 2048 | 0.54249 | 88.3999
reg | geo_advanced_95 | gas-cc | 2050 | 0.30805 | 93.0404
reg | geo_advanced_95 | gas-cc-ccs_mod_upgrade | 2010 | 0 | 40.8171
reg | geo_advanced_95 | gas-cc-ccs_mod_upgrade | 2012 | 0 | 40.5621
reg | geo_advanced_95 | gas-cc-ccs_mod_upgrade | 2014 | 0 | 41.3889
reg | geo_advanced_95 | gas-cc-ccs_mod_upgrade | 2016 | 0 | 41.7423
reg | geo_advanced_95 | gas-cc-ccs_mod_upgrade | 2018 | 0 | 43.085
reg | geo_advanced_95 | gas-cc-ccs_mod_upgrade | 2020 | 0 | 44.7394
reg | geo_advanced_95 | gas-cc-ccs_mod_upgrade | 2022 | 0 | 47.8207
reg | geo_advanced_95 | gas-cc-ccs_mod_upgrade | 2024 | 0 | 53.0657
reg | geo_advanced_95 | gas-cc-ccs_mod_upgrade | 2026 | 0 | 57.1325
reg | geo_advanced_95 | gas-cc-ccs_mod_upgrade | 2028 | 0 | 60.5584
reg | geo_advanced_95 | gas-cc-ccs_mod_upgrade | 2030 | 0 | 65.2311
reg | geo_advanced_95 | gas-cc-ccs_mod_upgrade | 2032 | 0 | 68.1505
reg | geo_advanced_95 | gas-cc-ccs_mod_upgrade | 2034 | 0 | 71.4203
reg | geo_advanced_95 | gas-cc-ccs_mod_upgrade | 2036 | 0 | 74.1436
reg | geo_advanced_95 | gas-cc-ccs_mod_upgrade | 2038 | 0 | 76.1439
reg | geo_advanced_95 | gas-cc-ccs_mod_upgrade | 2040 | 0 | 77.4613
reg | geo_advanced_95 | gas-cc-ccs_mod_upgrade | 2042 | 0 | 78.7649
reg | geo_advanced_95 | gas-cc-ccs_mod_upgrade | 2044 | 0 | 80.389
reg | geo_advanced_95 | gas-cc-ccs_mod_upgrade | 2046 | 0.27283 | 84.6812
reg | geo_advanced_95 | gas-cc-ccs_mod_upgrade | 2048 | 0.3715 | 88.3999
reg | geo_advanced_95 | gas-cc-ccs_mod_upgrade | 2050 | 0.006999 | 93.0404
reg | geo_advanced_95 | gas-ct | 2010 | 4.9761 | 40.8171
reg | geo_advanced_95 | gas-ct | 2012 | 5.6885 | 40.5621
reg | geo_advanced_95 | gas-ct | 2014 | 4.7135 | 41.3889
reg | geo_advanced_95 | gas-ct | 2016 | 4.7766 | 41.7423
reg | geo_advanced_95 | gas-ct | 2018 | 4.3773 | 43.085
reg | geo_advanced_95 | gas-ct | 2020 | 6.5947 | 44.7394
reg | geo_advanced_95 | gas-ct | 2022 | 4.0764 | 47.8207
reg | geo_advanced_95 | gas-ct | 2024 | 4.5907 | 53.0657
reg | geo_advanced_95 | gas-ct | 2026 | 4.767 | 57.1325
reg | geo_advanced_95 | gas-ct | 2028 | 3.4405 | 60.5584
reg | geo_advanced_95 | gas-ct | 2030 | 4.0098 | 65.2311
reg | geo_advanced_95 | gas-ct | 2032 | 1.8778 | 68.1505
reg | geo_advanced_95 | gas-ct | 2034 | 1.0081 | 71.4203
reg | geo_advanced_95 | gas-ct | 2036 | 0.561 | 74.1436
reg | geo_advanced_95 | gas-ct | 2038 | 0.19293 | 76.1439
reg | geo_advanced_95 | gas-ct | 2040 | 0.71861 | 77.4613
reg | geo_advanced_95 | gas-ct | 2042 | 1.0384 | 78.7649
reg | geo_advanced_95 | gas-ct | 2044 | 0.66372 | 80.389
reg | geo_advanced_95 | gas-ct | 2046 | 2.2339 | 84.6812
reg | geo_advanced_95 | gas-ct | 2048 | 2.4562 | 88.3999
reg | geo_advanced_95 | gas-ct | 2050 | 0.87811 | 93.0404
reg | geo_advanced_95 | o-g-s | 2010 | 4.2156 | 40.8171
reg | geo_advanced_95 | o-g-s | 2012 | 2.5387 | 40.5621
reg | geo_advanced_95 | o-g-s | 2014 | 3.8182 | 41.3889
reg | geo_advanced_95 | o-g-s | 2016 | 3.9128 | 41.7423
reg | geo_advanced_95 | o-g-s | 2018 | 2.5206 | 43.085
reg | geo_advanced_95 | o-g-s | 2020 | 2.38 | 44.7394
reg | geo_advanced_95 | o-g-s | 2022 | 2.9397 | 47.8207
reg | geo_advanced_95 | o-g-s | 2024 | 2.2152 | 53.0657
reg | geo_advanced_95 | o-g-s | 2026 | 1.0267 | 57.1325
reg | geo_advanced_95 | o-g-s | 2028 | 0.88055 | 60.5584
reg | geo_advanced_95 | o-g-s | 2030 | 0.40438 | 65.2311
reg | geo_advanced_95 | o-g-s | 2032 | 0.52338 | 68.1505
reg | geo_advanced_95 | o-g-s | 2034 | 0.11956 | 71.4203
reg | geo_advanced_95 | o-g-s | 2036 | 0.1487 | 74.1436
reg | geo_advanced_95 | o-g-s | 2038 | 0.03462 | 76.1439
reg | geo_advanced_95 | o-g-s | 2040 | 0.061396 | 77.4613
reg | geo_advanced_95 | o-g-s | 2042 | 0.034224 | 78.7649
reg | geo_advanced_95 | o-g-s | 2044 | 0.0024802 | 80.389
reg | geo_advanced_95 | o-g-s | 2046 | 0.05746 | 84.6812
reg | geo_advanced_95 | o-g-s | 2048 | 0.097573 | 88.3999
reg | geo_advanced_95 | o-g-s | 2050 | 0.031474 | 93.0404
reg | geo_advanced_95 | hydro | 2010 | 0.1052 | 40.8171
reg | geo_advanced_95 | hydro | 2012 | 0.050463 | 40.5621
reg | geo_advanced_95 | hydro | 2014 | 0.022246 | 41.3889
reg | geo_advanced_95 | hydro | 2016 | 0.14867 | 41.7423
reg | geo_advanced_95 | hydro | 2018 | 0.082989 | 43.085
reg | geo_advanced_95 | hydro | 2020 | 0.28172 | 44.7394
reg | geo_advanced_95 | hydro | 2022 | 0.28966 | 47.8207
reg | geo_advanced_95 | hydro | 2024 | 0.51487 | 53.0657
reg | geo_advanced_95 | hydro | 2026 | 1.6483 | 57.1325
reg | geo_advanced_95 | hydro | 2028 | 1.1702 | 60.5584
reg | geo_advanced_95 | hydro | 2030 | 2.8689 | 65.2311
reg | geo_advanced_95 | hydro | 2032 | 1.6872 | 68.1505
reg | geo_advanced_95 | hydro | 2034 | 1.0133 | 71.4203
reg | geo_advanced_95 | hydro | 2036 | 0.75092 | 74.1436
reg | geo_advanced_95 | hydro | 2038 | 0.78782 | 76.1439
reg | geo_advanced_95 | hydro | 2040 | 0.39738 | 77.4613
reg | geo_advanced_95 | hydro | 2042 | 0.21464 | 78.7649
reg | geo_advanced_95 | hydro | 2044 | 0.0054977 | 80.389
reg | geo_advanced_95 | hydro | 2046 | 0.42178 | 84.6812
reg | geo_advanced_95 | hydro | 2048 | 0.45752 | 88.3999
reg | geo_advanced_95 | hydro | 2050 | 0.316 | 93.0404
reg | geo_advanced_95 | geothermal | 2010 | 0 | 40.8171
reg | geo_advanced_95 | geothermal | 2012 | 0 | 40.5621
reg | geo_advanced_95 | geothermal | 2014 | 0 | 41.3889
reg | geo_advanced_95 | geothermal | 2016 | 0 | 41.7423
reg | geo_advanced_95 | geothermal | 2018 | 0 | 43.085
reg | geo_advanced_95 | geothermal | 2020 | 0 | 44.7394
reg | geo_advanced_95 | geothermal | 2022 | 0 | 47.8207
reg | geo_advanced_95 | geothermal | 2024 | 0 | 53.0657
reg | geo_advanced_95 | geothermal | 2026 | 0 | 57.1325
reg | geo_advanced_95 | geothermal | 2028 | 0 | 60.5584
reg | geo_advanced_95 | geothermal | 2030 | 0 | 65.2311
reg | geo_advanced_95 | geothermal | 2032 | 0 | 68.1505
reg | geo_advanced_95 | geothermal | 2034 | 0 | 71.4203
reg | geo_advanced_95 | geothermal | 2036 | 0 | 74.1436
reg | geo_advanced_95 | geothermal | 2038 | 0 | 76.1439
reg | geo_advanced_95 | geothermal | 2040 | 0 | 77.4613
reg | geo_advanced_95 | geothermal | 2042 | 0 | 78.7649
reg | geo_advanced_95 | geothermal | 2044 | 0 | 80.389
reg | geo_advanced_95 | geothermal | 2046 | 0 | 84.6812
reg | geo_advanced_95 | geothermal | 2048 | 0 | 88.3999
reg | geo_advanced_95 | geothermal | 2050 | 0 | 93.0404
reg | geo_advanced_95 | biopower | 2010 | 0.36868 | 40.8171
reg | geo_advanced_95 | biopower | 2012 | 0.27485 | 40.5621
reg | geo_advanced_95 | biopower | 2014 | 0.27531 | 41.3889
reg | geo_advanced_95 | biopower | 2016 | 0.21868 | 41.7423
reg | geo_advanced_95 | biopower | 2018 | 0.22421 | 43.085
reg | geo_advanced_95 | biopower | 2020 | 0.11074 | 44.7394
reg | geo_advanced_95 | biopower | 2022 | 0.12341 | 47.8207
reg | geo_advanced_95 | biopower | 2024 | 0.27496 | 53.0657
reg | geo_advanced_95 | biopower | 2026 | 0.20594 | 57.1325
reg | geo_advanced_95 | biopower | 2028 | 0.063763 | 60.5584
reg | geo_advanced_95 | biopower | 2030 | 0.048357 | 65.2311
reg | geo_advanced_95 | biopower | 2032 | 0.040329 | 68.1505
reg | geo_advanced_95 | biopower | 2034 | 0.0064508 | 71.4203
reg | geo_advanced_95 | biopower | 2036 | 0.011121 | 74.1436
reg | geo_advanced_95 | biopower | 2038 | 0.00088332 | 76.1439
reg | geo_advanced_95 | biopower | 2040 | 0.0074586 | 77.4613
reg | geo_advanced_95 | biopower | 2042 | 0.025135 | 78.7649
reg | geo_advanced_95 | biopower | 2044 | 0.00029652 | 80.389
reg | geo_advanced_95 | biopower | 2046 | 0.046771 | 84.6812
reg | geo_advanced_95 | biopower | 2048 | 0.032862 | 88.3999
reg | geo_advanced_95 | biopower | 2050 | 0.0033234 | 93.0404
reg | geo_advanced_95 | lfill-gas | 2010 | 0.0011658 | 40.8171
reg | geo_advanced_95 | lfill-gas | 2012 | 0 | 40.5621
reg | geo_advanced_95 | lfill-gas | 2014 | 0 | 41.3889
reg | geo_advanced_95 | lfill-gas | 2016 | 0.0039508 | 41.7423
reg | geo_advanced_95 | lfill-gas | 2018 | 0.0013439 | 43.085
reg | geo_advanced_95 | lfill-gas | 2020 | 0.0050852 | 44.7394
reg | geo_advanced_95 | lfill-gas | 2022 | 0.0043211 | 47.8207
reg | geo_advanced_95 | lfill-gas | 2024 | 0.047421 | 53.0657
reg | geo_advanced_95 | lfill-gas | 2026 | 0.016747 | 57.1325
reg | geo_advanced_95 | lfill-gas | 2028 | 0.026908 | 60.5584
reg | geo_advanced_95 | lfill-gas | 2030 | 0.037342 | 65.2311
reg | geo_advanced_95 | lfill-gas | 2032 | 0.022661 | 68.1505
reg | geo_advanced_95 | lfill-gas | 2034 | 0.016286 | 71.4203
reg | geo_advanced_95 | lfill-gas | 2036 | 0.019358 | 74.1436
reg | geo_advanced_95 | lfill-gas | 2038 | 0.021951 | 76.1439
reg | geo_advanced_95 | lfill-gas | 2040 | 5.1413e-05 | 77.4613
reg | geo_advanced_95 | lfill-gas | 2042 | 0 | 78.7649
reg | geo_advanced_95 | lfill-gas | 2044 | 0 | 80.389
reg | geo_advanced_95 | lfill-gas | 2046 | 0.0010031 | 84.6812
reg | geo_advanced_95 | lfill-gas | 2048 | 0.025147 | 88.3999
reg | geo_advanced_95 | lfill-gas | 2050 | 0.0016994 | 93.0404
reg | geo_advanced_95 | pvb | 2010 | 0 | 40.8171
reg | geo_advanced_95 | pvb | 2012 | 0.0026204 | 40.5621
reg | geo_advanced_95 | pvb | 2014 | 0.019339 | 41.3889
reg | geo_advanced_95 | pvb | 2016 | 0.46306 | 41.7423
reg | geo_advanced_95 | pvb | 2018 | 0.5903 | 43.085
reg | geo_advanced_95 | pvb | 2020 | 1.2566 | 44.7394
reg | geo_advanced_95 | pvb | 2022 | 2.6562 | 47.8207
reg | geo_advanced_95 | pvb | 2024 | 3.1898 | 53.0657
reg | geo_advanced_95 | pvb | 2026 | 2.0782 | 57.1325
reg | geo_advanced_95 | pvb | 2028 | 2.2139 | 60.5584
reg | geo_advanced_95 | pvb | 2030 | 0.95355 | 65.2311
reg | geo_advanced_95 | pvb | 2032 | 0.6469 | 68.1505
reg | geo_advanced_95 | pvb | 2034 | 0.82179 | 71.4203
reg | geo_advanced_95 | pvb | 2036 | 0.95615 | 74.1436
reg | geo_advanced_95 | pvb | 2038 | 1.46 | 76.1439
reg | geo_advanced_95 | pvb | 2040 | 1.752 | 77.4613
reg | geo_advanced_95 | pvb | 2042 | 2.7063 | 78.7649
reg | geo_advanced_95 | pvb | 2044 | 2.657 | 80.389
reg | geo_advanced_95 | pvb | 2046 | 1.8537 | 84.6812
reg | geo_advanced_95 | pvb | 2048 | 2.6625 | 88.3999
reg | geo_advanced_95 | pvb | 2050 | 2.1595 | 93.0404
reg | geo_advanced_95 | battery_2 | 2010 | 0.039212 | 40.8171
reg | geo_advanced_95 | battery_2 | 2012 | 0.17805 | 40.5621
reg | geo_advanced_95 | battery_2 | 2014 | 0.29683 | 41.3889
reg | geo_advanced_95 | battery_2 | 2016 | 0.7271 | 41.7423
reg | geo_advanced_95 | battery_2 | 2018 | 1.111 | 43.085
reg | geo_advanced_95 | battery_2 | 2020 | 1.6324 | 44.7394
reg | geo_advanced_95 | battery_2 | 2022 | 6.5895 | 47.8207
reg | geo_advanced_95 | battery_2 | 2024 | 16.1872 | 53.0657
reg | geo_advanced_95 | battery_2 | 2026 | 15.4188 | 57.1325
reg | geo_advanced_95 | battery_2 | 2028 | 17.7911 | 60.5584
reg | geo_advanced_95 | battery_2 | 2030 | 11.1753 | 65.2311
reg | geo_advanced_95 | battery_2 | 2032 | 15.0893 | 68.1505
reg | geo_advanced_95 | battery_2 | 2034 | 11.0772 | 71.4203
reg | geo_advanced_95 | battery_2 | 2036 | 9.4962 | 74.1436
reg | geo_advanced_95 | battery_2 | 2038 | 4.7722 | 76.1439
reg | geo_advanced_95 | battery_2 | 2040 | 8.6563 | 77.4613
reg | geo_advanced_95 | battery_2 | 2042 | 11.952 | 78.7649
reg | geo_advanced_95 | battery_2 | 2044 | 5.9238 | 80.389
reg | geo_advanced_95 | battery_2 | 2046 | 9.6916 | 84.6812
reg | geo_advanced_95 | battery_2 | 2048 | 6.5689 | 88.3999
reg | geo_advanced_95 | battery_2 | 2050 | 12.7233 | 93.0404
reg | geo_advanced_95 | battery_4 | 2010 | 0 | 40.8171
reg | geo_advanced_95 | battery_4 | 2012 | 0.011197 | 40.5621
reg | geo_advanced_95 | battery_4 | 2014 | 0.055916 | 41.3889
reg | geo_advanced_95 | battery_4 | 2016 | 0.5765 | 41.7423
reg | geo_advanced_95 | battery_4 | 2018 | 1.2026 | 43.085
reg | geo_advanced_95 | battery_4 | 2020 | 2.6836 | 44.7394
reg | geo_advanced_95 | battery_4 | 2022 | 3.0433 | 47.8207
reg | geo_advanced_95 | battery_4 | 2024 | 5.7126 | 53.0657
reg | geo_advanced_95 | battery_4 | 2026 | 15.377 | 57.1325
reg | geo_advanced_95 | battery_4 | 2028 | 20.1491 | 60.5584
reg | geo_advanced_95 | battery_4 | 2030 | 25.5219 | 65.2311
reg | geo_advanced_95 | battery_4 | 2032 | 30.3103 | 68.1505
reg | geo_advanced_95 | battery_4 | 2034 | 26.0156 | 71.4203
reg | geo_advanced_95 | battery_4 | 2036 | 30.4785 | 74.1436
reg | geo_advanced_95 | battery_4 | 2038 | 41.3722 | 76.1439
reg | geo_advanced_95 | battery_4 | 2040 | 38.0233 | 77.4613
reg | geo_advanced_95 | battery_4 | 2042 | 23.4744 | 78.7649
reg | geo_advanced_95 | battery_4 | 2044 | 17.0793 | 80.389
reg | geo_advanced_95 | battery_4 | 2046 | 23.9919 | 84.6812
reg | geo_advanced_95 | battery_4 | 2048 | 29.7691 | 88.3999
reg | geo_advanced_95 | battery_4 | 2050 | 25.2214 | 93.0404
reg | geo_advanced_95 | battery_6 | 2010 | 0 | 40.8171
reg | geo_advanced_95 | battery_6 | 2012 | 0 | 40.5621
reg | geo_advanced_95 | battery_6 | 2014 | 0 | 41.3889
reg | geo_advanced_95 | battery_6 | 2016 | 0 | 41.7423
reg | geo_advanced_95 | battery_6 | 2018 | 0 | 43.085
reg | geo_advanced_95 | battery_6 | 2020 | 0 | 44.7394
reg | geo_advanced_95 | battery_6 | 2022 | 0.096863 | 47.8207
reg | geo_advanced_95 | battery_6 | 2024 | 1.7684 | 53.0657
reg | geo_advanced_95 | battery_6 | 2026 | 2.0065 | 57.1325
reg | geo_advanced_95 | battery_6 | 2028 | 7.7045 | 60.5584
reg | geo_advanced_95 | battery_6 | 2030 | 15.3781 | 65.2311
reg | geo_advanced_95 | battery_6 | 2032 | 15.3177 | 68.1505
reg | geo_advanced_95 | battery_6 | 2034 | 24.3728 | 71.4203
reg | geo_advanced_95 | battery_6 | 2036 | 19.2485 | 74.1436
reg | geo_advanced_95 | battery_6 | 2038 | 18.5674 | 76.1439
reg | geo_advanced_95 | battery_6 | 2040 | 17.6718 | 77.4613
reg | geo_advanced_95 | battery_6 | 2042 | 28.8931 | 78.7649
reg | geo_advanced_95 | battery_6 | 2044 | 34.5234 | 80.389
reg | geo_advanced_95 | battery_6 | 2046 | 28.2237 | 84.6812
reg | geo_advanced_95 | battery_6 | 2048 | 33.3743 | 88.3999
reg | geo_advanced_95 | battery_6 | 2050 | 27.5759 | 93.0404
reg | geo_advanced_95 | battery_8 | 2010 | 0 | 40.8171
reg | geo_advanced_95 | battery_8 | 2012 | 0 | 40.5621
reg | geo_advanced_95 | battery_8 | 2014 | 0 | 41.3889
reg | geo_advanced_95 | battery_8 | 2016 | 0 | 41.7423
reg | geo_advanced_95 | battery_8 | 2018 | 0 | 43.085
reg | geo_advanced_95 | battery_8 | 2020 | 0 | 44.7394
reg | geo_advanced_95 | battery_8 | 2022 | 0 | 47.8207
reg | geo_advanced_95 | battery_8 | 2024 | 0 | 53.0657
reg | geo_advanced_95 | battery_8 | 2026 | 0 | 57.1325
reg | geo_advanced_95 | battery_8 | 2028 | 0 | 60.5584
reg | geo_advanced_95 | battery_8 | 2030 | 0.38884 | 65.2311
reg | geo_advanced_95 | battery_8 | 2032 | 1.1204 | 68.1505
reg | geo_advanced_95 | battery_8 | 2034 | 6.1126 | 71.4203
reg | geo_advanced_95 | battery_8 | 2036 | 12.0245 | 74.1436
reg | geo_advanced_95 | battery_8 | 2038 | 8.7696 | 76.1439
reg | geo_advanced_95 | battery_8 | 2040 | 9.739 | 77.4613
reg | geo_advanced_95 | battery_8 | 2042 | 10.0146 | 78.7649
reg | geo_advanced_95 | battery_8 | 2044 | 19.0406 | 80.389
reg | geo_advanced_95 | battery_8 | 2046 | 14.8762 | 84.6812
reg | geo_advanced_95 | battery_8 | 2048 | 11.1984 | 88.3999
reg | geo_advanced_95 | battery_8 | 2050 | 15.4817 | 93.0404
reg | geo_advanced_95 | battery_10 | 2010 | 0 | 40.8171
reg | geo_advanced_95 | battery_10 | 2012 | 0 | 40.5621
reg | geo_advanced_95 | battery_10 | 2014 | 0 | 41.3889
reg | geo_advanced_95 | battery_10 | 2016 | 0 | 41.7423
reg | geo_advanced_95 | battery_10 | 2018 | 0 | 43.085
reg | geo_advanced_95 | battery_10 | 2020 | 0 | 44.7394
reg | geo_advanced_95 | battery_10 | 2022 | 0 | 47.8207
reg | geo_advanced_95 | battery_10 | 2024 | 0 | 53.0657
reg | geo_advanced_95 | battery_10 | 2026 | 0 | 57.1325
reg | geo_advanced_95 | battery_10 | 2028 | 0 | 60.5584
reg | geo_advanced_95 | battery_10 | 2030 | 0 | 65.2311
reg | geo_advanced_95 | battery_10 | 2032 | 0 | 68.1505
reg | geo_advanced_95 | battery_10 | 2034 | 0 | 71.4203
reg | geo_advanced_95 | battery_10 | 2036 | 0 | 74.1436
reg | geo_advanced_95 | battery_10 | 2038 | 0 | 76.1439
reg | geo_advanced_95 | battery_10 | 2040 | 0 | 77.4613
reg | geo_advanced_95 | battery_10 | 2042 | 0 | 78.7649
reg | geo_advanced_95 | battery_10 | 2044 | 0 | 80.389
reg | geo_advanced_95 | battery_10 | 2046 | 0 | 84.6812
reg | geo_advanced_95 | battery_10 | 2048 | 0 | 88.3999
reg | geo_advanced_95 | battery_10 | 2050 | 8.3331 | 93.0404
reg | geo_advanced_95 | pumped-hydro | 2010 | 26.5903 | 40.8171
reg | geo_advanced_95 | pumped-hydro | 2012 | 28.9948 | 40.5621
reg | geo_advanced_95 | pumped-hydro | 2014 | 28.3565 | 41.3889
reg | geo_advanced_95 | pumped-hydro | 2016 | 29.1091 | 41.7423
reg | geo_advanced_95 | pumped-hydro | 2018 | 30.0059 | 43.085
reg | geo_advanced_95 | pumped-hydro | 2020 | 27.049 | 44.7394
reg | geo_advanced_95 | pumped-hydro | 2022 | 27.0648 | 47.8207
reg | geo_advanced_95 | pumped-hydro | 2024 | 17.6788 | 53.0657
reg | geo_advanced_95 | pumped-hydro | 2026 | 12.7116 | 57.1325
reg | geo_advanced_95 | pumped-hydro | 2028 | 4.936 | 60.5584
reg | geo_advanced_95 | pumped-hydro | 2030 | 2.7283 | 65.2311
reg | geo_advanced_95 | pumped-hydro | 2032 | 0.060983 | 68.1505
reg | geo_advanced_95 | pumped-hydro | 2034 | 0.042333 | 71.4203
reg | geo_advanced_95 | pumped-hydro | 2036 | 0 | 74.1436
reg | geo_advanced_95 | pumped-hydro | 2038 | 0 | 76.1439
reg | geo_advanced_95 | pumped-hydro | 2040 | 0 | 77.4613
reg | geo_advanced_95 | pumped-hydro | 2042 | 0 | 78.7649
reg | geo_advanced_95 | pumped-hydro | 2044 | 0 | 80.389
reg | geo_advanced_95 | pumped-hydro | 2046 | 0.00070173 | 84.6812
reg | geo_advanced_95 | pumped-hydro | 2048 | 0.3403 | 88.3999
reg | geo_advanced_95 | pumped-hydro | 2050 | 0 | 93.0404
spin | geo_advanced_95 | nuclear | 2010 | 0.30747 | 147.6224
spin | geo_advanced_95 | nuclear | 2012 | 0.53108 | 140.2441
spin | geo_advanced_95 | nuclear | 2014 | 0.33987 | 140.6068
spin | geo_advanced_95 | nuclear | 2016 | 1.0666 | 150.3831
spin | geo_advanced_95 | nuclear | 2018 | 0.87701 | 159.9948
spin | geo_advanced_95 | nuclear | 2020 | 0.91457 | 133.4357
spin | geo_advanced_95 | nuclear | 2022 | 2.3805 | 142.247
spin | geo_advanced_95 | nuclear | 2024 | 5.9849 | 136.8413
spin | geo_advanced_95 | nuclear | 2026 | 4.3117 | 160.1254
spin | geo_advanced_95 | nuclear | 2028 | 5.4134 | 149.7889
spin | geo_advanced_95 | nuclear | 2030 | 7.0556 | 153.0046
spin | geo_advanced_95 | nuclear | 2032 | 8.1236 | 158.7162
spin | geo_advanced_95 | nuclear | 2034 | 6.5222 | 212.9694
spin | geo_advanced_95 | nuclear | 2036 | 6.4142 | 165.2799
spin | geo_advanced_95 | nuclear | 2038 | 6.7985 | 189.1002
spin | geo_advanced_95 | nuclear | 2040 | 1.4551 | 177.9737
spin | geo_advanced_95 | nuclear | 2042 | 0.34183 | 184.0788
spin | geo_advanced_95 | nuclear | 2044 | 0.56378 | 229.4326
spin | geo_advanced_95 | nuclear | 2046 | 2.1218 | 193.9258
spin | geo_advanced_95 | nuclear | 2048 | 15.4703 | 229.4621
spin | geo_advanced_95 | nuclear | 2050 | 5.0481 | 221.0614
spin | geo_advanced_95 | coal | 2010 | 11.7928 | 147.6224
spin | geo_advanced_95 | coal | 2012 | 8.0011 | 140.2441
spin | geo_advanced_95 | coal | 2014 | 8.8862 | 140.6068
spin | geo_advanced_95 | coal | 2016 | 6.5226 | 150.3831
spin | geo_advanced_95 | coal | 2018 | 3.1073 | 159.9948
spin | geo_advanced_95 | coal | 2020 | 5.9593 | 133.4357
spin | geo_advanced_95 | coal | 2022 | 3.6139 | 142.247
spin | geo_advanced_95 | coal | 2024 | 6.8595 | 136.8413
spin | geo_advanced_95 | coal | 2026 | 7.8879 | 160.1254
spin | geo_advanced_95 | coal | 2028 | 7.9936 | 149.7889
spin | geo_advanced_95 | coal | 2030 | 7.913 | 153.0046
spin | geo_advanced_95 | coal | 2032 | 6.3234 | 158.7162
spin | geo_advanced_95 | coal | 2034 | 4.8673 | 212.9694
spin | geo_advanced_95 | coal | 2036 | 3.7451 | 165.2799
spin | geo_advanced_95 | coal | 2038 | 2.67 | 189.1002
spin | geo_advanced_95 | coal | 2040 | 1.7014 | 177.9737
spin | geo_advanced_95 | coal | 2042 | 2.0567 | 184.0788
spin | geo_advanced_95 | coal | 2044 | 2.4722 | 229.4326
spin | geo_advanced_95 | coal | 2046 | 3.034 | 193.9258
spin | geo_advanced_95 | coal | 2048 | 2.7944 | 229.4621
spin | geo_advanced_95 | coal | 2050 | 0 | 221.0614
spin | geo_advanced_95 | gas-cc | 2010 | 18.4244 | 147.6224
spin | geo_advanced_95 | gas-cc | 2012 | 21.6505 | 140.2441
spin | geo_advanced_95 | gas-cc | 2014 | 20.2419 | 140.6068
spin | geo_advanced_95 | gas-cc | 2016 | 21.6899 | 150.3831
spin | geo_advanced_95 | gas-cc | 2018 | 26.6527 | 159.9948
spin | geo_advanced_95 | gas-cc | 2020 | 27.3091 | 133.4357
spin | geo_advanced_95 | gas-cc | 2022 | 26.3271 | 142.247
spin | geo_advanced_95 | gas-cc | 2024 | 22.4968 | 136.8413
spin | geo_advanced_95 | gas-cc | 2026 | 24.5189 | 160.1254
spin | geo_advanced_95 | gas-cc | 2028 | 21.4365 | 149.7889
spin | geo_advanced_95 | gas-cc | 2030 | 21.3402 | 153.0046
spin | geo_advanced_95 | gas-cc | 2032 | 14.4374 | 158.7162
spin | geo_advanced_95 | gas-cc | 2034 | 9.9758 | 212.9694
spin | geo_advanced_95 | gas-cc | 2036 | 7.4569 | 165.2799
spin | geo_advanced_95 | gas-cc | 2038 | 6.1961 | 189.1002
spin | geo_advanced_95 | gas-cc | 2040 | 6.4278 | 177.9737
spin | geo_advanced_95 | gas-cc | 2042 | 7.1794 | 184.0788
spin | geo_advanced_95 | gas-cc | 2044 | 8.4525 | 229.4326
spin | geo_advanced_95 | gas-cc | 2046 | 9.5986 | 193.9258
spin | geo_advanced_95 | gas-cc | 2048 | 5.85 | 229.4621
spin | geo_advanced_95 | gas-cc | 2050 | 3.1258 | 221.0614
spin | geo_advanced_95 | gas-cc-ccs_mod_upgrade | 2010 | 0 | 147.6224
spin | geo_advanced_95 | gas-cc-ccs_mod_upgrade | 2012 | 0 | 140.2441
spin | geo_advanced_95 | gas-cc-ccs_mod_upgrade | 2014 | 0 | 140.6068
spin | geo_advanced_95 | gas-cc-ccs_mod_upgrade | 2016 | 0 | 150.3831
spin | geo_advanced_95 | gas-cc-ccs_mod_upgrade | 2018 | 0 | 159.9948
spin | geo_advanced_95 | gas-cc-ccs_mod_upgrade | 2020 | 0 | 133.4357
spin | geo_advanced_95 | gas-cc-ccs_mod_upgrade | 2022 | 0 | 142.247
spin | geo_advanced_95 | gas-cc-ccs_mod_upgrade | 2024 | 0 | 136.8413
spin | geo_advanced_95 | gas-cc-ccs_mod_upgrade | 2026 | 0 | 160.1254
spin | geo_advanced_95 | gas-cc-ccs_mod_upgrade | 2028 | 0 | 149.7889
spin | geo_advanced_95 | gas-cc-ccs_mod_upgrade | 2030 | 0 | 153.0046
spin | geo_advanced_95 | gas-cc-ccs_mod_upgrade | 2032 | 0 | 158.7162
spin | geo_advanced_95 | gas-cc-ccs_mod_upgrade | 2034 | 0 | 212.9694
spin | geo_advanced_95 | gas-cc-ccs_mod_upgrade | 2036 | 0 | 165.2799
spin | geo_advanced_95 | gas-cc-ccs_mod_upgrade | 2038 | 0 | 189.1002
spin | geo_advanced_95 | gas-cc-ccs_mod_upgrade | 2040 | 0 | 177.9737
spin | geo_advanced_95 | gas-cc-ccs_mod_upgrade | 2042 | 0 | 184.0788
spin | geo_advanced_95 | gas-cc-ccs_mod_upgrade | 2044 | 0.0418 | 229.4326
spin | geo_advanced_95 | gas-cc-ccs_mod_upgrade | 2046 | 0.81489 | 193.9258
spin | geo_advanced_95 | gas-cc-ccs_mod_upgrade | 2048 | 1.0727 | 229.4621
spin | geo_advanced_95 | gas-cc-ccs_mod_upgrade | 2050 | 0.95763 | 221.0614
spin | geo_advanced_95 | gas-ct | 2010 | 0.21243 | 147.6224
spin | geo_advanced_95 | gas-ct | 2012 | 0.42426 | 140.2441
spin | geo_advanced_95 | gas-ct | 2014 | 0.23661 | 140.6068
spin | geo_advanced_95 | gas-ct | 2016 | 0.42907 | 150.3831
spin | geo_advanced_95 | gas-ct | 2018 | 1.191 | 159.9948
spin | geo_advanced_95 | gas-ct | 2020 | 2.3225 | 133.4357
spin | geo_advanced_95 | gas-ct | 2022 | 0.48933 | 142.247
spin | geo_advanced_95 | gas-ct | 2024 | 0.099992 | 136.8413
spin | geo_advanced_95 | gas-ct | 2026 | 0.21391 | 160.1254
spin | geo_advanced_95 | gas-ct | 2028 | 0.24741 | 149.7889
spin | geo_advanced_95 | gas-ct | 2030 | 0.12452 | 153.0046
spin | geo_advanced_95 | gas-ct | 2032 | 0.053794 | 158.7162
spin | geo_advanced_95 | gas-ct | 2034 | 0.16091 | 212.9694
spin | geo_advanced_95 | gas-ct | 2036 | 0.066195 | 165.2799
spin | geo_advanced_95 | gas-ct | 2038 | 0.043511 | 189.1002
spin | geo_advanced_95 | gas-ct | 2040 | 0.018646 | 177.9737
spin | geo_advanced_95 | gas-ct | 2042 | 0.047767 | 184.0788
spin | geo_advanced_95 | gas-ct | 2044 | 0.050861 | 229.4326
spin | geo_advanced_95 | gas-ct | 2046 | 0.5408 | 193.9258
spin | geo_advanced_95 | gas-ct | 2048 | 0.92145 | 229.4621
spin | geo_advanced_95 | gas-ct | 2050 | 0.43243 | 221.0614
spin | geo_advanced_95 | o-g-s | 2010 | 0.85369 | 147.6224
spin | geo_advanced_95 | o-g-s | 2012 | 2.3237 | 140.2441
spin | geo_advanced_95 | o-g-s | 2014 | 0.67474 | 140.6068
spin | geo_advanced_95 | o-g-s | 2016 | 2.4464 | 150.3831
spin | geo_advanced_95 | o-g-s | 2018 | 0.50806 | 159.9948
spin | geo_advanced_95 | o-g-s | 2020 | 0.7379 | 133.4357
spin | geo_advanced_95 | o-g-s | 2022 | 0.23663 | 142.247
spin | geo_advanced_95 | o-g-s | 2024 | 0.27229 | 136.8413
spin | geo_advanced_95 | o-g-s | 2026 | 0.28989 | 160.1254
spin | geo_advanced_95 | o-g-s | 2028 | 0.052684 | 149.7889
spin | geo_advanced_95 | o-g-s | 2030 | 0.032546 | 153.0046
spin | geo_advanced_95 | o-g-s | 2032 | 0.070571 | 158.7162
spin | geo_advanced_95 | o-g-s | 2034 | 0.048829 | 212.9694
spin | geo_advanced_95 | o-g-s | 2036 | 0.0066466 | 165.2799
spin | geo_advanced_95 | o-g-s | 2038 | 0.0055902 | 189.1002
spin | geo_advanced_95 | o-g-s | 2040 | 0.040212 | 177.9737
spin | geo_advanced_95 | o-g-s | 2042 | 0.023982 | 184.0788
spin | geo_advanced_95 | o-g-s | 2044 | 0.014123 | 229.4326
spin | geo_advanced_95 | o-g-s | 2046 | 0.051552 | 193.9258
spin | geo_advanced_95 | o-g-s | 2048 | 0.095945 | 229.4621
spin | geo_advanced_95 | o-g-s | 2050 | 0.0043058 | 221.0614
spin | geo_advanced_95 | hydro | 2010 | 56.7298 | 147.6224
spin | geo_advanced_95 | hydro | 2012 | 45.9307 | 140.2441
spin | geo_advanced_95 | hydro | 2014 | 53.9157 | 140.6068
spin | geo_advanced_95 | hydro | 2016 | 58.662 | 150.3831
spin | geo_advanced_95 | hydro | 2018 | 58.1431 | 159.9948
spin | geo_advanced_95 | hydro | 2020 | 51.5945 | 133.4357
spin | geo_advanced_95 | hydro | 2022 | 50.5947 | 142.247
spin | geo_advanced_95 | hydro | 2024 | 53.5823 | 136.8413
spin | geo_advanced_95 | hydro | 2026 | 54.8777 | 160.1254
spin | geo_advanced_95 | hydro | 2028 | 45.5235 | 149.7889
spin | geo_advanced_95 | hydro | 2030 | 42.4143 | 153.0046
spin | geo_advanced_95 | hydro | 2032 | 46.9132 | 158.7162
spin | geo_advanced_95 | hydro | 2034 | 54.9866 | 212.9694
spin | geo_advanced_95 | hydro | 2036 | 39.6985 | 165.2799
spin | geo_advanced_95 | hydro | 2038 | 40.5249 | 189.1002
spin | geo_advanced_95 | hydro | 2040 | 34.5481 | 177.9737
spin | geo_advanced_95 | hydro | 2042 | 37.2464 | 184.0788
spin | geo_advanced_95 | hydro | 2044 | 39.3954 | 229.4326
spin | geo_advanced_95 | hydro | 2046 | 34.748 | 193.9258
spin | geo_advanced_95 | hydro | 2048 | 42.9778 | 229.4621
spin | geo_advanced_95 | hydro | 2050 | 41.5084 | 221.0614
spin | geo_advanced_95 | geothermal | 2010 | 0 | 147.6224
spin | geo_advanced_95 | geothermal | 2012 | 0 | 140.2441
spin | geo_advanced_95 | geothermal | 2014 | 0 | 140.6068
spin | geo_advanced_95 | geothermal | 2016 | 0 | 150.3831
spin | geo_advanced_95 | geothermal | 2018 | 0 | 159.9948
spin | geo_advanced_95 | geothermal | 2020 | 0 | 133.4357
spin | geo_advanced_95 | geothermal | 2022 | 0 | 142.247
spin | geo_advanced_95 | geothermal | 2024 | 0 | 136.8413
spin | geo_advanced_95 | geothermal | 2026 | 0 | 160.1254
spin | geo_advanced_95 | geothermal | 2028 | 0 | 149.7889
spin | geo_advanced_95 | geothermal | 2030 | 0 | 153.0046
spin | geo_advanced_95 | geothermal | 2032 | 0.010092 | 158.7162
spin | geo_advanced_95 | geothermal | 2034 | 0.0011699 | 212.9694
spin | geo_advanced_95 | geothermal | 2036 | 0.014845 | 165.2799
spin | geo_advanced_95 | geothermal | 2038 | 0.0013468 | 189.1002
spin | geo_advanced_95 | geothermal | 2040 | 0 | 177.9737
spin | geo_advanced_95 | geothermal | 2042 | 0 | 184.0788
spin | geo_advanced_95 | geothermal | 2044 | 0 | 229.4326
spin | geo_advanced_95 | geothermal | 2046 | 0.98751 | 193.9258
spin | geo_advanced_95 | geothermal | 2048 | 0.10388 | 229.4621
spin | geo_advanced_95 | geothermal | 2050 | 1.5841 | 221.0614
spin | geo_advanced_95 | biopower | 2010 | 1.0749 | 147.6224
spin | geo_advanced_95 | biopower | 2012 | 0.94218 | 140.2441
spin | geo_advanced_95 | biopower | 2014 | 0.88861 | 140.6068
spin | geo_advanced_95 | biopower | 2016 | 0.90169 | 150.3831
spin | geo_advanced_95 | biopower | 2018 | 0.81847 | 159.9948
spin | geo_advanced_95 | biopower | 2020 | 0.5149 | 133.4357
spin | geo_advanced_95 | biopower | 2022 | 0.84705 | 142.247
spin | geo_advanced_95 | biopower | 2024 | 0.8259 | 136.8413
spin | geo_advanced_95 | biopower | 2026 | 0.6138 | 160.1254
spin | geo_advanced_95 | biopower | 2028 | 0.24671 | 149.7889
spin | geo_advanced_95 | biopower | 2030 | 0.27237 | 153.0046
spin | geo_advanced_95 | biopower | 2032 | 0.17671 | 158.7162
spin | geo_advanced_95 | biopower | 2034 | 0.072938 | 212.9694
spin | geo_advanced_95 | biopower | 2036 | 0.12799 | 165.2799
spin | geo_advanced_95 | biopower | 2038 | 0.078243 | 189.1002
spin | geo_advanced_95 | biopower | 2040 | 0.054977 | 177.9737
spin | geo_advanced_95 | biopower | 2042 | 0.08972 | 184.0788
spin | geo_advanced_95 | biopower | 2044 | 0.084096 | 229.4326
spin | geo_advanced_95 | biopower | 2046 | 0.0724 | 193.9258
spin | geo_advanced_95 | biopower | 2048 | 0.12088 | 229.4621
spin | geo_advanced_95 | biopower | 2050 | 0.098243 | 221.0614
spin | geo_advanced_95 | lfill-gas | 2010 | 0.0023316 | 147.6224
spin | geo_advanced_95 | lfill-gas | 2012 | 0.026723 | 140.2441
spin | geo_advanced_95 | lfill-gas | 2014 | 0.0034246 | 140.6068
spin | geo_advanced_95 | lfill-gas | 2016 | 0.027133 | 150.3831
spin | geo_advanced_95 | lfill-gas | 2018 | 0.023624 | 159.9948
spin | geo_advanced_95 | lfill-gas | 2020 | 0.072227 | 133.4357
spin | geo_advanced_95 | lfill-gas | 2022 | 0.028679 | 142.247
spin | geo_advanced_95 | lfill-gas | 2024 | 0.076183 | 136.8413
spin | geo_advanced_95 | lfill-gas | 2026 | 0.032971 | 160.1254
spin | geo_advanced_95 | lfill-gas | 2028 | 0.046903 | 149.7889
spin | geo_advanced_95 | lfill-gas | 2030 | 0.083259 | 153.0046
spin | geo_advanced_95 | lfill-gas | 2032 | 0.060931 | 158.7162
spin | geo_advanced_95 | lfill-gas | 2034 | 0.043117 | 212.9694
spin | geo_advanced_95 | lfill-gas | 2036 | 0.053209 | 165.2799
spin | geo_advanced_95 | lfill-gas | 2038 | 0.035378 | 189.1002
spin | geo_advanced_95 | lfill-gas | 2040 | 0.010359 | 177.9737
spin | geo_advanced_95 | lfill-gas | 2042 | 0.0062201 | 184.0788
spin | geo_advanced_95 | lfill-gas | 2044 | 0.00059829 | 229.4326
spin | geo_advanced_95 | lfill-gas | 2046 | 0.038429 | 193.9258
spin | geo_advanced_95 | lfill-gas | 2048 | 0.10564 | 229.4621
spin | geo_advanced_95 | lfill-gas | 2050 | 0.12823 | 221.0614
spin | geo_advanced_95 | pvb | 2010 | 0 | 147.6224
spin | geo_advanced_95 | pvb | 2012 | 0 | 140.2441
spin | geo_advanced_95 | pvb | 2014 | 0.0015423 | 140.6068
spin | geo_advanced_95 | pvb | 2016 | 0.0018767 | 150.3831
spin | geo_advanced_95 | pvb | 2018 | 0.014953 | 159.9948
spin | geo_advanced_95 | pvb | 2020 | 0.053617 | 133.4357
spin | geo_advanced_95 | pvb | 2022 | 0.022295 | 142.247
spin | geo_advanced_95 | pvb | 2024 | 0.7083 | 136.8413
spin | geo_advanced_95 | pvb | 2026 | 0.41234 | 160.1254
spin | geo_advanced_95 | pvb | 2028 | 0.076675 | 149.7889
spin | geo_advanced_95 | pvb | 2030 | 0.17923 | 153.0046
spin | geo_advanced_95 | pvb | 2032 | 0.099206 | 158.7162
spin | geo_advanced_95 | pvb | 2034 | 0.31634 | 212.9694
spin | geo_advanced_95 | pvb | 2036 | 0.42024 | 165.2799
spin | geo_advanced_95 | pvb | 2038 | 0.22754 | 189.1002
spin | geo_advanced_95 | pvb | 2040 | 0.85667 | 177.9737
spin | geo_advanced_95 | pvb | 2042 | 1.1908 | 184.0788
spin | geo_advanced_95 | pvb | 2044 | 2.9707 | 229.4326
spin | geo_advanced_95 | pvb | 2046 | 2.6341 | 193.9258
spin | geo_advanced_95 | pvb | 2048 | 1.403 | 229.4621
spin | geo_advanced_95 | pvb | 2050 | 1.4088 | 221.0614
spin | geo_advanced_95 | battery_2 | 2010 | 0.00019611 | 147.6224
spin | geo_advanced_95 | battery_2 | 2012 | 0.0024121 | 140.2441
spin | geo_advanced_95 | battery_2 | 2014 | 0.0071049 | 140.6068
spin | geo_advanced_95 | battery_2 | 2016 | 0.22697 | 150.3831
spin | geo_advanced_95 | battery_2 | 2018 | 0.17572 | 159.9948
spin | geo_advanced_95 | battery_2 | 2020 | 0.16337 | 133.4357
spin | geo_advanced_95 | battery_2 | 2022 | 0.1908 | 142.247
spin | geo_advanced_95 | battery_2 | 2024 | 1.2525 | 136.8413
spin | geo_advanced_95 | battery_2 | 2026 | 1.7167 | 160.1254
spin | geo_advanced_95 | battery_2 | 2028 | 1.3865 | 149.7889
spin | geo_advanced_95 | battery_2 | 2030 | 2.5219 | 153.0046
spin | geo_advanced_95 | battery_2 | 2032 | 3.6317 | 158.7162
spin | geo_advanced_95 | battery_2 | 2034 | 2.9758 | 212.9694
spin | geo_advanced_95 | battery_2 | 2036 | 3.2056 | 165.2799
spin | geo_advanced_95 | battery_2 | 2038 | 2.0933 | 189.1002
spin | geo_advanced_95 | battery_2 | 2040 | 3.2737 | 177.9737
spin | geo_advanced_95 | battery_2 | 2042 | 3.2055 | 184.0788
spin | geo_advanced_95 | battery_2 | 2044 | 2.457 | 229.4326
spin | geo_advanced_95 | battery_2 | 2046 | 3.7107 | 193.9258
spin | geo_advanced_95 | battery_2 | 2048 | 5.2175 | 229.4621
spin | geo_advanced_95 | battery_2 | 2050 | 2.6869 | 221.0614
spin | geo_advanced_95 | battery_4 | 2010 | 0 | 147.6224
spin | geo_advanced_95 | battery_4 | 2012 | 0 | 140.2441
spin | geo_advanced_95 | battery_4 | 2014 | 0 | 140.6068
spin | geo_advanced_95 | battery_4 | 2016 | 0 | 150.3831
spin | geo_advanced_95 | battery_4 | 2018 | 0 | 159.9948
spin | geo_advanced_95 | battery_4 | 2020 | 0 | 133.4357
spin | geo_advanced_95 | battery_4 | 2022 | 0.26846 | 142.247
spin | geo_advanced_95 | battery_4 | 2024 | 1.6062 | 136.8413
spin | geo_advanced_95 | battery_4 | 2026 | 6.4742 | 160.1254
spin | geo_advanced_95 | battery_4 | 2028 | 13.5659 | 149.7889
spin | geo_advanced_95 | battery_4 | 2030 | 15.6359 | 153.0046
spin | geo_advanced_95 | battery_4 | 2032 | 21.8884 | 158.7162
spin | geo_advanced_95 | battery_4 | 2034 | 33.5225 | 212.9694
spin | geo_advanced_95 | battery_4 | 2036 | 26.9484 | 165.2799
spin | geo_advanced_95 | battery_4 | 2038 | 31.2565 | 189.1002
spin | geo_advanced_95 | battery_4 | 2040 | 38.1941 | 177.9737
spin | geo_advanced_95 | battery_4 | 2042 | 31.1431 | 184.0788
spin | geo_advanced_95 | battery_4 | 2044 | 31.4979 | 229.4326
spin | geo_advanced_95 | battery_4 | 2046 | 36.8202 | 193.9258
spin | geo_advanced_95 | battery_4 | 2048 | 44.1645 | 229.4621
spin | geo_advanced_95 | battery_4 | 2050 | 50.247 | 221.0614
spin | geo_advanced_95 | battery_6 | 2010 | 0 | 147.6224
spin | geo_advanced_95 | battery_6 | 2012 | 0 | 140.2441
spin | geo_advanced_95 | battery_6 | 2014 | 0 | 140.6068
spin | geo_advanced_95 | battery_6 | 2016 | 0 | 150.3831
spin | geo_advanced_95 | battery_6 | 2018 | 0 | 159.9948
spin | geo_advanced_95 | battery_6 | 2020 | 0 | 133.4357
spin | geo_advanced_95 | battery_6 | 2022 | 0.025229 | 142.247
spin | geo_advanced_95 | battery_6 | 2024 | 0.22025 | 136.8413
spin | geo_advanced_95 | battery_6 | 2026 | 0.40307 | 160.1254
spin | geo_advanced_95 | battery_6 | 2028 | 1.4 | 149.7889
spin | geo_advanced_95 | battery_6 | 2030 | 7.2143 | 153.0046
spin | geo_advanced_95 | battery_6 | 2032 | 10.4278 | 158.7162
spin | geo_advanced_95 | battery_6 | 2034 | 31.415 | 212.9694
spin | geo_advanced_95 | battery_6 | 2036 | 22.2705 | 165.2799
spin | geo_advanced_95 | battery_6 | 2038 | 32.4267 | 189.1002
spin | geo_advanced_95 | battery_6 | 2040 | 23.2813 | 177.9737
spin | geo_advanced_95 | battery_6 | 2042 | 29.6115 | 184.0788
spin | geo_advanced_95 | battery_6 | 2044 | 37.163 | 229.4326
spin | geo_advanced_95 | battery_6 | 2046 | 25.9136 | 193.9258
spin | geo_advanced_95 | battery_6 | 2048 | 36.5128 | 229.4621
spin | geo_advanced_95 | battery_6 | 2050 | 32.6641 | 221.0614
spin | geo_advanced_95 | battery_8 | 2010 | 0 | 147.6224
spin | geo_advanced_95 | battery_8 | 2012 | 0 | 140.2441
spin | geo_advanced_95 | battery_8 | 2014 | 0 | 140.6068
spin | geo_advanced_95 | battery_8 | 2016 | 0 | 150.3831
spin | geo_advanced_95 | battery_8 | 2018 | 0 | 159.9948
spin | geo_advanced_95 | battery_8 | 2020 | 0 | 133.4357
spin | geo_advanced_95 | battery_8 | 2022 | 0 | 142.247
spin | geo_advanced_95 | battery_8 | 2024 | 0 | 136.8413
spin | geo_advanced_95 | battery_8 | 2026 | 0 | 160.1254
spin | geo_advanced_95 | battery_8 | 2028 | 0 | 149.7889
spin | geo_advanced_95 | battery_8 | 2030 | 0.022705 | 153.0046
spin | geo_advanced_95 | battery_8 | 2032 | 1.6866 | 158.7162
spin | geo_advanced_95 | battery_8 | 2034 | 5.0604 | 212.9694
spin | geo_advanced_95 | battery_8 | 2036 | 9.9878 | 165.2799
spin | geo_advanced_95 | battery_8 | 2038 | 12.1943 | 189.1002
spin | geo_advanced_95 | battery_8 | 2040 | 18.6848 | 177.9737
spin | geo_advanced_95 | battery_8 | 2042 | 20.9774 | 184.0788
spin | geo_advanced_95 | battery_8 | 2044 | 35.6249 | 229.4326
spin | geo_advanced_95 | battery_8 | 2046 | 21.5752 | 193.9258
spin | geo_advanced_95 | battery_8 | 2048 | 20.6712 | 229.4621
spin | geo_advanced_95 | battery_8 | 2050 | 27.2252 | 221.0614
spin | geo_advanced_95 | battery_10 | 2010 | 0 | 147.6224
spin | geo_advanced_95 | battery_10 | 2012 | 0 | 140.2441
spin | geo_advanced_95 | battery_10 | 2014 | 0 | 140.6068
spin | geo_advanced_95 | battery_10 | 2016 | 0 | 150.3831
spin | geo_advanced_95 | battery_10 | 2018 | 0 | 159.9948
spin | geo_advanced_95 | battery_10 | 2020 | 0 | 133.4357
spin | geo_advanced_95 | battery_10 | 2022 | 0 | 142.247
spin | geo_advanced_95 | battery_10 | 2024 | 0 | 136.8413
spin | geo_advanced_95 | battery_10 | 2026 | 0 | 160.1254
spin | geo_advanced_95 | battery_10 | 2028 | 0 | 149.7889
spin | geo_advanced_95 | battery_10 | 2030 | 0 | 153.0046
spin | geo_advanced_95 | battery_10 | 2032 | 0 | 158.7162
spin | geo_advanced_95 | battery_10 | 2034 | 0 | 212.9694
spin | geo_advanced_95 | battery_10 | 2036 | 0 | 165.2799
spin | geo_advanced_95 | battery_10 | 2038 | 0 | 189.1002
spin | geo_advanced_95 | battery_10 | 2040 | 0 | 177.9737
spin | geo_advanced_95 | battery_10 | 2042 | 0 | 184.0788
spin | geo_advanced_95 | battery_10 | 2044 | 0 | 229.4326
spin | geo_advanced_95 | battery_10 | 2046 | 0 | 193.9258
spin | geo_advanced_95 | battery_10 | 2048 | 0 | 229.4621
spin | geo_advanced_95 | battery_10 | 2050 | 5.4769 | 221.0614
spin | geo_advanced_95 | pumped-hydro | 2010 | 58.2243 | 147.6224
spin | geo_advanced_95 | pumped-hydro | 2012 | 60.4114 | 140.2441
spin | geo_advanced_95 | pumped-hydro | 2014 | 55.4111 | 140.6068
spin | geo_advanced_95 | pumped-hydro | 2016 | 58.4088 | 150.3831
spin | geo_advanced_95 | pumped-hydro | 2018 | 68.4828 | 159.9948
spin | geo_advanced_95 | pumped-hydro | 2020 | 43.7936 | 133.4357
spin | geo_advanced_95 | pumped-hydro | 2022 | 57.2223 | 142.247
spin | geo_advanced_95 | pumped-hydro | 2024 | 42.8561 | 136.8413
spin | geo_advanced_95 | pumped-hydro | 2026 | 58.3724 | 160.1254
spin | geo_advanced_95 | pumped-hydro | 2028 | 52.399 | 149.7889
spin | geo_advanced_95 | pumped-hydro | 2030 | 48.1948 | 153.0046
spin | geo_advanced_95 | pumped-hydro | 2032 | 44.8128 | 158.7162
spin | geo_advanced_95 | pumped-hydro | 2034 | 63.0005 | 212.9694
spin | geo_advanced_95 | pumped-hydro | 2036 | 44.8635 | 165.2799
spin | geo_advanced_95 | pumped-hydro | 2038 | 54.5481 | 189.1002
spin | geo_advanced_95 | pumped-hydro | 2040 | 49.4263 | 177.9737
spin | geo_advanced_95 | pumped-hydro | 2042 | 50.9585 | 184.0788
spin | geo_advanced_95 | pumped-hydro | 2044 | 68.6438 | 229.4326
spin | geo_advanced_95 | pumped-hydro | 2046 | 51.264 | 193.9258
spin | geo_advanced_95 | pumped-hydro | 2048 | 51.98 | 229.4621
spin | geo_advanced_95 | pumped-hydro | 2050 | 48.4653 | 221.0614

## 10_Final OpRes by timeslice (GW
ortype | scenario | tech | timeslice | Reserves (GW) | Net Level Reserves (GW)
flex | geo_advanced_95 | nuclear | h01 (Summer 10pm-6am) | 0 | 34.599
flex | geo_advanced_95 | nuclear | h02 (Summer 6am-1pm) | 0 | 64.0874
flex | geo_advanced_95 | nuclear | h03 (Summer 1pm-5pm) | 0.17774 | 67.5159
flex | geo_advanced_95 | nuclear | h04 (Summer 5pm-10pm) | 0 | 79.9312
flex | geo_advanced_95 | nuclear | h05 (Fall 10pm-6am) | 0 | 35.3586
flex | geo_advanced_95 | nuclear | h06 (Fall 6am-1pm) | 0 | 71.4431
flex | geo_advanced_95 | nuclear | h07 (Fall 1pm-5pm) | 0 | 73.5931
flex | geo_advanced_95 | nuclear | h08 (Fall 5pm-10pm) | 0 | 82.6863
flex | geo_advanced_95 | nuclear | h09 (Winter 10pm-6am) | 0.77461 | 40.2288
flex | geo_advanced_95 | nuclear | h10 (Winter 6am-1pm) | 1.0615 | 78.1864
flex | geo_advanced_95 | nuclear | h11 (Winter 1pm-5pm) | 1.0748 | 76.7113
flex | geo_advanced_95 | nuclear | h12 (Winter 5pm-10pm) | 1.0673 | 88.3499
flex | geo_advanced_95 | nuclear | h13 (Spring 10pm-6am) | 0.72881 | 38.6902
flex | geo_advanced_95 | nuclear | h14 (Spring 6am-1pm) | 8.7501 | 72.2227
flex | geo_advanced_95 | nuclear | h15 (Spring 1pm-5pm) | 3.8527 | 74.4837
flex | geo_advanced_95 | nuclear | h16 (Spring 5pm-10pm) | 5.0821 | 85.8282
flex | geo_advanced_95 | nuclear | h17 (Summer Peak) | 0 | 66.2555
flex | geo_advanced_95 | coal | h01 (Summer 10pm-6am) | 0 | 34.599
flex | geo_advanced_95 | coal | h02 (Summer 6am-1pm) | 0 | 64.0874
flex | geo_advanced_95 | coal | h03 (Summer 1pm-5pm) | 0 | 67.5159
flex | geo_advanced_95 | coal | h04 (Summer 5pm-10pm) | 0 | 79.9312
flex | geo_advanced_95 | coal | h05 (Fall 10pm-6am) | 0 | 35.3586
flex | geo_advanced_95 | coal | h06 (Fall 6am-1pm) | 0 | 71.4431
flex | geo_advanced_95 | coal | h07 (Fall 1pm-5pm) | 0 | 73.5931
flex | geo_advanced_95 | coal | h08 (Fall 5pm-10pm) | 0 | 82.6863
flex | geo_advanced_95 | coal | h09 (Winter 10pm-6am) | 0 | 40.2288
flex | geo_advanced_95 | coal | h10 (Winter 6am-1pm) | 0 | 78.1864
flex | geo_advanced_95 | coal | h11 (Winter 1pm-5pm) | 0 | 76.7113
flex | geo_advanced_95 | coal | h12 (Winter 5pm-10pm) | 0 | 88.3499
flex | geo_advanced_95 | coal | h13 (Spring 10pm-6am) | 0 | 38.6902
flex | geo_advanced_95 | coal | h14 (Spring 6am-1pm) | 0 | 72.2227
flex | geo_advanced_95 | coal | h15 (Spring 1pm-5pm) | 0 | 74.4837
flex | geo_advanced_95 | coal | h16 (Spring 5pm-10pm) | 0 | 85.8282
flex | geo_advanced_95 | coal | h17 (Summer Peak) | 0 | 66.2555
flex | geo_advanced_95 | gas-cc | h01 (Summer 10pm-6am) | 10.2801 | 34.599
flex | geo_advanced_95 | gas-cc | h02 (Summer 6am-1pm) | 11.9169 | 64.0874
flex | geo_advanced_95 | gas-cc | h03 (Summer 1pm-5pm) | 5.7904 | 67.5159
flex | geo_advanced_95 | gas-cc | h04 (Summer 5pm-10pm) | 11.0198 | 79.9312
flex | geo_advanced_95 | gas-cc | h05 (Fall 10pm-6am) | 4.0482 | 35.3586
flex | geo_advanced_95 | gas-cc | h06 (Fall 6am-1pm) | 6.839 | 71.4431
flex | geo_advanced_95 | gas-cc | h07 (Fall 1pm-5pm) | 4.1014 | 73.5931
flex | geo_advanced_95 | gas-cc | h08 (Fall 5pm-10pm) | 4.9488 | 82.6863
flex | geo_advanced_95 | gas-cc | h09 (Winter 10pm-6am) | 6.7245 | 40.2288
flex | geo_advanced_95 | gas-cc | h10 (Winter 6am-1pm) | 7.5468 | 78.1864
flex | geo_advanced_95 | gas-cc | h11 (Winter 1pm-5pm) | 3.9422 | 76.7113
flex | geo_advanced_95 | gas-cc | h12 (Winter 5pm-10pm) | 6.8574 | 88.3499
flex | geo_advanced_95 | gas-cc | h13 (Spring 10pm-6am) | 0 | 38.6902
flex | geo_advanced_95 | gas-cc | h14 (Spring 6am-1pm) | 0 | 72.2227
flex | geo_advanced_95 | gas-cc | h15 (Spring 1pm-5pm) | 0 | 74.4837
flex | geo_advanced_95 | gas-cc | h16 (Spring 5pm-10pm) | 0 | 85.8282
flex | geo_advanced_95 | gas-cc | h17 (Summer Peak) | 9.8349 | 66.2555
flex | geo_advanced_95 | gas-cc-ccs_mod_upgrade | h01 (Summer 10pm-6am) | 0.2665 | 34.599
flex | geo_advanced_95 | gas-cc-ccs_mod_upgrade | h02 (Summer 6am-1pm) | 5.3356 | 64.0874
flex | geo_advanced_95 | gas-cc-ccs_mod_upgrade | h03 (Summer 1pm-5pm) | 2.5751 | 67.5159
flex | geo_advanced_95 | gas-cc-ccs_mod_upgrade | h04 (Summer 5pm-10pm) | 5.3314 | 79.9312
flex | geo_advanced_95 | gas-cc-ccs_mod_upgrade | h05 (Fall 10pm-6am) | 0.63348 | 35.3586
flex | geo_advanced_95 | gas-cc-ccs_mod_upgrade | h06 (Fall 6am-1pm) | 0.70947 | 71.4431
flex | geo_advanced_95 | gas-cc-ccs_mod_upgrade | h07 (Fall 1pm-5pm) | 0.63462 | 73.5931
flex | geo_advanced_95 | gas-cc-ccs_mod_upgrade | h08 (Fall 5pm-10pm) | 0.66223 | 82.6863
flex | geo_advanced_95 | gas-cc-ccs_mod_upgrade | h09 (Winter 10pm-6am) | 0 | 40.2288
flex | geo_advanced_95 | gas-cc-ccs_mod_upgrade | h10 (Winter 6am-1pm) | 1.5832 | 78.1864
flex | geo_advanced_95 | gas-cc-ccs_mod_upgrade | h11 (Winter 1pm-5pm) | 0 | 76.7113
flex | geo_advanced_95 | gas-cc-ccs_mod_upgrade | h12 (Winter 5pm-10pm) | 0 | 88.3499
flex | geo_advanced_95 | gas-cc-ccs_mod_upgrade | h13 (Spring 10pm-6am) | 0 | 38.6902
flex | geo_advanced_95 | gas-cc-ccs_mod_upgrade | h14 (Spring 6am-1pm) | 0 | 72.2227
flex | geo_advanced_95 | gas-cc-ccs_mod_upgrade | h15 (Spring 1pm-5pm) | 0 | 74.4837
flex | geo_advanced_95 | gas-cc-ccs_mod_upgrade | h16 (Spring 5pm-10pm) | 0 | 85.8282
flex | geo_advanced_95 | gas-cc-ccs_mod_upgrade | h17 (Summer Peak) | 5.4497 | 66.2555
flex | geo_advanced_95 | gas-ct | h01 (Summer 10pm-6am) | 7.1539 | 34.599
flex | geo_advanced_95 | gas-ct | h02 (Summer 6am-1pm) | 14.6252 | 64.0874
flex | geo_advanced_95 | gas-ct | h03 (Summer 1pm-5pm) | 3.7415 | 67.5159
flex | geo_advanced_95 | gas-ct | h04 (Summer 5pm-10pm) | 7.7283 | 79.9312
flex | geo_advanced_95 | gas-ct | h05 (Fall 10pm-6am) | 4.575 | 35.3586
flex | geo_advanced_95 | gas-ct | h06 (Fall 6am-1pm) | 6.1475 | 71.4431
flex | geo_advanced_95 | gas-ct | h07 (Fall 1pm-5pm) | 3.9681 | 73.5931
flex | geo_advanced_95 | gas-ct | h08 (Fall 5pm-10pm) | 6.7445 | 82.6863
flex | geo_advanced_95 | gas-ct | h09 (Winter 10pm-6am) | 0.88268 | 40.2288
flex | geo_advanced_95 | gas-ct | h10 (Winter 6am-1pm) | 4.1389 | 78.1864
flex | geo_advanced_95 | gas-ct | h11 (Winter 1pm-5pm) | 0.52808 | 76.7113
flex | geo_advanced_95 | gas-ct | h12 (Winter 5pm-10pm) | 1.1499 | 88.3499
flex | geo_advanced_95 | gas-ct | h13 (Spring 10pm-6am) | 0.055378 | 38.6902
flex | geo_advanced_95 | gas-ct | h14 (Spring 6am-1pm) | 0.055378 | 72.2227
flex | geo_advanced_95 | gas-ct | h15 (Spring 1pm-5pm) | 0 | 74.4837
flex | geo_advanced_95 | gas-ct | h16 (Spring 5pm-10pm) | 0.055378 | 85.8282
flex | geo_advanced_95 | gas-ct | h17 (Summer Peak) | 4.8056 | 66.2555
flex | geo_advanced_95 | o-g-s | h01 (Summer 10pm-6am) | 0 | 34.599
flex | geo_advanced_95 | o-g-s | h02 (Summer 6am-1pm) | 0 | 64.0874
flex | geo_advanced_95 | o-g-s | h03 (Summer 1pm-5pm) | 0 | 67.5159
flex | geo_advanced_95 | o-g-s | h04 (Summer 5pm-10pm) | 0 | 79.9312
flex | geo_advanced_95 | o-g-s | h05 (Fall 10pm-6am) | 0 | 35.3586
flex | geo_advanced_95 | o-g-s | h06 (Fall 6am-1pm) | 0.060703 | 71.4431
flex | geo_advanced_95 | o-g-s | h07 (Fall 1pm-5pm) | 0 | 73.5931
flex | geo_advanced_95 | o-g-s | h08 (Fall 5pm-10pm) | 0.060703 | 82.6863
flex | geo_advanced_95 | o-g-s | h09 (Winter 10pm-6am) | 0 | 40.2288
flex | geo_advanced_95 | o-g-s | h10 (Winter 6am-1pm) | 0 | 78.1864
flex | geo_advanced_95 | o-g-s | h11 (Winter 1pm-5pm) | 0 | 76.7113
flex | geo_advanced_95 | o-g-s | h12 (Winter 5pm-10pm) | 0 | 88.3499
flex | geo_advanced_95 | o-g-s | h13 (Spring 10pm-6am) | 0 | 38.6902
flex | geo_advanced_95 | o-g-s | h14 (Spring 6am-1pm) | 0 | 72.2227
flex | geo_advanced_95 | o-g-s | h15 (Spring 1pm-5pm) | 0 | 74.4837
flex | geo_advanced_95 | o-g-s | h16 (Spring 5pm-10pm) | 0 | 85.8282
flex | geo_advanced_95 | o-g-s | h17 (Summer Peak) | 0 | 66.2555
flex | geo_advanced_95 | hydro | h01 (Summer 10pm-6am) | 6.0462 | 34.599
flex | geo_advanced_95 | hydro | h02 (Summer 6am-1pm) | 8.3498 | 64.0874
flex | geo_advanced_95 | hydro | h03 (Summer 1pm-5pm) | 3.3423 | 67.5159
flex | geo_advanced_95 | hydro | h04 (Summer 5pm-10pm) | 6.0333 | 79.9312
flex | geo_advanced_95 | hydro | h05 (Fall 10pm-6am) | 5.6997 | 35.3586
flex | geo_advanced_95 | hydro | h06 (Fall 6am-1pm) | 10.1832 | 71.4431
flex | geo_advanced_95 | hydro | h07 (Fall 1pm-5pm) | 6.5438 | 73.5931
flex | geo_advanced_95 | hydro | h08 (Fall 5pm-10pm) | 9.4494 | 82.6863
flex | geo_advanced_95 | hydro | h09 (Winter 10pm-6am) | 4.2798 | 40.2288
flex | geo_advanced_95 | hydro | h10 (Winter 6am-1pm) | 10.4605 | 78.1864
flex | geo_advanced_95 | hydro | h11 (Winter 1pm-5pm) | 6.333 | 76.7113
flex | geo_advanced_95 | hydro | h12 (Winter 5pm-10pm) | 6.9569 | 88.3499
flex | geo_advanced_95 | hydro | h13 (Spring 10pm-6am) | 4.5447 | 38.6902
flex | geo_advanced_95 | hydro | h14 (Spring 6am-1pm) | 6.8815 | 72.2227
flex | geo_advanced_95 | hydro | h15 (Spring 1pm-5pm) | 4.9945 | 74.4837
flex | geo_advanced_95 | hydro | h16 (Spring 5pm-10pm) | 7.8951 | 85.8282
flex | geo_advanced_95 | hydro | h17 (Summer Peak) | 5.3158 | 66.2555
flex | geo_advanced_95 | geothermal | h01 (Summer 10pm-6am) | 0 | 34.599
flex | geo_advanced_95 | geothermal | h02 (Summer 6am-1pm) | 0 | 64.0874
flex | geo_advanced_95 | geothermal | h03 (Summer 1pm-5pm) | 0 | 67.5159
flex | geo_advanced_95 | geothermal | h04 (Summer 5pm-10pm) | 0 | 79.9312
flex | geo_advanced_95 | geothermal | h05 (Fall 10pm-6am) | 0 | 35.3586
flex | geo_advanced_95 | geothermal | h06 (Fall 6am-1pm) | 0 | 71.4431
flex | geo_advanced_95 | geothermal | h07 (Fall 1pm-5pm) | 0 | 73.5931
flex | geo_advanced_95 | geothermal | h08 (Fall 5pm-10pm) | 0 | 82.6863
flex | geo_advanced_95 | geothermal | h09 (Winter 10pm-6am) | 0 | 40.2288
flex | geo_advanced_95 | geothermal | h10 (Winter 6am-1pm) | 0 | 78.1864
flex | geo_advanced_95 | geothermal | h11 (Winter 1pm-5pm) | 0 | 76.7113
flex | geo_advanced_95 | geothermal | h12 (Winter 5pm-10pm) | 0 | 88.3499
flex | geo_advanced_95 | geothermal | h13 (Spring 10pm-6am) | 0.75857 | 38.6902
flex | geo_advanced_95 | geothermal | h14 (Spring 6am-1pm) | 2.8978 | 72.2227
flex | geo_advanced_95 | geothermal | h15 (Spring 1pm-5pm) | 1.1652 | 74.4837
flex | geo_advanced_95 | geothermal | h16 (Spring 5pm-10pm) | 2.357 | 85.8282
flex | geo_advanced_95 | geothermal | h17 (Summer Peak) | 0 | 66.2555
flex | geo_advanced_95 | biopower | h01 (Summer 10pm-6am) | 0.0015167 | 34.599
flex | geo_advanced_95 | biopower | h02 (Summer 6am-1pm) | 0.0015167 | 64.0874
flex | geo_advanced_95 | biopower | h03 (Summer 1pm-5pm) | 0.021319 | 67.5159
flex | geo_advanced_95 | biopower | h04 (Summer 5pm-10pm) | 0.025748 | 79.9312
flex | geo_advanced_95 | biopower | h05 (Fall 10pm-6am) | 0 | 35.3586
flex | geo_advanced_95 | biopower | h06 (Fall 6am-1pm) | 0.0089516 | 71.4431
flex | geo_advanced_95 | biopower | h07 (Fall 1pm-5pm) | 0 | 73.5931
flex | geo_advanced_95 | biopower | h08 (Fall 5pm-10pm) | 0.015764 | 82.6863
flex | geo_advanced_95 | biopower | h09 (Winter 10pm-6am) | 0 | 40.2288
flex | geo_advanced_95 | biopower | h10 (Winter 6am-1pm) | 0 | 78.1864
flex | geo_advanced_95 | biopower | h11 (Winter 1pm-5pm) | 0 | 76.7113
flex | geo_advanced_95 | biopower | h12 (Winter 5pm-10pm) | 0.0034369 | 88.3499
flex | geo_advanced_95 | biopower | h13 (Spring 10pm-6am) | 0 | 38.6902
flex | geo_advanced_95 | biopower | h14 (Spring 6am-1pm) | 0 | 72.2227
flex | geo_advanced_95 | biopower | h15 (Spring 1pm-5pm) | 0 | 74.4837
flex | geo_advanced_95 | biopower | h16 (Spring 5pm-10pm) | 0 | 85.8282
flex | geo_advanced_95 | biopower | h17 (Summer Peak) | 0.026127 | 66.2555
flex | geo_advanced_95 | lfill-gas | h01 (Summer 10pm-6am) | 0 | 34.599
flex | geo_advanced_95 | lfill-gas | h02 (Summer 6am-1pm) | 0 | 64.0874
flex | geo_advanced_95 | lfill-gas | h03 (Summer 1pm-5pm) | 0 | 67.5159
flex | geo_advanced_95 | lfill-gas | h04 (Summer 5pm-10pm) | 0 | 79.9312
flex | geo_advanced_95 | lfill-gas | h05 (Fall 10pm-6am) | 0.0024634 | 35.3586
flex | geo_advanced_95 | lfill-gas | h06 (Fall 6am-1pm) | 0.013893 | 71.4431
flex | geo_advanced_95 | lfill-gas | h07 (Fall 1pm-5pm) | 0 | 73.5931
flex | geo_advanced_95 | lfill-gas | h08 (Fall 5pm-10pm) | 0.0038433 | 82.6863
flex | geo_advanced_95 | lfill-gas | h09 (Winter 10pm-6am) | 0 | 40.2288
flex | geo_advanced_95 | lfill-gas | h10 (Winter 6am-1pm) | 0 | 78.1864
flex | geo_advanced_95 | lfill-gas | h11 (Winter 1pm-5pm) | 0 | 76.7113
flex | geo_advanced_95 | lfill-gas | h12 (Winter 5pm-10pm) | 0 | 88.3499
flex | geo_advanced_95 | lfill-gas | h13 (Spring 10pm-6am) | 0.037748 | 38.6902
flex | geo_advanced_95 | lfill-gas | h14 (Spring 6am-1pm) | 0.10437 | 72.2227
flex | geo_advanced_95 | lfill-gas | h15 (Spring 1pm-5pm) | 0.025649 | 74.4837
flex | geo_advanced_95 | lfill-gas | h16 (Spring 5pm-10pm) | 0.037343 | 85.8282
flex | geo_advanced_95 | lfill-gas | h17 (Summer Peak) | 0.000352 | 66.2555
flex | geo_advanced_95 | pvb | h01 (Summer 10pm-6am) | 0.057325 | 34.599
flex | geo_advanced_95 | pvb | h02 (Summer 6am-1pm) | 0.16784 | 64.0874
flex | geo_advanced_95 | pvb | h03 (Summer 1pm-5pm) | 1.3171 | 67.5159
flex | geo_advanced_95 | pvb | h04 (Summer 5pm-10pm) | 0.63422 | 79.9312
flex | geo_advanced_95 | pvb | h05 (Fall 10pm-6am) | 0.052836 | 35.3586
flex | geo_advanced_95 | pvb | h06 (Fall 6am-1pm) | 0.39288 | 71.4431
flex | geo_advanced_95 | pvb | h07 (Fall 1pm-5pm) | 1.6371 | 73.5931
flex | geo_advanced_95 | pvb | h08 (Fall 5pm-10pm) | 1.1058 | 82.6863
flex | geo_advanced_95 | pvb | h09 (Winter 10pm-6am) | 0.1296 | 40.2288
flex | geo_advanced_95 | pvb | h10 (Winter 6am-1pm) | 0 | 78.1864
flex | geo_advanced_95 | pvb | h11 (Winter 1pm-5pm) | 0.3322 | 76.7113
flex | geo_advanced_95 | pvb | h12 (Winter 5pm-10pm) | 0.65871 | 88.3499
flex | geo_advanced_95 | pvb | h13 (Spring 10pm-6am) | 0.2079 | 38.6902
flex | geo_advanced_95 | pvb | h14 (Spring 6am-1pm) | 0.57796 | 72.2227
flex | geo_advanced_95 | pvb | h15 (Spring 1pm-5pm) | 2.2218 | 74.4837
flex | geo_advanced_95 | pvb | h16 (Spring 5pm-10pm) | 1.5087 | 85.8282
flex | geo_advanced_95 | pvb | h17 (Summer Peak) | 1.518 | 66.2555
flex | geo_advanced_95 | battery_2 | h01 (Summer 10pm-6am) | 0.23685 | 34.599
flex | geo_advanced_95 | battery_2 | h02 (Summer 6am-1pm) | 0.71922 | 64.0874
flex | geo_advanced_95 | battery_2 | h03 (Summer 1pm-5pm) | 1.6033 | 67.5159
flex | geo_advanced_95 | battery_2 | h04 (Summer 5pm-10pm) | 0.7579 | 79.9312
flex | geo_advanced_95 | battery_2 | h05 (Fall 10pm-6am) | 0.27397 | 35.3586
flex | geo_advanced_95 | battery_2 | h06 (Fall 6am-1pm) | 1.0165 | 71.4431
flex | geo_advanced_95 | battery_2 | h07 (Fall 1pm-5pm) | 1.0952 | 73.5931
flex | geo_advanced_95 | battery_2 | h08 (Fall 5pm-10pm) | 1.2821 | 82.6863
flex | geo_advanced_95 | battery_2 | h09 (Winter 10pm-6am) | 0.34309 | 40.2288
flex | geo_advanced_95 | battery_2 | h10 (Winter 6am-1pm) | 1.5534 | 78.1864
flex | geo_advanced_95 | battery_2 | h11 (Winter 1pm-5pm) | 0.84279 | 76.7113
flex | geo_advanced_95 | battery_2 | h12 (Winter 5pm-10pm) | 2.1523 | 88.3499
flex | geo_advanced_95 | battery_2 | h13 (Spring 10pm-6am) | 0.30192 | 38.6902
flex | geo_advanced_95 | battery_2 | h14 (Spring 6am-1pm) | 1.2412 | 72.2227
flex | geo_advanced_95 | battery_2 | h15 (Spring 1pm-5pm) | 0.99987 | 74.4837
flex | geo_advanced_95 | battery_2 | h16 (Spring 5pm-10pm) | 2.9305 | 85.8282
flex | geo_advanced_95 | battery_2 | h17 (Summer Peak) | 2.9391 | 66.2555
flex | geo_advanced_95 | battery_4 | h01 (Summer 10pm-6am) | 4.2319 | 34.599
flex | geo_advanced_95 | battery_4 | h02 (Summer 6am-1pm) | 6.1831 | 64.0874
flex | geo_advanced_95 | battery_4 | h03 (Summer 1pm-5pm) | 22.8362 | 67.5159
flex | geo_advanced_95 | battery_4 | h04 (Summer 5pm-10pm) | 14.9735 | 79.9312
flex | geo_advanced_95 | battery_4 | h05 (Fall 10pm-6am) | 5.5549 | 35.3586
flex | geo_advanced_95 | battery_4 | h06 (Fall 6am-1pm) | 12.2355 | 71.4431
flex | geo_advanced_95 | battery_4 | h07 (Fall 1pm-5pm) | 22.7354 | 73.5931
flex | geo_advanced_95 | battery_4 | h08 (Fall 5pm-10pm) | 20.2616 | 82.6863
flex | geo_advanced_95 | battery_4 | h09 (Winter 10pm-6am) | 4.9434 | 40.2288
flex | geo_advanced_95 | battery_4 | h10 (Winter 6am-1pm) | 11.448 | 78.1864
flex | geo_advanced_95 | battery_4 | h11 (Winter 1pm-5pm) | 23.212 | 76.7113
flex | geo_advanced_95 | battery_4 | h12 (Winter 5pm-10pm) | 19.8278 | 88.3499
flex | geo_advanced_95 | battery_4 | h13 (Spring 10pm-6am) | 5.712 | 38.6902
flex | geo_advanced_95 | battery_4 | h14 (Spring 6am-1pm) | 8.8094 | 72.2227
flex | geo_advanced_95 | battery_4 | h15 (Spring 1pm-5pm) | 24.4651 | 74.4837
flex | geo_advanced_95 | battery_4 | h16 (Spring 5pm-10pm) | 22.6611 | 85.8282
flex | geo_advanced_95 | battery_4 | h17 (Summer Peak) | 14.2929 | 66.2555
flex | geo_advanced_95 | battery_6 | h01 (Summer 10pm-6am) | 2.9871 | 34.599
flex | geo_advanced_95 | battery_6 | h02 (Summer 6am-1pm) | 5.3445 | 64.0874
flex | geo_advanced_95 | battery_6 | h03 (Summer 1pm-5pm) | 14.2592 | 67.5159
flex | geo_advanced_95 | battery_6 | h04 (Summer 5pm-10pm) | 12.3106 | 79.9312
flex | geo_advanced_95 | battery_6 | h05 (Fall 10pm-6am) | 3.3531 | 35.3586
flex | geo_advanced_95 | battery_6 | h06 (Fall 6am-1pm) | 11.1 | 71.4431
flex | geo_advanced_95 | battery_6 | h07 (Fall 1pm-5pm) | 13.81 | 73.5931
flex | geo_advanced_95 | battery_6 | h08 (Fall 5pm-10pm) | 15.0313 | 82.6863
flex | geo_advanced_95 | battery_6 | h09 (Winter 10pm-6am) | 7.1962 | 40.2288
flex | geo_advanced_95 | battery_6 | h10 (Winter 6am-1pm) | 16.0207 | 78.1864
flex | geo_advanced_95 | battery_6 | h11 (Winter 1pm-5pm) | 17.8773 | 76.7113
flex | geo_advanced_95 | battery_6 | h12 (Winter 5pm-10pm) | 23.5228 | 88.3499
flex | geo_advanced_95 | battery_6 | h13 (Spring 10pm-6am) | 5.035 | 38.6902
flex | geo_advanced_95 | battery_6 | h14 (Spring 6am-1pm) | 9.8014 | 72.2227
flex | geo_advanced_95 | battery_6 | h15 (Spring 1pm-5pm) | 19.0828 | 74.4837
flex | geo_advanced_95 | battery_6 | h16 (Spring 5pm-10pm) | 12.1867 | 85.8282
flex | geo_advanced_95 | battery_6 | h17 (Summer Peak) | 4.5332 | 66.2555
flex | geo_advanced_95 | battery_8 | h01 (Summer 10pm-6am) | 1.151 | 34.599
flex | geo_advanced_95 | battery_8 | h02 (Summer 6am-1pm) | 2.81 | 64.0874
flex | geo_advanced_95 | battery_8 | h03 (Summer 1pm-5pm) | 4.494 | 67.5159
flex | geo_advanced_95 | battery_8 | h04 (Summer 5pm-10pm) | 2.735 | 79.9312
flex | geo_advanced_95 | battery_8 | h05 (Fall 10pm-6am) | 5.0547 | 35.3586
flex | geo_advanced_95 | battery_8 | h06 (Fall 6am-1pm) | 9.5691 | 71.4431
flex | geo_advanced_95 | battery_8 | h07 (Fall 1pm-5pm) | 10.607 | 73.5931
flex | geo_advanced_95 | battery_8 | h08 (Fall 5pm-10pm) | 7.9703 | 82.6863
flex | geo_advanced_95 | battery_8 | h09 (Winter 10pm-6am) | 7.3599 | 40.2288
flex | geo_advanced_95 | battery_8 | h10 (Winter 6am-1pm) | 13.0573 | 78.1864
flex | geo_advanced_95 | battery_8 | h11 (Winter 1pm-5pm) | 10.1171 | 76.7113
flex | geo_advanced_95 | battery_8 | h12 (Winter 5pm-10pm) | 9.848 | 88.3499
flex | geo_advanced_95 | battery_8 | h13 (Spring 10pm-6am) | 6.9179 | 38.6902
flex | geo_advanced_95 | battery_8 | h14 (Spring 6am-1pm) | 11.4508 | 72.2227
flex | geo_advanced_95 | battery_8 | h15 (Spring 1pm-5pm) | 9.2331 | 74.4837
flex | geo_advanced_95 | battery_8 | h16 (Spring 5pm-10pm) | 9.9803 | 85.8282
flex | geo_advanced_95 | battery_8 | h17 (Summer Peak) | 3.1335 | 66.2555
flex | geo_advanced_95 | battery_10 | h01 (Summer 10pm-6am) | 0.045552 | 34.599
flex | geo_advanced_95 | battery_10 | h02 (Summer 6am-1pm) | 0.2383 | 64.0874
flex | geo_advanced_95 | battery_10 | h03 (Summer 1pm-5pm) | 1.5267 | 67.5159
flex | geo_advanced_95 | battery_10 | h04 (Summer 5pm-10pm) | 0.37738 | 79.9312
flex | geo_advanced_95 | battery_10 | h05 (Fall 10pm-6am) | 0.56367 | 35.3586
flex | geo_advanced_95 | battery_10 | h06 (Fall 6am-1pm) | 0.48064 | 71.4431
flex | geo_advanced_95 | battery_10 | h07 (Fall 1pm-5pm) | 1.3472 | 73.5931
flex | geo_advanced_95 | battery_10 | h08 (Fall 5pm-10pm) | 0.25653 | 82.6863
flex | geo_advanced_95 | battery_10 | h09 (Winter 10pm-6am) | 3.3945 | 40.2288
flex | geo_advanced_95 | battery_10 | h10 (Winter 6am-1pm) | 3.5773 | 78.1864
flex | geo_advanced_95 | battery_10 | h11 (Winter 1pm-5pm) | 7.3054 | 76.7113
flex | geo_advanced_95 | battery_10 | h12 (Winter 5pm-10pm) | 4.3926 | 88.3499
flex | geo_advanced_95 | battery_10 | h13 (Spring 10pm-6am) | 5.2574 | 38.6902
flex | geo_advanced_95 | battery_10 | h14 (Spring 6am-1pm) | 5.2919 | 72.2227
flex | geo_advanced_95 | battery_10 | h15 (Spring 1pm-5pm) | 0.65326 | 74.4837
flex | geo_advanced_95 | battery_10 | h16 (Spring 5pm-10pm) | 3.2545 | 85.8282
flex | geo_advanced_95 | battery_10 | h17 (Summer Peak) | 0 | 66.2555
flex | geo_advanced_95 | pumped-hydro | h01 (Summer 10pm-6am) | 2.141 | 34.599
flex | geo_advanced_95 | pumped-hydro | h02 (Summer 6am-1pm) | 8.3955 | 64.0874
flex | geo_advanced_95 | pumped-hydro | h03 (Summer 1pm-5pm) | 5.8309 | 67.5159
flex | geo_advanced_95 | pumped-hydro | h04 (Summer 5pm-10pm) | 18.0041 | 79.9312
flex | geo_advanced_95 | pumped-hydro | h05 (Fall 10pm-6am) | 5.5465 | 35.3586
flex | geo_advanced_95 | pumped-hydro | h06 (Fall 6am-1pm) | 12.6859 | 71.4431
flex | geo_advanced_95 | pumped-hydro | h07 (Fall 1pm-5pm) | 7.1133 | 73.5931
flex | geo_advanced_95 | pumped-hydro | h08 (Fall 5pm-10pm) | 14.8935 | 82.6863
flex | geo_advanced_95 | pumped-hydro | h09 (Winter 10pm-6am) | 4.2004 | 40.2288
flex | geo_advanced_95 | pumped-hydro | h10 (Winter 6am-1pm) | 7.7387 | 78.1864
flex | geo_advanced_95 | pumped-hydro | h11 (Winter 1pm-5pm) | 5.1465 | 76.7113
flex | geo_advanced_95 | pumped-hydro | h12 (Winter 5pm-10pm) | 11.9127 | 88.3499
flex | geo_advanced_95 | pumped-hydro | h13 (Spring 10pm-6am) | 9.1329 | 38.6902
flex | geo_advanced_95 | pumped-hydro | h14 (Spring 6am-1pm) | 16.3611 | 72.2227
flex | geo_advanced_95 | pumped-hydro | h15 (Spring 1pm-5pm) | 7.7898 | 74.4837
flex | geo_advanced_95 | pumped-hydro | h16 (Spring 5pm-10pm) | 17.8795 | 85.8282
flex | geo_advanced_95 | pumped-hydro | h17 (Summer Peak) | 14.4063 | 66.2555
reg | geo_advanced_95 | nuclear | h01 (Summer 10pm-6am) | 0 | 7.156
reg | geo_advanced_95 | nuclear | h02 (Summer 6am-1pm) | 0 | 12.3208
reg | geo_advanced_95 | nuclear | h03 (Summer 1pm-5pm) | 0 | 14.3658
reg | geo_advanced_95 | nuclear | h04 (Summer 5pm-10pm) | 0 | 13.4311
reg | geo_advanced_95 | nuclear | h05 (Fall 10pm-6am) | 0 | 6.6854
reg | geo_advanced_95 | nuclear | h06 (Fall 6am-1pm) | 0 | 11.4952
reg | geo_advanced_95 | nuclear | h07 (Fall 1pm-5pm) | 0 | 12.8096
reg | geo_advanced_95 | nuclear | h08 (Fall 5pm-10pm) | 0 | 12.3968
reg | geo_advanced_95 | nuclear | h09 (Winter 10pm-6am) | 0 | 7.3029
reg | geo_advanced_95 | nuclear | h10 (Winter 6am-1pm) | 0 | 11.7686
reg | geo_advanced_95 | nuclear | h11 (Winter 1pm-5pm) | 0 | 12.4026
reg | geo_advanced_95 | nuclear | h12 (Winter 5pm-10pm) | 0 | 12.6445
reg | geo_advanced_95 | nuclear | h13 (Spring 10pm-6am) | 0 | 6.8427
reg | geo_advanced_95 | nuclear | h14 (Spring 6am-1pm) | 0 | 11.4447
reg | geo_advanced_95 | nuclear | h15 (Spring 1pm-5pm) | 0 | 12.6525
reg | geo_advanced_95 | nuclear | h16 (Spring 5pm-10pm) | 0 | 12.435
reg | geo_advanced_95 | nuclear | h17 (Summer Peak) | 0 | 16.2998
reg | geo_advanced_95 | coal | h01 (Summer 10pm-6am) | 0 | 7.156
reg | geo_advanced_95 | coal | h02 (Summer 6am-1pm) | 0 | 12.3208
reg | geo_advanced_95 | coal | h03 (Summer 1pm-5pm) | 0 | 14.3658
reg | geo_advanced_95 | coal | h04 (Summer 5pm-10pm) | 0 | 13.4311
reg | geo_advanced_95 | coal | h05 (Fall 10pm-6am) | 0 | 6.6854
reg | geo_advanced_95 | coal | h06 (Fall 6am-1pm) | 0 | 11.4952
reg | geo_advanced_95 | coal | h07 (Fall 1pm-5pm) | 0 | 12.8096
reg | geo_advanced_95 | coal | h08 (Fall 5pm-10pm) | 0 | 12.3968
reg | geo_advanced_95 | coal | h09 (Winter 10pm-6am) | 0 | 7.3029
reg | geo_advanced_95 | coal | h10 (Winter 6am-1pm) | 0 | 11.7686
reg | geo_advanced_95 | coal | h11 (Winter 1pm-5pm) | 0 | 12.4026
reg | geo_advanced_95 | coal | h12 (Winter 5pm-10pm) | 0 | 12.6445
reg | geo_advanced_95 | coal | h13 (Spring 10pm-6am) | 0 | 6.8427
reg | geo_advanced_95 | coal | h14 (Spring 6am-1pm) | 0 | 11.4447
reg | geo_advanced_95 | coal | h15 (Spring 1pm-5pm) | 0 | 12.6525
reg | geo_advanced_95 | coal | h16 (Spring 5pm-10pm) | 0 | 12.435
reg | geo_advanced_95 | coal | h17 (Summer Peak) | 0 | 16.2998
reg | geo_advanced_95 | gas-cc | h01 (Summer 10pm-6am) | 0 | 7.156
reg | geo_advanced_95 | gas-cc | h02 (Summer 6am-1pm) | 0.058572 | 12.3208
reg | geo_advanced_95 | gas-cc | h03 (Summer 1pm-5pm) | 0 | 14.3658
reg | geo_advanced_95 | gas-cc | h04 (Summer 5pm-10pm) | 0 | 13.4311
reg | geo_advanced_95 | gas-cc | h05 (Fall 10pm-6am) | 0 | 6.6854
reg | geo_advanced_95 | gas-cc | h06 (Fall 6am-1pm) | 0 | 11.4952
reg | geo_advanced_95 | gas-cc | h07 (Fall 1pm-5pm) | 0 | 12.8096
reg | geo_advanced_95 | gas-cc | h08 (Fall 5pm-10pm) | 0.87034 | 12.3968
reg | geo_advanced_95 | gas-cc | h09 (Winter 10pm-6am) | 0 | 7.3029
reg | geo_advanced_95 | gas-cc | h10 (Winter 6am-1pm) | 0 | 11.7686
reg | geo_advanced_95 | gas-cc | h11 (Winter 1pm-5pm) | 0 | 12.4026
reg | geo_advanced_95 | gas-cc | h12 (Winter 5pm-10pm) | 0 | 12.6445
reg | geo_advanced_95 | gas-cc | h13 (Spring 10pm-6am) | 0 | 6.8427
reg | geo_advanced_95 | gas-cc | h14 (Spring 6am-1pm) | 0 | 11.4447
reg | geo_advanced_95 | gas-cc | h15 (Spring 1pm-5pm) | 0 | 12.6525
reg | geo_advanced_95 | gas-cc | h16 (Spring 5pm-10pm) | 0 | 12.435
reg | geo_advanced_95 | gas-cc | h17 (Summer Peak) | 0.12197 | 16.2998
reg | geo_advanced_95 | gas-cc-ccs_mod_upgrade | h01 (Summer 10pm-6am) | 0 | 7.156
reg | geo_advanced_95 | gas-cc-ccs_mod_upgrade | h02 (Summer 6am-1pm) | 0 | 12.3208
reg | geo_advanced_95 | gas-cc-ccs_mod_upgrade | h03 (Summer 1pm-5pm) | 0 | 14.3658
reg | geo_advanced_95 | gas-cc-ccs_mod_upgrade | h04 (Summer 5pm-10pm) | 0 | 13.4311
reg | geo_advanced_95 | gas-cc-ccs_mod_upgrade | h05 (Fall 10pm-6am) | 0 | 6.6854
reg | geo_advanced_95 | gas-cc-ccs_mod_upgrade | h06 (Fall 6am-1pm) | 0 | 11.4952
reg | geo_advanced_95 | gas-cc-ccs_mod_upgrade | h07 (Fall 1pm-5pm) | 0 | 12.8096
reg | geo_advanced_95 | gas-cc-ccs_mod_upgrade | h08 (Fall 5pm-10pm) | 0.022947 | 12.3968
reg | geo_advanced_95 | gas-cc-ccs_mod_upgrade | h09 (Winter 10pm-6am) | 0 | 7.3029
reg | geo_advanced_95 | gas-cc-ccs_mod_upgrade | h10 (Winter 6am-1pm) | 0 | 11.7686
reg | geo_advanced_95 | gas-cc-ccs_mod_upgrade | h11 (Winter 1pm-5pm) | 0 | 12.4026
reg | geo_advanced_95 | gas-cc-ccs_mod_upgrade | h12 (Winter 5pm-10pm) | 0 | 12.6445
reg | geo_advanced_95 | gas-cc-ccs_mod_upgrade | h13 (Spring 10pm-6am) | 0 | 6.8427
reg | geo_advanced_95 | gas-cc-ccs_mod_upgrade | h14 (Spring 6am-1pm) | 0 | 11.4447
reg | geo_advanced_95 | gas-cc-ccs_mod_upgrade | h15 (Spring 1pm-5pm) | 0 | 12.6525
reg | geo_advanced_95 | gas-cc-ccs_mod_upgrade | h16 (Spring 5pm-10pm) | 0 | 12.435
reg | geo_advanced_95 | gas-cc-ccs_mod_upgrade | h17 (Summer Peak) | 0 | 16.2998
reg | geo_advanced_95 | gas-ct | h01 (Summer 10pm-6am) | 0 | 7.156
reg | geo_advanced_95 | gas-ct | h02 (Summer 6am-1pm) | 0.0015616 | 12.3208
reg | geo_advanced_95 | gas-ct | h03 (Summer 1pm-5pm) | 0 | 14.3658
reg | geo_advanced_95 | gas-ct | h04 (Summer 5pm-10pm) | 0 | 13.4311
reg | geo_advanced_95 | gas-ct | h05 (Fall 10pm-6am) | 0.14158 | 6.6854
reg | geo_advanced_95 | gas-ct | h06 (Fall 6am-1pm) | 0.51326 | 11.4952
reg | geo_advanced_95 | gas-ct | h07 (Fall 1pm-5pm) | 0.116 | 12.8096
reg | geo_advanced_95 | gas-ct | h08 (Fall 5pm-10pm) | 1.6415 | 12.3968
reg | geo_advanced_95 | gas-ct | h09 (Winter 10pm-6am) | 0 | 7.3029
reg | geo_advanced_95 | gas-ct | h10 (Winter 6am-1pm) | 0 | 11.7686
reg | geo_advanced_95 | gas-ct | h11 (Winter 1pm-5pm) | 0 | 12.4026
reg | geo_advanced_95 | gas-ct | h12 (Winter 5pm-10pm) | 0 | 12.6445
reg | geo_advanced_95 | gas-ct | h13 (Spring 10pm-6am) | 0 | 6.8427
reg | geo_advanced_95 | gas-ct | h14 (Spring 6am-1pm) | 0.023259 | 11.4447
reg | geo_advanced_95 | gas-ct | h15 (Spring 1pm-5pm) | 0 | 12.6525
reg | geo_advanced_95 | gas-ct | h16 (Spring 5pm-10pm) | 0 | 12.435
reg | geo_advanced_95 | gas-ct | h17 (Summer Peak) | 1.1228 | 16.2998
reg | geo_advanced_95 | o-g-s | h01 (Summer 10pm-6am) | 0 | 7.156
reg | geo_advanced_95 | o-g-s | h02 (Summer 6am-1pm) | 0 | 12.3208
reg | geo_advanced_95 | o-g-s | h03 (Summer 1pm-5pm) | 0 | 14.3658
reg | geo_advanced_95 | o-g-s | h04 (Summer 5pm-10pm) | 0 | 13.4311
reg | geo_advanced_95 | o-g-s | h05 (Fall 10pm-6am) | 0 | 6.6854
reg | geo_advanced_95 | o-g-s | h06 (Fall 6am-1pm) | 0.030351 | 11.4952
reg | geo_advanced_95 | o-g-s | h07 (Fall 1pm-5pm) | 0 | 12.8096
reg | geo_advanced_95 | o-g-s | h08 (Fall 5pm-10pm) | 0.060703 | 12.3968
reg | geo_advanced_95 | o-g-s | h09 (Winter 10pm-6am) | 0 | 7.3029
reg | geo_advanced_95 | o-g-s | h10 (Winter 6am-1pm) | 0 | 11.7686
reg | geo_advanced_95 | o-g-s | h11 (Winter 1pm-5pm) | 0 | 12.4026
reg | geo_advanced_95 | o-g-s | h12 (Winter 5pm-10pm) | 0 | 12.6445
reg | geo_advanced_95 | o-g-s | h13 (Spring 10pm-6am) | 0 | 6.8427
reg | geo_advanced_95 | o-g-s | h14 (Spring 6am-1pm) | 0 | 11.4447
reg | geo_advanced_95 | o-g-s | h15 (Spring 1pm-5pm) | 0 | 12.6525
reg | geo_advanced_95 | o-g-s | h16 (Spring 5pm-10pm) | 0 | 12.435
reg | geo_advanced_95 | o-g-s | h17 (Summer Peak) | 0 | 16.2998
reg | geo_advanced_95 | hydro | h01 (Summer 10pm-6am) | 0 | 7.156
reg | geo_advanced_95 | hydro | h02 (Summer 6am-1pm) | 0 | 12.3208
reg | geo_advanced_95 | hydro | h03 (Summer 1pm-5pm) | 0 | 14.3658
reg | geo_advanced_95 | hydro | h04 (Summer 5pm-10pm) | 0 | 13.4311
reg | geo_advanced_95 | hydro | h05 (Fall 10pm-6am) | 0 | 6.6854
reg | geo_advanced_95 | hydro | h06 (Fall 6am-1pm) | 0 | 11.4952
reg | geo_advanced_95 | hydro | h07 (Fall 1pm-5pm) | 0 | 12.8096
reg | geo_advanced_95 | hydro | h08 (Fall 5pm-10pm) | 0.20826 | 12.3968
reg | geo_advanced_95 | hydro | h09 (Winter 10pm-6am) | 0 | 7.3029
reg | geo_advanced_95 | hydro | h10 (Winter 6am-1pm) | 0 | 11.7686
reg | geo_advanced_95 | hydro | h11 (Winter 1pm-5pm) | 0 | 12.4026
reg | geo_advanced_95 | hydro | h12 (Winter 5pm-10pm) | 0.037116 | 12.6445
reg | geo_advanced_95 | hydro | h13 (Spring 10pm-6am) | 0.058604 | 6.8427
reg | geo_advanced_95 | hydro | h14 (Spring 6am-1pm) | 0.011877 | 11.4447
reg | geo_advanced_95 | hydro | h15 (Spring 1pm-5pm) | 0 | 12.6525
reg | geo_advanced_95 | hydro | h16 (Spring 5pm-10pm) | 0.38899 | 12.435
reg | geo_advanced_95 | hydro | h17 (Summer Peak) | 0.01218 | 16.2998
reg | geo_advanced_95 | geothermal | h01 (Summer 10pm-6am) | 0 | 7.156
reg | geo_advanced_95 | geothermal | h02 (Summer 6am-1pm) | 0 | 12.3208
reg | geo_advanced_95 | geothermal | h03 (Summer 1pm-5pm) | 0 | 14.3658
reg | geo_advanced_95 | geothermal | h04 (Summer 5pm-10pm) | 0 | 13.4311
reg | geo_advanced_95 | geothermal | h05 (Fall 10pm-6am) | 0 | 6.6854
reg | geo_advanced_95 | geothermal | h06 (Fall 6am-1pm) | 0 | 11.4952
reg | geo_advanced_95 | geothermal | h07 (Fall 1pm-5pm) | 0 | 12.8096
reg | geo_advanced_95 | geothermal | h08 (Fall 5pm-10pm) | 0 | 12.3968
reg | geo_advanced_95 | geothermal | h09 (Winter 10pm-6am) | 0 | 7.3029
reg | geo_advanced_95 | geothermal | h10 (Winter 6am-1pm) | 0 | 11.7686
reg | geo_advanced_95 | geothermal | h11 (Winter 1pm-5pm) | 0 | 12.4026
reg | geo_advanced_95 | geothermal | h12 (Winter 5pm-10pm) | 0 | 12.6445
reg | geo_advanced_95 | geothermal | h13 (Spring 10pm-6am) | 0 | 6.8427
reg | geo_advanced_95 | geothermal | h14 (Spring 6am-1pm) | 0 | 11.4447
reg | geo_advanced_95 | geothermal | h15 (Spring 1pm-5pm) | 0 | 12.6525
reg | geo_advanced_95 | geothermal | h16 (Spring 5pm-10pm) | 0 | 12.435
reg | geo_advanced_95 | geothermal | h17 (Summer Peak) | 0 | 16.2998
reg | geo_advanced_95 | biopower | h01 (Summer 10pm-6am) | 0 | 7.156
reg | geo_advanced_95 | biopower | h02 (Summer 6am-1pm) | 0.00060667 | 12.3208
reg | geo_advanced_95 | biopower | h03 (Summer 1pm-5pm) | 0 | 14.3658
reg | geo_advanced_95 | biopower | h04 (Summer 5pm-10pm) | 0 | 13.4311
reg | geo_advanced_95 | biopower | h05 (Fall 10pm-6am) | 0 | 6.6854
reg | geo_advanced_95 | biopower | h06 (Fall 6am-1pm) | 0.00047415 | 11.4952
reg | geo_advanced_95 | biopower | h07 (Fall 1pm-5pm) | 0 | 12.8096
reg | geo_advanced_95 | biopower | h08 (Fall 5pm-10pm) | 0.0089516 | 12.3968
reg | geo_advanced_95 | biopower | h09 (Winter 10pm-6am) | 0 | 7.3029
reg | geo_advanced_95 | biopower | h10 (Winter 6am-1pm) | 0 | 11.7686
reg | geo_advanced_95 | biopower | h11 (Winter 1pm-5pm) | 0 | 12.4026
reg | geo_advanced_95 | biopower | h12 (Winter 5pm-10pm) | 0 | 12.6445
reg | geo_advanced_95 | biopower | h13 (Spring 10pm-6am) | 0 | 6.8427
reg | geo_advanced_95 | biopower | h14 (Spring 6am-1pm) | 0 | 11.4447
reg | geo_advanced_95 | biopower | h15 (Spring 1pm-5pm) | 0 | 12.6525
reg | geo_advanced_95 | biopower | h16 (Spring 5pm-10pm) | 0 | 12.435
reg | geo_advanced_95 | biopower | h17 (Summer Peak) | 0 | 16.2998
reg | geo_advanced_95 | lfill-gas | h01 (Summer 10pm-6am) | 0 | 7.156
reg | geo_advanced_95 | lfill-gas | h02 (Summer 6am-1pm) | 0 | 12.3208
reg | geo_advanced_95 | lfill-gas | h03 (Summer 1pm-5pm) | 0 | 14.3658
reg | geo_advanced_95 | lfill-gas | h04 (Summer 5pm-10pm) | 0 | 13.4311
reg | geo_advanced_95 | lfill-gas | h05 (Fall 10pm-6am) | 0 | 6.6854
reg | geo_advanced_95 | lfill-gas | h06 (Fall 6am-1pm) | 0 | 11.4952
reg | geo_advanced_95 | lfill-gas | h07 (Fall 1pm-5pm) | 0 | 12.8096
reg | geo_advanced_95 | lfill-gas | h08 (Fall 5pm-10pm) | 0 | 12.3968
reg | geo_advanced_95 | lfill-gas | h09 (Winter 10pm-6am) | 0 | 7.3029
reg | geo_advanced_95 | lfill-gas | h10 (Winter 6am-1pm) | 0 | 11.7686
reg | geo_advanced_95 | lfill-gas | h11 (Winter 1pm-5pm) | 0 | 12.4026
reg | geo_advanced_95 | lfill-gas | h12 (Winter 5pm-10pm) | 0 | 12.6445
reg | geo_advanced_95 | lfill-gas | h13 (Spring 10pm-6am) | 0 | 6.8427
reg | geo_advanced_95 | lfill-gas | h14 (Spring 6am-1pm) | 0 | 11.4447
reg | geo_advanced_95 | lfill-gas | h15 (Spring 1pm-5pm) | 0 | 12.6525
reg | geo_advanced_95 | lfill-gas | h16 (Spring 5pm-10pm) | 0.0036943 | 12.435
reg | geo_advanced_95 | lfill-gas | h17 (Summer Peak) | 0 | 16.2998
reg | geo_advanced_95 | pvb | h01 (Summer 10pm-6am) | 0.30409 | 7.156
reg | geo_advanced_95 | pvb | h02 (Summer 6am-1pm) | 0.62105 | 12.3208
reg | geo_advanced_95 | pvb | h03 (Summer 1pm-5pm) | 0.15323 | 14.3658
reg | geo_advanced_95 | pvb | h04 (Summer 5pm-10pm) | 0.76516 | 13.4311
reg | geo_advanced_95 | pvb | h05 (Fall 10pm-6am) | 0.12791 | 6.6854
reg | geo_advanced_95 | pvb | h06 (Fall 6am-1pm) | 0.075485 | 11.4952
reg | geo_advanced_95 | pvb | h07 (Fall 1pm-5pm) | 0.32559 | 12.8096
reg | geo_advanced_95 | pvb | h08 (Fall 5pm-10pm) | 0.081761 | 12.3968
reg | geo_advanced_95 | pvb | h09 (Winter 10pm-6am) | 0.023353 | 7.3029
reg | geo_advanced_95 | pvb | h10 (Winter 6am-1pm) | 0.13211 | 11.7686
reg | geo_advanced_95 | pvb | h11 (Winter 1pm-5pm) | 0.25345 | 12.4026
reg | geo_advanced_95 | pvb | h12 (Winter 5pm-10pm) | 0.27314 | 12.6445
reg | geo_advanced_95 | pvb | h13 (Spring 10pm-6am) | 0.15148 | 6.8427
reg | geo_advanced_95 | pvb | h14 (Spring 6am-1pm) | 0.18338 | 11.4447
reg | geo_advanced_95 | pvb | h15 (Spring 1pm-5pm) | 0.47829 | 12.6525
reg | geo_advanced_95 | pvb | h16 (Spring 5pm-10pm) | 0.12789 | 12.435
reg | geo_advanced_95 | pvb | h17 (Summer Peak) | 1.2773 | 16.2998
reg | geo_advanced_95 | battery_2 | h01 (Summer 10pm-6am) | 0.6854 | 7.156
reg | geo_advanced_95 | battery_2 | h02 (Summer 6am-1pm) | 1.423 | 12.3208
reg | geo_advanced_95 | battery_2 | h03 (Summer 1pm-5pm) | 2.945 | 14.3658
reg | geo_advanced_95 | battery_2 | h04 (Summer 5pm-10pm) | 1.6872 | 13.4311
reg | geo_advanced_95 | battery_2 | h05 (Fall 10pm-6am) | 0.8137 | 6.6854
reg | geo_advanced_95 | battery_2 | h06 (Fall 6am-1pm) | 2.0888 | 11.4952
reg | geo_advanced_95 | battery_2 | h07 (Fall 1pm-5pm) | 2.7908 | 12.8096
reg | geo_advanced_95 | battery_2 | h08 (Fall 5pm-10pm) | 1.433 | 12.3968
reg | geo_advanced_95 | battery_2 | h09 (Winter 10pm-6am) | 0.77766 | 7.3029
reg | geo_advanced_95 | battery_2 | h10 (Winter 6am-1pm) | 1.8746 | 11.7686
reg | geo_advanced_95 | battery_2 | h11 (Winter 1pm-5pm) | 1.955 | 12.4026
reg | geo_advanced_95 | battery_2 | h12 (Winter 5pm-10pm) | 1.8215 | 12.6445
reg | geo_advanced_95 | battery_2 | h13 (Spring 10pm-6am) | 0.61029 | 6.8427
reg | geo_advanced_95 | battery_2 | h14 (Spring 6am-1pm) | 1.3855 | 11.4447
reg | geo_advanced_95 | battery_2 | h15 (Spring 1pm-5pm) | 2.3761 | 12.6525
reg | geo_advanced_95 | battery_2 | h16 (Spring 5pm-10pm) | 1.0472 | 12.435
reg | geo_advanced_95 | battery_2 | h17 (Summer Peak) | 2.5809 | 16.2998
reg | geo_advanced_95 | battery_4 | h01 (Summer 10pm-6am) | 1.1214 | 7.156
reg | geo_advanced_95 | battery_4 | h02 (Summer 6am-1pm) | 3.8006 | 12.3208
reg | geo_advanced_95 | battery_4 | h03 (Summer 1pm-5pm) | 3.8689 | 14.3658
reg | geo_advanced_95 | battery_4 | h04 (Summer 5pm-10pm) | 5.334 | 13.4311
reg | geo_advanced_95 | battery_4 | h05 (Fall 10pm-6am) | 0.79425 | 6.6854
reg | geo_advanced_95 | battery_4 | h06 (Fall 6am-1pm) | 2.9909 | 11.4952
reg | geo_advanced_95 | battery_4 | h07 (Fall 1pm-5pm) | 5.6076 | 12.8096
reg | geo_advanced_95 | battery_4 | h08 (Fall 5pm-10pm) | 1.7234 | 12.3968
reg | geo_advanced_95 | battery_4 | h09 (Winter 10pm-6am) | 0.95836 | 7.3029
reg | geo_advanced_95 | battery_4 | h10 (Winter 6am-1pm) | 3.1483 | 11.7686
reg | geo_advanced_95 | battery_4 | h11 (Winter 1pm-5pm) | 5.1274 | 12.4026
reg | geo_advanced_95 | battery_4 | h12 (Winter 5pm-10pm) | 3.6239 | 12.6445
reg | geo_advanced_95 | battery_4 | h13 (Spring 10pm-6am) | 1.4634 | 6.8427
reg | geo_advanced_95 | battery_4 | h14 (Spring 6am-1pm) | 3.4919 | 11.4447
reg | geo_advanced_95 | battery_4 | h15 (Spring 1pm-5pm) | 6.442 | 12.6525
reg | geo_advanced_95 | battery_4 | h16 (Spring 5pm-10pm) | 0.89012 | 12.435
reg | geo_advanced_95 | battery_4 | h17 (Summer Peak) | 9.027 | 16.2998
reg | geo_advanced_95 | battery_6 | h01 (Summer 10pm-6am) | 2.0986 | 7.156
reg | geo_advanced_95 | battery_6 | h02 (Summer 6am-1pm) | 4.2654 | 12.3208
reg | geo_advanced_95 | battery_6 | h03 (Summer 1pm-5pm) | 3.5421 | 14.3658
reg | geo_advanced_95 | battery_6 | h04 (Summer 5pm-10pm) | 4.5647 | 13.4311
reg | geo_advanced_95 | battery_6 | h05 (Fall 10pm-6am) | 1.0767 | 6.6854
reg | geo_advanced_95 | battery_6 | h06 (Fall 6am-1pm) | 3.871 | 11.4952
reg | geo_advanced_95 | battery_6 | h07 (Fall 1pm-5pm) | 3.3865 | 12.8096
reg | geo_advanced_95 | battery_6 | h08 (Fall 5pm-10pm) | 4.9504 | 12.3968
reg | geo_advanced_95 | battery_6 | h09 (Winter 10pm-6am) | 2.4157 | 7.3029
reg | geo_advanced_95 | battery_6 | h10 (Winter 6am-1pm) | 2.6197 | 11.7686
reg | geo_advanced_95 | battery_6 | h11 (Winter 1pm-5pm) | 3.8621 | 12.4026
reg | geo_advanced_95 | battery_6 | h12 (Winter 5pm-10pm) | 3.6207 | 12.6445
reg | geo_advanced_95 | battery_6 | h13 (Spring 10pm-6am) | 1.1226 | 6.8427
reg | geo_advanced_95 | battery_6 | h14 (Spring 6am-1pm) | 3.9986 | 11.4447
reg | geo_advanced_95 | battery_6 | h15 (Spring 1pm-5pm) | 2.4364 | 12.6525
reg | geo_advanced_95 | battery_6 | h16 (Spring 5pm-10pm) | 5.6678 | 12.435
reg | geo_advanced_95 | battery_6 | h17 (Summer Peak) | 1.4306 | 16.2998
reg | geo_advanced_95 | battery_8 | h01 (Summer 10pm-6am) | 1.2455 | 7.156
reg | geo_advanced_95 | battery_8 | h02 (Summer 6am-1pm) | 1.3747 | 12.3208
reg | geo_advanced_95 | battery_8 | h03 (Summer 1pm-5pm) | 3.1847 | 14.3658
reg | geo_advanced_95 | battery_8 | h04 (Summer 5pm-10pm) | 1.0508 | 13.4311
reg | geo_advanced_95 | battery_8 | h05 (Fall 10pm-6am) | 0.97715 | 6.6854
reg | geo_advanced_95 | battery_8 | h06 (Fall 6am-1pm) | 1.2843 | 11.4952
reg | geo_advanced_95 | battery_8 | h07 (Fall 1pm-5pm) | 0.56455 | 12.8096
reg | geo_advanced_95 | battery_8 | h08 (Fall 5pm-10pm) | 1.3841 | 12.3968
reg | geo_advanced_95 | battery_8 | h09 (Winter 10pm-6am) | 2.3262 | 7.3029
reg | geo_advanced_95 | battery_8 | h10 (Winter 6am-1pm) | 2.7624 | 11.7686
reg | geo_advanced_95 | battery_8 | h11 (Winter 1pm-5pm) | 1.025 | 12.4026
reg | geo_advanced_95 | battery_8 | h12 (Winter 5pm-10pm) | 2.7726 | 12.6445
reg | geo_advanced_95 | battery_8 | h13 (Spring 10pm-6am) | 1.6691 | 6.8427
reg | geo_advanced_95 | battery_8 | h14 (Spring 6am-1pm) | 1.4674 | 11.4447
reg | geo_advanced_95 | battery_8 | h15 (Spring 1pm-5pm) | 0.9197 | 12.6525
reg | geo_advanced_95 | battery_8 | h16 (Spring 5pm-10pm) | 2.8618 | 12.435
reg | geo_advanced_95 | battery_8 | h17 (Summer Peak) | 0.727 | 16.2998
reg | geo_advanced_95 | battery_10 | h01 (Summer 10pm-6am) | 1.701 | 7.156
reg | geo_advanced_95 | battery_10 | h02 (Summer 6am-1pm) | 0.77522 | 12.3208
reg | geo_advanced_95 | battery_10 | h03 (Summer 1pm-5pm) | 0.67182 | 14.3658
reg | geo_advanced_95 | battery_10 | h04 (Summer 5pm-10pm) | 0.029274 | 13.4311
reg | geo_advanced_95 | battery_10 | h05 (Fall 10pm-6am) | 2.7542 | 6.6854
reg | geo_advanced_95 | battery_10 | h06 (Fall 6am-1pm) | 0.64071 | 11.4952
reg | geo_advanced_95 | battery_10 | h07 (Fall 1pm-5pm) | 0.018577 | 12.8096
reg | geo_advanced_95 | battery_10 | h08 (Fall 5pm-10pm) | 0.011451 | 12.3968
reg | geo_advanced_95 | battery_10 | h09 (Winter 10pm-6am) | 0.80153 | 7.3029
reg | geo_advanced_95 | battery_10 | h10 (Winter 6am-1pm) | 1.2315 | 11.7686
reg | geo_advanced_95 | battery_10 | h11 (Winter 1pm-5pm) | 0.17958 | 12.4026
reg | geo_advanced_95 | battery_10 | h12 (Winter 5pm-10pm) | 0.4956 | 12.6445
reg | geo_advanced_95 | battery_10 | h13 (Spring 10pm-6am) | 1.7672 | 6.8427
reg | geo_advanced_95 | battery_10 | h14 (Spring 6am-1pm) | 0.88276 | 11.4447
reg | geo_advanced_95 | battery_10 | h15 (Spring 1pm-5pm) | 0 | 12.6525
reg | geo_advanced_95 | battery_10 | h16 (Spring 5pm-10pm) | 1.4475 | 12.435
reg | geo_advanced_95 | battery_10 | h17 (Summer Peak) | 0 | 16.2998
reg | geo_advanced_95 | pumped-hydro | h01 (Summer 10pm-6am) | 0 | 7.156
reg | geo_advanced_95 | pumped-hydro | h02 (Summer 6am-1pm) | 0 | 12.3208
reg | geo_advanced_95 | pumped-hydro | h03 (Summer 1pm-5pm) | 0 | 14.3658
reg | geo_advanced_95 | pumped-hydro | h04 (Summer 5pm-10pm) | 0 | 13.4311
reg | geo_advanced_95 | pumped-hydro | h05 (Fall 10pm-6am) | 0 | 6.6854
reg | geo_advanced_95 | pumped-hydro | h06 (Fall 6am-1pm) | 0 | 11.4952
reg | geo_advanced_95 | pumped-hydro | h07 (Fall 1pm-5pm) | 0 | 12.8096
reg | geo_advanced_95 | pumped-hydro | h08 (Fall 5pm-10pm) | 0 | 12.3968
reg | geo_advanced_95 | pumped-hydro | h09 (Winter 10pm-6am) | 0 | 7.3029
reg | geo_advanced_95 | pumped-hydro | h10 (Winter 6am-1pm) | 0 | 11.7686
reg | geo_advanced_95 | pumped-hydro | h11 (Winter 1pm-5pm) | 0 | 12.4026
reg | geo_advanced_95 | pumped-hydro | h12 (Winter 5pm-10pm) | 0 | 12.6445
reg | geo_advanced_95 | pumped-hydro | h13 (Spring 10pm-6am) | 0 | 6.8427
reg | geo_advanced_95 | pumped-hydro | h14 (Spring 6am-1pm) | 0 | 11.4447
reg | geo_advanced_95 | pumped-hydro | h15 (Spring 1pm-5pm) | 0 | 12.6525
reg | geo_advanced_95 | pumped-hydro | h16 (Spring 5pm-10pm) | 0 | 12.435
reg | geo_advanced_95 | pumped-hydro | h17 (Summer Peak) | 0 | 16.2998
spin | geo_advanced_95 | nuclear | h01 (Summer 10pm-6am) | 0 | 22.225
spin | geo_advanced_95 | nuclear | h02 (Summer 6am-1pm) | 0 | 31.739
spin | geo_advanced_95 | nuclear | h03 (Summer 1pm-5pm) | 0.011054 | 39.3875
spin | geo_advanced_95 | nuclear | h04 (Summer 5pm-10pm) | 0 | 26.1624
spin | geo_advanced_95 | nuclear | h05 (Fall 10pm-6am) | 0 | 21.5644
spin | geo_advanced_95 | nuclear | h06 (Fall 6am-1pm) | 0.24241 | 21.5933
spin | geo_advanced_95 | nuclear | h07 (Fall 1pm-5pm) | 0 | 32.0203
spin | geo_advanced_95 | nuclear | h08 (Fall 5pm-10pm) | 0 | 22.6478
spin | geo_advanced_95 | nuclear | h09 (Winter 10pm-6am) | 0.33615 | 24.3409
spin | geo_advanced_95 | nuclear | h10 (Winter 6am-1pm) | 0 | 23.9671
spin | geo_advanced_95 | nuclear | h11 (Winter 1pm-5pm) | 0 | 32.7286
spin | geo_advanced_95 | nuclear | h12 (Winter 5pm-10pm) | 0.049271 | 27.5153
spin | geo_advanced_95 | nuclear | h13 (Spring 10pm-6am) | 2.0144 | 20.1807
spin | geo_advanced_95 | nuclear | h14 (Spring 6am-1pm) | 1.9487 | 21.0945
spin | geo_advanced_95 | nuclear | h15 (Spring 1pm-5pm) | 1.7059 | 26.4271
spin | geo_advanced_95 | nuclear | h16 (Spring 5pm-10pm) | 2.6595 | 20.7328
spin | geo_advanced_95 | nuclear | h17 (Summer Peak) | 0 | 35.6797
spin | geo_advanced_95 | coal | h01 (Summer 10pm-6am) | 0 | 22.225
spin | geo_advanced_95 | coal | h02 (Summer 6am-1pm) | 0 | 31.739
spin | geo_advanced_95 | coal | h03 (Summer 1pm-5pm) | 0 | 39.3875
spin | geo_advanced_95 | coal | h04 (Summer 5pm-10pm) | 0 | 26.1624
spin | geo_advanced_95 | coal | h05 (Fall 10pm-6am) | 0 | 21.5644
spin | geo_advanced_95 | coal | h06 (Fall 6am-1pm) | 0 | 21.5933
spin | geo_advanced_95 | coal | h07 (Fall 1pm-5pm) | 0 | 32.0203
spin | geo_advanced_95 | coal | h08 (Fall 5pm-10pm) | 0 | 22.6478
spin | geo_advanced_95 | coal | h09 (Winter 10pm-6am) | 0 | 24.3409
spin | geo_advanced_95 | coal | h10 (Winter 6am-1pm) | 0 | 23.9671
spin | geo_advanced_95 | coal | h11 (Winter 1pm-5pm) | 0 | 32.7286
spin | geo_advanced_95 | coal | h12 (Winter 5pm-10pm) | 0 | 27.5153
spin | geo_advanced_95 | coal | h13 (Spring 10pm-6am) | 0 | 20.1807
spin | geo_advanced_95 | coal | h14 (Spring 6am-1pm) | 0 | 21.0945
spin | geo_advanced_95 | coal | h15 (Spring 1pm-5pm) | 0 | 26.4271
spin | geo_advanced_95 | coal | h16 (Spring 5pm-10pm) | 0 | 20.7328
spin | geo_advanced_95 | coal | h17 (Summer Peak) | 0 | 35.6797
spin | geo_advanced_95 | gas-cc | h01 (Summer 10pm-6am) | 0.10793 | 22.225
spin | geo_advanced_95 | gas-cc | h02 (Summer 6am-1pm) | 0.049864 | 31.739
spin | geo_advanced_95 | gas-cc | h03 (Summer 1pm-5pm) | 0.05147 | 39.3875
spin | geo_advanced_95 | gas-cc | h04 (Summer 5pm-10pm) | 0.26163 | 26.1624
spin | geo_advanced_95 | gas-cc | h05 (Fall 10pm-6am) | 0.5583 | 21.5644
spin | geo_advanced_95 | gas-cc | h06 (Fall 6am-1pm) | 1.2415 | 21.5933
spin | geo_advanced_95 | gas-cc | h07 (Fall 1pm-5pm) | 1.125 | 32.0203
spin | geo_advanced_95 | gas-cc | h08 (Fall 5pm-10pm) | 4.0313 | 22.6478
spin | geo_advanced_95 | gas-cc | h09 (Winter 10pm-6am) | 0 | 24.3409
spin | geo_advanced_95 | gas-cc | h10 (Winter 6am-1pm) | 0 | 23.9671
spin | geo_advanced_95 | gas-cc | h11 (Winter 1pm-5pm) | 0 | 32.7286
spin | geo_advanced_95 | gas-cc | h12 (Winter 5pm-10pm) | 0.89692 | 27.5153
spin | geo_advanced_95 | gas-cc | h13 (Spring 10pm-6am) | 0 | 20.1807
spin | geo_advanced_95 | gas-cc | h14 (Spring 6am-1pm) | 0 | 21.0945
spin | geo_advanced_95 | gas-cc | h15 (Spring 1pm-5pm) | 0 | 26.4271
spin | geo_advanced_95 | gas-cc | h16 (Spring 5pm-10pm) | 0 | 20.7328
spin | geo_advanced_95 | gas-cc | h17 (Summer Peak) | 0.80632 | 35.6797
spin | geo_advanced_95 | gas-cc-ccs_mod_upgrade | h01 (Summer 10pm-6am) | 0.0013117 | 22.225
spin | geo_advanced_95 | gas-cc-ccs_mod_upgrade | h02 (Summer 6am-1pm) | 0 | 31.739
spin | geo_advanced_95 | gas-cc-ccs_mod_upgrade | h03 (Summer 1pm-5pm) | 0 | 39.3875
spin | geo_advanced_95 | gas-cc-ccs_mod_upgrade | h04 (Summer 5pm-10pm) | 1.2315 | 26.1624
spin | geo_advanced_95 | gas-cc-ccs_mod_upgrade | h05 (Fall 10pm-6am) | 0.011474 | 21.5644
spin | geo_advanced_95 | gas-cc-ccs_mod_upgrade | h06 (Fall 6am-1pm) | 0.14294 | 21.5933
spin | geo_advanced_95 | gas-cc-ccs_mod_upgrade | h07 (Fall 1pm-5pm) | 0.024084 | 32.0203
spin | geo_advanced_95 | gas-cc-ccs_mod_upgrade | h08 (Fall 5pm-10pm) | 0.64842 | 22.6478
spin | geo_advanced_95 | gas-cc-ccs_mod_upgrade | h09 (Winter 10pm-6am) | 0 | 24.3409
spin | geo_advanced_95 | gas-cc-ccs_mod_upgrade | h10 (Winter 6am-1pm) | 0 | 23.9671
spin | geo_advanced_95 | gas-cc-ccs_mod_upgrade | h11 (Winter 1pm-5pm) | 0 | 32.7286
spin | geo_advanced_95 | gas-cc-ccs_mod_upgrade | h12 (Winter 5pm-10pm) | 0 | 27.5153
spin | geo_advanced_95 | gas-cc-ccs_mod_upgrade | h13 (Spring 10pm-6am) | 0 | 20.1807
spin | geo_advanced_95 | gas-cc-ccs_mod_upgrade | h14 (Spring 6am-1pm) | 0 | 21.0945
spin | geo_advanced_95 | gas-cc-ccs_mod_upgrade | h15 (Spring 1pm-5pm) | 0 | 26.4271
spin | geo_advanced_95 | gas-cc-ccs_mod_upgrade | h16 (Spring 5pm-10pm) | 0 | 20.7328
spin | geo_advanced_95 | gas-cc-ccs_mod_upgrade | h17 (Summer Peak) | 2.9976 | 35.6797
spin | geo_advanced_95 | gas-ct | h01 (Summer 10pm-6am) | 0 | 22.225
spin | geo_advanced_95 | gas-ct | h02 (Summer 6am-1pm) | 0 | 31.739
spin | geo_advanced_95 | gas-ct | h03 (Summer 1pm-5pm) | 0 | 39.3875
spin | geo_advanced_95 | gas-ct | h04 (Summer 5pm-10pm) | 0 | 26.1624
spin | geo_advanced_95 | gas-ct | h05 (Fall 10pm-6am) | 0 | 21.5644
spin | geo_advanced_95 | gas-ct | h06 (Fall 6am-1pm) | 0.038568 | 21.5933
spin | geo_advanced_95 | gas-ct | h07 (Fall 1pm-5pm) | 0 | 32.0203
spin | geo_advanced_95 | gas-ct | h08 (Fall 5pm-10pm) | 1.0589 | 22.6478
spin | geo_advanced_95 | gas-ct | h09 (Winter 10pm-6am) | 0 | 24.3409
spin | geo_advanced_95 | gas-ct | h10 (Winter 6am-1pm) | 0 | 23.9671
spin | geo_advanced_95 | gas-ct | h11 (Winter 1pm-5pm) | 0 | 32.7286
spin | geo_advanced_95 | gas-ct | h12 (Winter 5pm-10pm) | 0 | 27.5153
spin | geo_advanced_95 | gas-ct | h13 (Spring 10pm-6am) | 0 | 20.1807
spin | geo_advanced_95 | gas-ct | h14 (Spring 6am-1pm) | 0.044302 | 21.0945
spin | geo_advanced_95 | gas-ct | h15 (Spring 1pm-5pm) | 0 | 26.4271
spin | geo_advanced_95 | gas-ct | h16 (Spring 5pm-10pm) | 0 | 20.7328
spin | geo_advanced_95 | gas-ct | h17 (Summer Peak) | 1.6116 | 35.6797
spin | geo_advanced_95 | o-g-s | h01 (Summer 10pm-6am) | 0 | 22.225
spin | geo_advanced_95 | o-g-s | h02 (Summer 6am-1pm) | 0 | 31.739
spin | geo_advanced_95 | o-g-s | h03 (Summer 1pm-5pm) | 0 | 39.3875
spin | geo_advanced_95 | o-g-s | h04 (Summer 5pm-10pm) | 0 | 26.1624
spin | geo_advanced_95 | o-g-s | h05 (Fall 10pm-6am) | 0 | 21.5644
spin | geo_advanced_95 | o-g-s | h06 (Fall 6am-1pm) | 0 | 21.5933
spin | geo_advanced_95 | o-g-s | h07 (Fall 1pm-5pm) | 0 | 32.0203
spin | geo_advanced_95 | o-g-s | h08 (Fall 5pm-10pm) | 0.014117 | 22.6478
spin | geo_advanced_95 | o-g-s | h09 (Winter 10pm-6am) | 0 | 24.3409
spin | geo_advanced_95 | o-g-s | h10 (Winter 6am-1pm) | 0 | 23.9671
spin | geo_advanced_95 | o-g-s | h11 (Winter 1pm-5pm) | 0 | 32.7286
spin | geo_advanced_95 | o-g-s | h12 (Winter 5pm-10pm) | 0 | 27.5153
spin | geo_advanced_95 | o-g-s | h13 (Spring 10pm-6am) | 0 | 20.1807
spin | geo_advanced_95 | o-g-s | h14 (Spring 6am-1pm) | 0 | 21.0945
spin | geo_advanced_95 | o-g-s | h15 (Spring 1pm-5pm) | 0 | 26.4271
spin | geo_advanced_95 | o-g-s | h16 (Spring 5pm-10pm) | 0 | 20.7328
spin | geo_advanced_95 | o-g-s | h17 (Summer Peak) | 0 | 35.6797
spin | geo_advanced_95 | hydro | h01 (Summer 10pm-6am) | 4.0069 | 22.225
spin | geo_advanced_95 | hydro | h02 (Summer 6am-1pm) | 6.8418 | 31.739
spin | geo_advanced_95 | hydro | h03 (Summer 1pm-5pm) | 1.6031 | 39.3875
spin | geo_advanced_95 | hydro | h04 (Summer 5pm-10pm) | 2.6341 | 26.1624
spin | geo_advanced_95 | hydro | h05 (Fall 10pm-6am) | 4.6346 | 21.5644
spin | geo_advanced_95 | hydro | h06 (Fall 6am-1pm) | 6.0399 | 21.5933
spin | geo_advanced_95 | hydro | h07 (Fall 1pm-5pm) | 3.5516 | 32.0203
spin | geo_advanced_95 | hydro | h08 (Fall 5pm-10pm) | 4.9726 | 22.6478
spin | geo_advanced_95 | hydro | h09 (Winter 10pm-6am) | 5.5287 | 24.3409
spin | geo_advanced_95 | hydro | h10 (Winter 6am-1pm) | 5.3023 | 23.9671
spin | geo_advanced_95 | hydro | h11 (Winter 1pm-5pm) | 2.5746 | 32.7286
spin | geo_advanced_95 | hydro | h12 (Winter 5pm-10pm) | 4.26 | 27.5153
spin | geo_advanced_95 | hydro | h13 (Spring 10pm-6am) | 4.1821 | 20.1807
spin | geo_advanced_95 | hydro | h14 (Spring 6am-1pm) | 6.0584 | 21.0945
spin | geo_advanced_95 | hydro | h15 (Spring 1pm-5pm) | 4.2867 | 26.4271
spin | geo_advanced_95 | hydro | h16 (Spring 5pm-10pm) | 6.3459 | 20.7328
spin | geo_advanced_95 | hydro | h17 (Summer Peak) | 4.0565 | 35.6797
spin | geo_advanced_95 | geothermal | h01 (Summer 10pm-6am) | 0 | 22.225
spin | geo_advanced_95 | geothermal | h02 (Summer 6am-1pm) | 0 | 31.739
spin | geo_advanced_95 | geothermal | h03 (Summer 1pm-5pm) | 0 | 39.3875
spin | geo_advanced_95 | geothermal | h04 (Summer 5pm-10pm) | 0 | 26.1624
spin | geo_advanced_95 | geothermal | h05 (Fall 10pm-6am) | 0 | 21.5644
spin | geo_advanced_95 | geothermal | h06 (Fall 6am-1pm) | 0 | 21.5933
spin | geo_advanced_95 | geothermal | h07 (Fall 1pm-5pm) | 0 | 32.0203
spin | geo_advanced_95 | geothermal | h08 (Fall 5pm-10pm) | 0 | 22.6478
spin | geo_advanced_95 | geothermal | h09 (Winter 10pm-6am) | 0 | 24.3409
spin | geo_advanced_95 | geothermal | h10 (Winter 6am-1pm) | 0 | 23.9671
spin | geo_advanced_95 | geothermal | h11 (Winter 1pm-5pm) | 0 | 32.7286
spin | geo_advanced_95 | geothermal | h12 (Winter 5pm-10pm) | 0 | 27.5153
spin | geo_advanced_95 | geothermal | h13 (Spring 10pm-6am) | 1.2771 | 20.1807
spin | geo_advanced_95 | geothermal | h14 (Spring 6am-1pm) | 0.17452 | 21.0945
spin | geo_advanced_95 | geothermal | h15 (Spring 1pm-5pm) | 1.2804 | 26.4271
spin | geo_advanced_95 | geothermal | h16 (Spring 5pm-10pm) | 0.12528 | 20.7328
spin | geo_advanced_95 | geothermal | h17 (Summer Peak) | 0.073933 | 35.6797
spin | geo_advanced_95 | biopower | h01 (Summer 10pm-6am) | 0 | 22.225
spin | geo_advanced_95 | biopower | h02 (Summer 6am-1pm) | 0.00084933 | 31.739
spin | geo_advanced_95 | biopower | h03 (Summer 1pm-5pm) | 0.01267 | 39.3875
spin | geo_advanced_95 | biopower | h04 (Summer 5pm-10pm) | 0.056362 | 26.1624
spin | geo_advanced_95 | biopower | h05 (Fall 10pm-6am) | 0 | 21.5644
spin | geo_advanced_95 | biopower | h06 (Fall 6am-1pm) | 0.0035806 | 21.5933
spin | geo_advanced_95 | biopower | h07 (Fall 1pm-5pm) | 0 | 32.0203
spin | geo_advanced_95 | biopower | h08 (Fall 5pm-10pm) | 0.030628 | 22.6478
spin | geo_advanced_95 | biopower | h09 (Winter 10pm-6am) | 0.033353 | 24.3409
spin | geo_advanced_95 | biopower | h10 (Winter 6am-1pm) | 0 | 23.9671
spin | geo_advanced_95 | biopower | h11 (Winter 1pm-5pm) | 0 | 32.7286
spin | geo_advanced_95 | biopower | h12 (Winter 5pm-10pm) | 0.03679 | 27.5153
spin | geo_advanced_95 | biopower | h13 (Spring 10pm-6am) | 0 | 20.1807
spin | geo_advanced_95 | biopower | h14 (Spring 6am-1pm) | 0 | 21.0945
spin | geo_advanced_95 | biopower | h15 (Spring 1pm-5pm) | 0 | 26.4271
spin | geo_advanced_95 | biopower | h16 (Spring 5pm-10pm) | 0 | 20.7328
spin | geo_advanced_95 | biopower | h17 (Summer Peak) | 0.066233 | 35.6797
spin | geo_advanced_95 | lfill-gas | h01 (Summer 10pm-6am) | 0 | 22.225
spin | geo_advanced_95 | lfill-gas | h02 (Summer 6am-1pm) | 0 | 31.739
spin | geo_advanced_95 | lfill-gas | h03 (Summer 1pm-5pm) | 0 | 39.3875
spin | geo_advanced_95 | lfill-gas | h04 (Summer 5pm-10pm) | 0 | 26.1624
spin | geo_advanced_95 | lfill-gas | h05 (Fall 10pm-6am) | 0.00098534 | 21.5644
spin | geo_advanced_95 | lfill-gas | h06 (Fall 6am-1pm) | 0.010554 | 21.5933
spin | geo_advanced_95 | lfill-gas | h07 (Fall 1pm-5pm) | 0 | 32.0203
spin | geo_advanced_95 | lfill-gas | h08 (Fall 5pm-10pm) | 0.0033871 | 22.6478
spin | geo_advanced_95 | lfill-gas | h09 (Winter 10pm-6am) | 0 | 24.3409
spin | geo_advanced_95 | lfill-gas | h10 (Winter 6am-1pm) | 0 | 23.9671
spin | geo_advanced_95 | lfill-gas | h11 (Winter 1pm-5pm) | 0 | 32.7286
spin | geo_advanced_95 | lfill-gas | h12 (Winter 5pm-10pm) | 0 | 27.5153
spin | geo_advanced_95 | lfill-gas | h13 (Spring 10pm-6am) | 0.014099 | 20.1807
spin | geo_advanced_95 | lfill-gas | h14 (Spring 6am-1pm) | 0.13666 | 21.0945
spin | geo_advanced_95 | lfill-gas | h15 (Spring 1pm-5pm) | 0.040979 | 26.4271
spin | geo_advanced_95 | lfill-gas | h16 (Spring 5pm-10pm) | 0.018955 | 20.7328
spin | geo_advanced_95 | lfill-gas | h17 (Summer Peak) | 0.000704 | 35.6797
spin | geo_advanced_95 | pvb | h01 (Summer 10pm-6am) | 0.070556 | 22.225
spin | geo_advanced_95 | pvb | h02 (Summer 6am-1pm) | 0.025425 | 31.739
spin | geo_advanced_95 | pvb | h03 (Summer 1pm-5pm) | 0.0023209 | 39.3875
spin | geo_advanced_95 | pvb | h04 (Summer 5pm-10pm) | 0.32999 | 26.1624
spin | geo_advanced_95 | pvb | h05 (Fall 10pm-6am) | 0 | 21.5644
spin | geo_advanced_95 | pvb | h06 (Fall 6am-1pm) | 0.68252 | 21.5933
spin | geo_advanced_95 | pvb | h07 (Fall 1pm-5pm) | 0.55297 | 32.0203
spin | geo_advanced_95 | pvb | h08 (Fall 5pm-10pm) | 0.14391 | 22.6478
spin | geo_advanced_95 | pvb | h09 (Winter 10pm-6am) | 0.095653 | 24.3409
spin | geo_advanced_95 | pvb | h10 (Winter 6am-1pm) | 0.095951 | 23.9671
spin | geo_advanced_95 | pvb | h11 (Winter 1pm-5pm) | 0.079102 | 32.7286
spin | geo_advanced_95 | pvb | h12 (Winter 5pm-10pm) | 0.36706 | 27.5153
spin | geo_advanced_95 | pvb | h13 (Spring 10pm-6am) | 0.050485 | 20.1807
spin | geo_advanced_95 | pvb | h14 (Spring 6am-1pm) | 0.029381 | 21.0945
spin | geo_advanced_95 | pvb | h15 (Spring 1pm-5pm) | 0.23032 | 26.4271
spin | geo_advanced_95 | pvb | h16 (Spring 5pm-10pm) | 0.29185 | 20.7328
spin | geo_advanced_95 | pvb | h17 (Summer Peak) | 0.29809 | 35.6797
spin | geo_advanced_95 | battery_2 | h01 (Summer 10pm-6am) | 0.1483 | 22.225
spin | geo_advanced_95 | battery_2 | h02 (Summer 6am-1pm) | 0.13935 | 31.739
spin | geo_advanced_95 | battery_2 | h03 (Summer 1pm-5pm) | 0.37926 | 39.3875
spin | geo_advanced_95 | battery_2 | h04 (Summer 5pm-10pm) | 0.33786 | 26.1624
spin | geo_advanced_95 | battery_2 | h05 (Fall 10pm-6am) | 0.17051 | 21.5644
spin | geo_advanced_95 | battery_2 | h06 (Fall 6am-1pm) | 0.035165 | 21.5933
spin | geo_advanced_95 | battery_2 | h07 (Fall 1pm-5pm) | 0.97396 | 32.0203
spin | geo_advanced_95 | battery_2 | h08 (Fall 5pm-10pm) | 0.10435 | 22.6478
spin | geo_advanced_95 | battery_2 | h09 (Winter 10pm-6am) | 0.34423 | 24.3409
spin | geo_advanced_95 | battery_2 | h10 (Winter 6am-1pm) | 0.14479 | 23.9671
spin | geo_advanced_95 | battery_2 | h11 (Winter 1pm-5pm) | 0.84376 | 32.7286
spin | geo_advanced_95 | battery_2 | h12 (Winter 5pm-10pm) | 0.3117 | 27.5153
spin | geo_advanced_95 | battery_2 | h13 (Spring 10pm-6am) | 0.0786 | 20.1807
spin | geo_advanced_95 | battery_2 | h14 (Spring 6am-1pm) | 0.26434 | 21.0945
spin | geo_advanced_95 | battery_2 | h15 (Spring 1pm-5pm) | 0.49555 | 26.4271
spin | geo_advanced_95 | battery_2 | h16 (Spring 5pm-10pm) | 0.79557 | 20.7328
spin | geo_advanced_95 | battery_2 | h17 (Summer Peak) | 0.49877 | 35.6797
spin | geo_advanced_95 | battery_4 | h01 (Summer 10pm-6am) | 3.6355 | 22.225
spin | geo_advanced_95 | battery_4 | h02 (Summer 6am-1pm) | 5.2183 | 31.739
spin | geo_advanced_95 | battery_4 | h03 (Summer 1pm-5pm) | 12.3543 | 39.3875
spin | geo_advanced_95 | battery_4 | h04 (Summer 5pm-10pm) | 10.0026 | 26.1624
spin | geo_advanced_95 | battery_4 | h05 (Fall 10pm-6am) | 3.1035 | 21.5644
spin | geo_advanced_95 | battery_4 | h06 (Fall 6am-1pm) | 5.0461 | 21.5933
spin | geo_advanced_95 | battery_4 | h07 (Fall 1pm-5pm) | 9.1824 | 32.0203
spin | geo_advanced_95 | battery_4 | h08 (Fall 5pm-10pm) | 4.9598 | 22.6478
spin | geo_advanced_95 | battery_4 | h09 (Winter 10pm-6am) | 3.0394 | 24.3409
spin | geo_advanced_95 | battery_4 | h10 (Winter 6am-1pm) | 7.0893 | 23.9671
spin | geo_advanced_95 | battery_4 | h11 (Winter 1pm-5pm) | 7.2526 | 32.7286
spin | geo_advanced_95 | battery_4 | h12 (Winter 5pm-10pm) | 8.1754 | 27.5153
spin | geo_advanced_95 | battery_4 | h13 (Spring 10pm-6am) | 2.4938 | 20.1807
spin | geo_advanced_95 | battery_4 | h14 (Spring 6am-1pm) | 5.0573 | 21.0945
spin | geo_advanced_95 | battery_4 | h15 (Spring 1pm-5pm) | 6.2872 | 26.4271
spin | geo_advanced_95 | battery_4 | h16 (Spring 5pm-10pm) | 6.2236 | 20.7328
spin | geo_advanced_95 | battery_4 | h17 (Summer Peak) | 15.1687 | 35.6797
spin | geo_advanced_95 | battery_6 | h01 (Summer 10pm-6am) | 2.006 | 22.225
spin | geo_advanced_95 | battery_6 | h02 (Summer 6am-1pm) | 8.1744 | 31.739
spin | geo_advanced_95 | battery_6 | h03 (Summer 1pm-5pm) | 7.7392 | 39.3875
spin | geo_advanced_95 | battery_6 | h04 (Summer 5pm-10pm) | 3.9978 | 26.1624
spin | geo_advanced_95 | battery_6 | h05 (Fall 10pm-6am) | 3.6686 | 21.5644
spin | geo_advanced_95 | battery_6 | h06 (Fall 6am-1pm) | 5.2089 | 21.5933
spin | geo_advanced_95 | battery_6 | h07 (Fall 1pm-5pm) | 4.1902 | 32.0203
spin | geo_advanced_95 | battery_6 | h08 (Fall 5pm-10pm) | 2.2553 | 22.6478
spin | geo_advanced_95 | battery_6 | h09 (Winter 10pm-6am) | 3.6106 | 24.3409
spin | geo_advanced_95 | battery_6 | h10 (Winter 6am-1pm) | 4.3762 | 23.9671
spin | geo_advanced_95 | battery_6 | h11 (Winter 1pm-5pm) | 3.3457 | 32.7286
spin | geo_advanced_95 | battery_6 | h12 (Winter 5pm-10pm) | 4.6383 | 27.5153
spin | geo_advanced_95 | battery_6 | h13 (Spring 10pm-6am) | 1.962 | 20.1807
spin | geo_advanced_95 | battery_6 | h14 (Spring 6am-1pm) | 1.7672 | 21.0945
spin | geo_advanced_95 | battery_6 | h15 (Spring 1pm-5pm) | 2.8818 | 26.4271
spin | geo_advanced_95 | battery_6 | h16 (Spring 5pm-10pm) | 1.1486 | 20.7328
spin | geo_advanced_95 | battery_6 | h17 (Summer Peak) | 2.9783 | 35.6797
spin | geo_advanced_95 | battery_8 | h01 (Summer 10pm-6am) | 2.3852 | 22.225
spin | geo_advanced_95 | battery_8 | h02 (Summer 6am-1pm) | 3.2228 | 31.739
spin | geo_advanced_95 | battery_8 | h03 (Summer 1pm-5pm) | 6.3109 | 39.3875
spin | geo_advanced_95 | battery_8 | h04 (Summer 5pm-10pm) | 0.85598 | 26.1624
spin | geo_advanced_95 | battery_8 | h05 (Fall 10pm-6am) | 4.4962 | 21.5644
spin | geo_advanced_95 | battery_8 | h06 (Fall 6am-1pm) | 1.3331 | 21.5933
spin | geo_advanced_95 | battery_8 | h07 (Fall 1pm-5pm) | 4.9912 | 32.0203
spin | geo_advanced_95 | battery_8 | h08 (Fall 5pm-10pm) | 0.78137 | 22.6478
spin | geo_advanced_95 | battery_8 | h09 (Winter 10pm-6am) | 3.9299 | 24.3409
spin | geo_advanced_95 | battery_8 | h10 (Winter 6am-1pm) | 2.2073 | 23.9671
spin | geo_advanced_95 | battery_8 | h11 (Winter 1pm-5pm) | 9.8698 | 32.7286
spin | geo_advanced_95 | battery_8 | h12 (Winter 5pm-10pm) | 2.0278 | 27.5153
spin | geo_advanced_95 | battery_8 | h13 (Spring 10pm-6am) | 3.2851 | 20.1807
spin | geo_advanced_95 | battery_8 | h14 (Spring 6am-1pm) | 1.6126 | 21.0945
spin | geo_advanced_95 | battery_8 | h15 (Spring 1pm-5pm) | 2.2479 | 26.4271
spin | geo_advanced_95 | battery_8 | h16 (Spring 5pm-10pm) | 1.7411 | 20.7328
spin | geo_advanced_95 | battery_8 | h17 (Summer Peak) | 1.1364 | 35.6797
spin | geo_advanced_95 | battery_10 | h01 (Summer 10pm-6am) | 0 | 22.225
spin | geo_advanced_95 | battery_10 | h02 (Summer 6am-1pm) | 0 | 31.739
spin | geo_advanced_95 | battery_10 | h03 (Summer 1pm-5pm) | 2.2187 | 39.3875
spin | geo_advanced_95 | battery_10 | h04 (Summer 5pm-10pm) | 0 | 26.1624
spin | geo_advanced_95 | battery_10 | h05 (Fall 10pm-6am) | 0.070068 | 21.5644
spin | geo_advanced_95 | battery_10 | h06 (Fall 6am-1pm) | 0 | 21.5933
spin | geo_advanced_95 | battery_10 | h07 (Fall 1pm-5pm) | 0.41422 | 32.0203
spin | geo_advanced_95 | battery_10 | h08 (Fall 5pm-10pm) | 0.0028734 | 22.6478
spin | geo_advanced_95 | battery_10 | h09 (Winter 10pm-6am) | 1.5685 | 24.3409
spin | geo_advanced_95 | battery_10 | h10 (Winter 6am-1pm) | 1.4766 | 23.9671
spin | geo_advanced_95 | battery_10 | h11 (Winter 1pm-5pm) | 2.0575 | 32.7286
spin | geo_advanced_95 | battery_10 | h12 (Winter 5pm-10pm) | 0.94247 | 27.5153
spin | geo_advanced_95 | battery_10 | h13 (Spring 10pm-6am) | 0.068504 | 20.1807
spin | geo_advanced_95 | battery_10 | h14 (Spring 6am-1pm) | 0.28496 | 21.0945
spin | geo_advanced_95 | battery_10 | h15 (Spring 1pm-5pm) | 0.17491 | 26.4271
spin | geo_advanced_95 | battery_10 | h16 (Spring 5pm-10pm) | 0.033686 | 20.7328
spin | geo_advanced_95 | battery_10 | h17 (Summer Peak) | 0 | 35.6797
spin | geo_advanced_95 | pumped-hydro | h01 (Summer 10pm-6am) | 9.8634 | 22.225
spin | geo_advanced_95 | pumped-hydro | h02 (Summer 6am-1pm) | 8.0662 | 31.739
spin | geo_advanced_95 | pumped-hydro | h03 (Summer 1pm-5pm) | 8.7045 | 39.3875
spin | geo_advanced_95 | pumped-hydro | h04 (Summer 5pm-10pm) | 6.4547 | 26.1624
spin | geo_advanced_95 | pumped-hydro | h05 (Fall 10pm-6am) | 4.8502 | 21.5644
spin | geo_advanced_95 | pumped-hydro | h06 (Fall 6am-1pm) | 1.568 | 21.5933
spin | geo_advanced_95 | pumped-hydro | h07 (Fall 1pm-5pm) | 7.0147 | 32.0203
spin | geo_advanced_95 | pumped-hydro | h08 (Fall 5pm-10pm) | 3.6407 | 22.6478
spin | geo_advanced_95 | pumped-hydro | h09 (Winter 10pm-6am) | 5.8545 | 24.3409
spin | geo_advanced_95 | pumped-hydro | h10 (Winter 6am-1pm) | 3.2746 | 23.9671
spin | geo_advanced_95 | pumped-hydro | h11 (Winter 1pm-5pm) | 6.7056 | 32.7286
spin | geo_advanced_95 | pumped-hydro | h12 (Winter 5pm-10pm) | 5.8096 | 27.5153
spin | geo_advanced_95 | pumped-hydro | h13 (Spring 10pm-6am) | 4.7545 | 20.1807
spin | geo_advanced_95 | pumped-hydro | h14 (Spring 6am-1pm) | 3.7161 | 21.0945
spin | geo_advanced_95 | pumped-hydro | h15 (Spring 1pm-5pm) | 6.7955 | 26.4271
spin | geo_advanced_95 | pumped-hydro | h16 (Spring 5pm-10pm) | 1.3488 | 20.7328
spin | geo_advanced_95 | pumped-hydro | h17 (Summer Peak) | 5.9868 | 35.6797

## 11_Firm Capacity (GW)
season | scenario | tech | year | Firm Capacity (GW) | Net Level Firm Capacity (GW)
fall | geo_advanced_95 | nuclear | 2010 | 103.7491 | 938.1478
fall | geo_advanced_95 | nuclear | 2012 | 103.7491 | 944.6178
fall | geo_advanced_95 | nuclear | 2014 | 99.5688 | 930.3386
fall | geo_advanced_95 | nuclear | 2016 | 100.208 | 912.592
fall | geo_advanced_95 | nuclear | 2018 | 99.6003 | 902.3851
fall | geo_advanced_95 | nuclear | 2020 | 96.5236 | 893.9455
fall | geo_advanced_95 | nuclear | 2022 | 96.9468 | 935.9881
fall | geo_advanced_95 | nuclear | 2024 | 96.9468 | 886.5723
fall | geo_advanced_95 | nuclear | 2026 | 96.9468 | 902.9583
fall | geo_advanced_95 | nuclear | 2028 | 96.9468 | 909.4269
fall | geo_advanced_95 | nuclear | 2030 | 94.7068 | 928.1834
fall | geo_advanced_95 | nuclear | 2032 | 94.7068 | 963.2067
fall | geo_advanced_95 | nuclear | 2034 | 89.6092 | 987.8175
fall | geo_advanced_95 | nuclear | 2036 | 88.2901 | 1028.2836
fall | geo_advanced_95 | nuclear | 2038 | 88.2901 | 1067.4108
fall | geo_advanced_95 | nuclear | 2040 | 88.2901 | 1105.495
fall | geo_advanced_95 | nuclear | 2042 | 88.2901 | 1142.4422
fall | geo_advanced_95 | nuclear | 2044 | 88.2901 | 1175.7265
fall | geo_advanced_95 | nuclear | 2046 | 88.2901 | 1207.6327
fall | geo_advanced_95 | nuclear | 2048 | 88.2901 | 1237.82
fall | geo_advanced_95 | nuclear | 2050 | 85.5809 | 1268.3419
fall | geo_advanced_95 | coal | 2010 | 296.7419 | 938.1478
fall | geo_advanced_95 | coal | 2012 | 291.2386 | 944.6178
fall | geo_advanced_95 | coal | 2014 | 281.2835 | 930.3386
fall | geo_advanced_95 | coal | 2016 | 258.6969 | 912.592
fall | geo_advanced_95 | coal | 2018 | 237.8386 | 902.3851
fall | geo_advanced_95 | coal | 2020 | 220.2663 | 893.9455
fall | geo_advanced_95 | coal | 2022 | 202.02 | 935.9881
fall | geo_advanced_95 | coal | 2024 | 188.2811 | 886.5723
fall | geo_advanced_95 | coal | 2026 | 178.3925 | 902.9583
fall | geo_advanced_95 | coal | 2028 | 159.5794 | 909.4269
fall | geo_advanced_95 | coal | 2030 | 146.4832 | 928.1834
fall | geo_advanced_95 | coal | 2032 | 144.5222 | 963.2067
fall | geo_advanced_95 | coal | 2034 | 140.3415 | 987.8175
fall | geo_advanced_95 | coal | 2036 | 138.9512 | 1028.2836
fall | geo_advanced_95 | coal | 2038 | 137.2441 | 1067.4108
fall | geo_advanced_95 | coal | 2040 | 134.4125 | 1105.495
fall | geo_advanced_95 | coal | 2042 | 129.8322 | 1142.4422
fall | geo_advanced_95 | coal | 2044 | 120.1529 | 1175.7265
fall | geo_advanced_95 | coal | 2046 | 105.393 | 1207.6327
fall | geo_advanced_95 | coal | 2048 | 91.0721 | 1237.82
fall | geo_advanced_95 | coal | 2050 | 0 | 1268.3419
fall | geo_advanced_95 | gas-cc | 2010 | 201.204 | 938.1478
fall | geo_advanced_95 | gas-cc | 2012 | 215.7431 | 944.6178
fall | geo_advanced_95 | gas-cc | 2014 | 225.5781 | 930.3386
fall | geo_advanced_95 | gas-cc | 2016 | 234.2477 | 912.592
fall | geo_advanced_95 | gas-cc | 2018 | 257.9461 | 902.3851
fall | geo_advanced_95 | gas-cc | 2020 | 268.2452 | 893.9455
fall | geo_advanced_95 | gas-cc | 2022 | 280.414 | 935.9881
fall | geo_advanced_95 | gas-cc | 2024 | 280.76 | 886.5723
fall | geo_advanced_95 | gas-cc | 2026 | 282.0247 | 902.9583
fall | geo_advanced_95 | gas-cc | 2028 | 277.1319 | 909.4269
fall | geo_advanced_95 | gas-cc | 2030 | 274.0397 | 928.1834
fall | geo_advanced_95 | gas-cc | 2032 | 272.5356 | 963.2067
fall | geo_advanced_95 | gas-cc | 2034 | 272.3186 | 987.8175
fall | geo_advanced_95 | gas-cc | 2036 | 271.2565 | 1028.2836
fall | geo_advanced_95 | gas-cc | 2038 | 276.0144 | 1067.4108
fall | geo_advanced_95 | gas-cc | 2040 | 284.6008 | 1105.495
fall | geo_advanced_95 | gas-cc | 2042 | 288.6509 | 1142.4422
fall | geo_advanced_95 | gas-cc | 2044 | 302.6233 | 1175.7265
fall | geo_advanced_95 | gas-cc | 2046 | 291.2428 | 1207.6327
fall | geo_advanced_95 | gas-cc | 2048 | 290.1239 | 1237.82
fall | geo_advanced_95 | gas-cc | 2050 | 300.5144 | 1268.3419
fall | geo_advanced_95 | gas-cc-ccs_mod_upgrade | 2010 | 0 | 938.1478
fall | geo_advanced_95 | gas-cc-ccs_mod_upgrade | 2012 | 0 | 944.6178
fall | geo_advanced_95 | gas-cc-ccs_mod_upgrade | 2014 | 0 | 930.3386
fall | geo_advanced_95 | gas-cc-ccs_mod_upgrade | 2016 | 0 | 912.592
fall | geo_advanced_95 | gas-cc-ccs_mod_upgrade | 2018 | 0 | 902.3851
fall | geo_advanced_95 | gas-cc-ccs_mod_upgrade | 2020 | 0 | 893.9455
fall | geo_advanced_95 | gas-cc-ccs_mod_upgrade | 2022 | 0 | 935.9881
fall | geo_advanced_95 | gas-cc-ccs_mod_upgrade | 2024 | 0 | 886.5723
fall | geo_advanced_95 | gas-cc-ccs_mod_upgrade | 2026 | 0 | 902.9583
fall | geo_advanced_95 | gas-cc-ccs_mod_upgrade | 2028 | 6.2956 | 909.4269
fall | geo_advanced_95 | gas-cc-ccs_mod_upgrade | 2030 | 6.2956 | 928.1834
fall | geo_advanced_95 | gas-cc-ccs_mod_upgrade | 2032 | 6.2956 | 963.2067
fall | geo_advanced_95 | gas-cc-ccs_mod_upgrade | 2034 | 6.2956 | 987.8175
fall | geo_advanced_95 | gas-cc-ccs_mod_upgrade | 2036 | 6.2956 | 1028.2836
fall | geo_advanced_95 | gas-cc-ccs_mod_upgrade | 2038 | 6.2956 | 1067.4108
fall | geo_advanced_95 | gas-cc-ccs_mod_upgrade | 2040 | 6.2956 | 1105.495
fall | geo_advanced_95 | gas-cc-ccs_mod_upgrade | 2042 | 6.2956 | 1142.4422
fall | geo_advanced_95 | gas-cc-ccs_mod_upgrade | 2044 | 6.2956 | 1175.7265
fall | geo_advanced_95 | gas-cc-ccs_mod_upgrade | 2046 | 6.2956 | 1207.6327
fall | geo_advanced_95 | gas-cc-ccs_mod_upgrade | 2048 | 7.2015 | 1237.82
fall | geo_advanced_95 | gas-cc-ccs_mod_upgrade | 2050 | 68.2793 | 1268.3419
fall | geo_advanced_95 | gas-ct | 2010 | 117.7247 | 938.1478
fall | geo_advanced_95 | gas-ct | 2012 | 120.8117 | 944.6178
fall | geo_advanced_95 | gas-ct | 2014 | 123.8407 | 930.3386
fall | geo_advanced_95 | gas-ct | 2016 | 124.6101 | 912.592
fall | geo_advanced_95 | gas-ct | 2018 | 126.4449 | 902.3851
fall | geo_advanced_95 | gas-ct | 2020 | 127.2607 | 893.9455
fall | geo_advanced_95 | gas-ct | 2022 | 130.2439 | 935.9881
fall | geo_advanced_95 | gas-ct | 2024 | 115.164 | 886.5723
fall | geo_advanced_95 | gas-ct | 2026 | 112.9759 | 902.9583
fall | geo_advanced_95 | gas-ct | 2028 | 113.4753 | 909.4269
fall | geo_advanced_95 | gas-ct | 2030 | 111.6581 | 928.1834
fall | geo_advanced_95 | gas-ct | 2032 | 110.8931 | 963.2067
fall | geo_advanced_95 | gas-ct | 2034 | 111.487 | 987.8175
fall | geo_advanced_95 | gas-ct | 2036 | 116.2881 | 1028.2836
fall | geo_advanced_95 | gas-ct | 2038 | 127.8706 | 1067.4108
fall | geo_advanced_95 | gas-ct | 2040 | 153.4683 | 1105.495
fall | geo_advanced_95 | gas-ct | 2042 | 185.3674 | 1142.4422
fall | geo_advanced_95 | gas-ct | 2044 | 211.7575 | 1175.7265
fall | geo_advanced_95 | gas-ct | 2046 | 240.8863 | 1207.6327
fall | geo_advanced_95 | gas-ct | 2048 | 256.2061 | 1237.82
fall | geo_advanced_95 | gas-ct | 2050 | 200.474 | 1268.3419
fall | geo_advanced_95 | o-g-s | 2010 | 140.2354 | 938.1478
fall | geo_advanced_95 | o-g-s | 2012 | 132.4567 | 944.6178
fall | geo_advanced_95 | o-g-s | 2014 | 123.1645 | 930.3386
fall | geo_advanced_95 | o-g-s | 2016 | 110.9605 | 912.592
fall | geo_advanced_95 | o-g-s | 2018 | 96.372 | 902.3851
fall | geo_advanced_95 | o-g-s | 2020 | 89.885 | 893.9455
fall | geo_advanced_95 | o-g-s | 2022 | 85.1197 | 935.9881
fall | geo_advanced_95 | o-g-s | 2024 | 34.1728 | 886.5723
fall | geo_advanced_95 | o-g-s | 2026 | 31.5353 | 902.9583
fall | geo_advanced_95 | o-g-s | 2028 | 29.7326 | 909.4269
fall | geo_advanced_95 | o-g-s | 2030 | 25.783 | 928.1834
fall | geo_advanced_95 | o-g-s | 2032 | 25.1231 | 963.2067
fall | geo_advanced_95 | o-g-s | 2034 | 23.8844 | 987.8175
fall | geo_advanced_95 | o-g-s | 2036 | 23.1636 | 1028.2836
fall | geo_advanced_95 | o-g-s | 2038 | 22.1319 | 1067.4108
fall | geo_advanced_95 | o-g-s | 2040 | 21.3567 | 1105.495
fall | geo_advanced_95 | o-g-s | 2042 | 20.0734 | 1142.4422
fall | geo_advanced_95 | o-g-s | 2044 | 17.6694 | 1175.7265
fall | geo_advanced_95 | o-g-s | 2046 | 15.8661 | 1207.6327
fall | geo_advanced_95 | o-g-s | 2048 | 11.6773 | 1237.82
fall | geo_advanced_95 | o-g-s | 2050 | 2.0882 | 1268.3419
fall | geo_advanced_95 | hydro | 2010 | 56.1473 | 938.1478
fall | geo_advanced_95 | hydro | 2012 | 55.4815 | 944.6178
fall | geo_advanced_95 | hydro | 2014 | 55.0099 | 930.3386
fall | geo_advanced_95 | hydro | 2016 | 54.3648 | 912.592
fall | geo_advanced_95 | hydro | 2018 | 56.6835 | 902.3851
fall | geo_advanced_95 | hydro | 2020 | 57.0203 | 893.9455
fall | geo_advanced_95 | hydro | 2022 | 57.0882 | 935.9881
fall | geo_advanced_95 | hydro | 2024 | 57.1105 | 886.5723
fall | geo_advanced_95 | hydro | 2026 | 58.2711 | 902.9583
fall | geo_advanced_95 | hydro | 2028 | 59.3985 | 909.4269
fall | geo_advanced_95 | hydro | 2030 | 59.4597 | 928.1834
fall | geo_advanced_95 | hydro | 2032 | 59.5359 | 963.2067
fall | geo_advanced_95 | hydro | 2034 | 59.6309 | 987.8175
fall | geo_advanced_95 | hydro | 2036 | 59.7496 | 1028.2836
fall | geo_advanced_95 | hydro | 2038 | 59.9603 | 1067.4108
fall | geo_advanced_95 | hydro | 2040 | 60.1007 | 1105.495
fall | geo_advanced_95 | hydro | 2042 | 60.2351 | 1142.4422
fall | geo_advanced_95 | hydro | 2044 | 60.3607 | 1175.7265
fall | geo_advanced_95 | hydro | 2046 | 60.488 | 1207.6327
fall | geo_advanced_95 | hydro | 2048 | 60.6227 | 1237.82
fall | geo_advanced_95 | hydro | 2050 | 61.0591 | 1268.3419
fall | geo_advanced_95 | geothermal | 2010 | 2.6812 | 938.1478
fall | geo_advanced_95 | geothermal | 2012 | 2.8162 | 944.6178
fall | geo_advanced_95 | geothermal | 2014 | 2.9016 | 930.3386
fall | geo_advanced_95 | geothermal | 2016 | 2.9516 | 912.592
fall | geo_advanced_95 | geothermal | 2018 | 3.0119 | 902.3851
fall | geo_advanced_95 | geothermal | 2020 | 4.1588 | 893.9455
fall | geo_advanced_95 | geothermal | 2022 | 4.2008 | 935.9881
fall | geo_advanced_95 | geothermal | 2024 | 4.2008 | 886.5723
fall | geo_advanced_95 | geothermal | 2026 | 4.2008 | 902.9583
fall | geo_advanced_95 | geothermal | 2028 | 6.2628 | 909.4269
fall | geo_advanced_95 | geothermal | 2030 | 6.2628 | 928.1834
fall | geo_advanced_95 | geothermal | 2032 | 6.2628 | 963.2067
fall | geo_advanced_95 | geothermal | 2034 | 6.2628 | 987.8175
fall | geo_advanced_95 | geothermal | 2036 | 6.767 | 1028.2836
fall | geo_advanced_95 | geothermal | 2038 | 7.0985 | 1067.4108
fall | geo_advanced_95 | geothermal | 2040 | 6.9023 | 1105.495
fall | geo_advanced_95 | geothermal | 2042 | 7.7911 | 1142.4422
fall | geo_advanced_95 | geothermal | 2044 | 8.4056 | 1175.7265
fall | geo_advanced_95 | geothermal | 2046 | 15.9374 | 1207.6327
fall | geo_advanced_95 | geothermal | 2048 | 17.9275 | 1237.82
fall | geo_advanced_95 | geothermal | 2050 | 24.3761 | 1268.3419
fall | geo_advanced_95 | biopower | 2010 | 2.8885 | 938.1478
fall | geo_advanced_95 | biopower | 2012 | 2.9776 | 944.6178
fall | geo_advanced_95 | biopower | 2014 | 3.4299 | 930.3386
fall | geo_advanced_95 | biopower | 2016 | 3.2245 | 912.592
fall | geo_advanced_95 | biopower | 2018 | 3.184 | 902.3851
fall | geo_advanced_95 | biopower | 2020 | 3.0193 | 893.9455
fall | geo_advanced_95 | biopower | 2022 | 2.8851 | 935.9881
fall | geo_advanced_95 | biopower | 2024 | 2.8881 | 886.5723
fall | geo_advanced_95 | biopower | 2026 | 2.8881 | 902.9583
fall | geo_advanced_95 | biopower | 2028 | 2.6292 | 909.4269
fall | geo_advanced_95 | biopower | 2030 | 2.393 | 928.1834
fall | geo_advanced_95 | biopower | 2032 | 2.0992 | 963.2067
fall | geo_advanced_95 | biopower | 2034 | 1.7199 | 987.8175
fall | geo_advanced_95 | biopower | 2036 | 1.5139 | 1028.2836
fall | geo_advanced_95 | biopower | 2038 | 1.3738 | 1067.4108
fall | geo_advanced_95 | biopower | 2040 | 1.3388 | 1105.495
fall | geo_advanced_95 | biopower | 2042 | 1.2559 | 1142.4422
fall | geo_advanced_95 | biopower | 2044 | 1.1709 | 1175.7265
fall | geo_advanced_95 | biopower | 2046 | 1.1659 | 1207.6327
fall | geo_advanced_95 | biopower | 2048 | 1.1329 | 1237.82
fall | geo_advanced_95 | biopower | 2050 | 1.1286 | 1268.3419
fall | geo_advanced_95 | lfill-gas | 2010 | 3.4027 | 938.1478
fall | geo_advanced_95 | lfill-gas | 2012 | 3.6413 | 944.6178
fall | geo_advanced_95 | lfill-gas | 2014 | 3.7416 | 930.3386
fall | geo_advanced_95 | lfill-gas | 2016 | 3.7374 | 912.592
fall | geo_advanced_95 | lfill-gas | 2018 | 3.6803 | 902.3851
fall | geo_advanced_95 | lfill-gas | 2020 | 3.5039 | 893.9455
fall | geo_advanced_95 | lfill-gas | 2022 | 3.5006 | 935.9881
fall | geo_advanced_95 | lfill-gas | 2024 | 3.5006 | 886.5723
fall | geo_advanced_95 | lfill-gas | 2026 | 3.5006 | 902.9583
fall | geo_advanced_95 | lfill-gas | 2028 | 3.4646 | 909.4269
fall | geo_advanced_95 | lfill-gas | 2030 | 3.4646 | 928.1834
fall | geo_advanced_95 | lfill-gas | 2032 | 3.4646 | 963.2067
fall | geo_advanced_95 | lfill-gas | 2034 | 3.4646 | 987.8175
fall | geo_advanced_95 | lfill-gas | 2036 | 3.4646 | 1028.2836
fall | geo_advanced_95 | lfill-gas | 2038 | 3.4646 | 1067.4108
fall | geo_advanced_95 | lfill-gas | 2040 | 3.4646 | 1105.495
fall | geo_advanced_95 | lfill-gas | 2042 | 3.4646 | 1142.4422
fall | geo_advanced_95 | lfill-gas | 2044 | 3.4646 | 1175.7265
fall | geo_advanced_95 | lfill-gas | 2046 | 3.4646 | 1207.6327
fall | geo_advanced_95 | lfill-gas | 2048 | 3.4646 | 1237.82
fall | geo_advanced_95 | lfill-gas | 2050 | 3.4646 | 1268.3419
fall | geo_advanced_95 | wind-ons | 2010 | 1.6374 | 938.1478
fall | geo_advanced_95 | wind-ons | 2012 | 7.4807 | 944.6178
fall | geo_advanced_95 | wind-ons | 2014 | 2.3639 | 930.3386
fall | geo_advanced_95 | wind-ons | 2016 | 7.1303 | 912.592
fall | geo_advanced_95 | wind-ons | 2018 | 5.3022 | 902.3851
fall | geo_advanced_95 | wind-ons | 2020 | 10.504 | 893.9455
fall | geo_advanced_95 | wind-ons | 2022 | 19.4941 | 935.9881
fall | geo_advanced_95 | wind-ons | 2024 | 28.6331 | 886.5723
fall | geo_advanced_95 | wind-ons | 2026 | 36.8129 | 902.9583
fall | geo_advanced_95 | wind-ons | 2028 | 47.3814 | 909.4269
fall | geo_advanced_95 | wind-ons | 2030 | 57.3316 | 928.1834
fall | geo_advanced_95 | wind-ons | 2032 | 62.0478 | 963.2067
fall | geo_advanced_95 | wind-ons | 2034 | 66.6921 | 987.8175
fall | geo_advanced_95 | wind-ons | 2036 | 76.255 | 1028.2836
fall | geo_advanced_95 | wind-ons | 2038 | 78.7623 | 1067.4108
fall | geo_advanced_95 | wind-ons | 2040 | 77.8176 | 1105.495
fall | geo_advanced_95 | wind-ons | 2042 | 78.3154 | 1142.4422
fall | geo_advanced_95 | wind-ons | 2044 | 80.6443 | 1175.7265
fall | geo_advanced_95 | wind-ons | 2046 | 88.5203 | 1207.6327
fall | geo_advanced_95 | wind-ons | 2048 | 100.6289 | 1237.82
fall | geo_advanced_95 | wind-ons | 2050 | 103.136 | 1268.3419
fall | geo_advanced_95 | wind-ofs | 2010 | 0 | 938.1478
fall | geo_advanced_95 | wind-ofs | 2012 | 0 | 944.6178
fall | geo_advanced_95 | wind-ofs | 2014 | 0 | 930.3386
fall | geo_advanced_95 | wind-ofs | 2016 | 0.011941 | 912.592
fall | geo_advanced_95 | wind-ofs | 2018 | 0 | 902.3851
fall | geo_advanced_95 | wind-ofs | 2020 | 0.0048828 | 893.9455
fall | geo_advanced_95 | wind-ofs | 2022 | 0.020597 | 935.9881
fall | geo_advanced_95 | wind-ofs | 2024 | 1.3598 | 886.5723
fall | geo_advanced_95 | wind-ofs | 2026 | 2.5755 | 902.9583
fall | geo_advanced_95 | wind-ofs | 2028 | 3.405 | 909.4269
fall | geo_advanced_95 | wind-ofs | 2030 | 4.6442 | 928.1834
fall | geo_advanced_95 | wind-ofs | 2032 | 5.6294 | 963.2067
fall | geo_advanced_95 | wind-ofs | 2034 | 7.3732 | 987.8175
fall | geo_advanced_95 | wind-ofs | 2036 | 8.5491 | 1028.2836
fall | geo_advanced_95 | wind-ofs | 2038 | 9.9615 | 1067.4108
fall | geo_advanced_95 | wind-ofs | 2040 | 10.9725 | 1105.495
fall | geo_advanced_95 | wind-ofs | 2042 | 11.9569 | 1142.4422
fall | geo_advanced_95 | wind-ofs | 2044 | 12.0786 | 1175.7265
fall | geo_advanced_95 | wind-ofs | 2046 | 13.7051 | 1207.6327
fall | geo_advanced_95 | wind-ofs | 2048 | 12.8993 | 1237.82
fall | geo_advanced_95 | wind-ofs | 2050 | 13.4621 | 1268.3419
fall | geo_advanced_95 | csp | 2010 | 0 | 938.1478
fall | geo_advanced_95 | csp | 2012 | 0 | 944.6178
fall | geo_advanced_95 | csp | 2014 | 0 | 930.3386
fall | geo_advanced_95 | csp | 2016 | 0 | 912.592
fall | geo_advanced_95 | csp | 2018 | 0 | 902.3851
fall | geo_advanced_95 | csp | 2020 | 0 | 893.9455
fall | geo_advanced_95 | csp | 2022 | 0 | 935.9881
fall | geo_advanced_95 | csp | 2024 | 0 | 886.5723
fall | geo_advanced_95 | csp | 2026 | 0 | 902.9583
fall | geo_advanced_95 | csp | 2028 | 0 | 909.4269
fall | geo_advanced_95 | csp | 2030 | 0 | 928.1834
fall | geo_advanced_95 | csp | 2032 | 0 | 963.2067
fall | geo_advanced_95 | csp | 2034 | 0 | 987.8175
fall | geo_advanced_95 | csp | 2036 | 0 | 1028.2836
fall | geo_advanced_95 | csp | 2038 | 0 | 1067.4108
fall | geo_advanced_95 | csp | 2040 | 0 | 1105.495
fall | geo_advanced_95 | csp | 2042 | 0 | 1142.4422
fall | geo_advanced_95 | csp | 2044 | 0 | 1175.7265
fall | geo_advanced_95 | csp | 2046 | 0 | 1207.6327
fall | geo_advanced_95 | csp | 2048 | 0 | 1237.82
fall | geo_advanced_95 | csp | 2050 | 0 | 1268.3419
fall | geo_advanced_95 | upv | 2010 | 0.044077 | 938.1478
fall | geo_advanced_95 | upv | 2012 | 0.54147 | 944.6178
fall | geo_advanced_95 | upv | 2014 | 1.5511 | 930.3386
fall | geo_advanced_95 | upv | 2016 | 2.7598 | 912.592
fall | geo_advanced_95 | upv | 2018 | 2.2559 | 902.3851
fall | geo_advanced_95 | upv | 2020 | 3.9142 | 893.9455
fall | geo_advanced_95 | upv | 2022 | 32.1434 | 935.9881
fall | geo_advanced_95 | upv | 2024 | 42.0309 | 886.5723
fall | geo_advanced_95 | upv | 2026 | 45.6282 | 902.9583
fall | geo_advanced_95 | upv | 2028 | 45.3006 | 909.4269
fall | geo_advanced_95 | upv | 2030 | 45.0139 | 928.1834
fall | geo_advanced_95 | upv | 2032 | 46.5261 | 963.2067
fall | geo_advanced_95 | upv | 2034 | 47.7462 | 987.8175
fall | geo_advanced_95 | upv | 2036 | 47.0705 | 1028.2836
fall | geo_advanced_95 | upv | 2038 | 48.8451 | 1067.4108
fall | geo_advanced_95 | upv | 2040 | 50.389 | 1105.495
fall | geo_advanced_95 | upv | 2042 | 50.0164 | 1142.4422
fall | geo_advanced_95 | upv | 2044 | 51.3046 | 1175.7265
fall | geo_advanced_95 | upv | 2046 | 52.2187 | 1207.6327
fall | geo_advanced_95 | upv | 2048 | 54.7259 | 1237.82
fall | geo_advanced_95 | upv | 2050 | 69.7561 | 1268.3419
fall | geo_advanced_95 | dupv | 2010 | 0.015679 | 938.1478
fall | geo_advanced_95 | dupv | 2012 | 0.13235 | 944.6178
fall | geo_advanced_95 | dupv | 2014 | 0.23612 | 930.3386
fall | geo_advanced_95 | dupv | 2016 | 0.29002 | 912.592
fall | geo_advanced_95 | dupv | 2018 | 0.35557 | 902.3851
fall | geo_advanced_95 | dupv | 2020 | 0.32674 | 893.9455
fall | geo_advanced_95 | dupv | 2022 | 1.5769 | 935.9881
fall | geo_advanced_95 | dupv | 2024 | 1.311 | 886.5723
fall | geo_advanced_95 | dupv | 2026 | 0.80227 | 902.9583
fall | geo_advanced_95 | dupv | 2028 | 0.60066 | 909.4269
fall | geo_advanced_95 | dupv | 2030 | 0.5126 | 928.1834
fall | geo_advanced_95 | dupv | 2032 | 0.38501 | 963.2067
fall | geo_advanced_95 | dupv | 2034 | 0.34659 | 987.8175
fall | geo_advanced_95 | dupv | 2036 | 0.30242 | 1028.2836
fall | geo_advanced_95 | dupv | 2038 | 0.25326 | 1067.4108
fall | geo_advanced_95 | dupv | 2040 | 0.2521 | 1105.495
fall | geo_advanced_95 | dupv | 2042 | 0.23552 | 1142.4422
fall | geo_advanced_95 | dupv | 2044 | 0.21125 | 1175.7265
fall | geo_advanced_95 | dupv | 2046 | 0.1797 | 1207.6327
fall | geo_advanced_95 | dupv | 2048 | 0.11659 | 1237.82
fall | geo_advanced_95 | dupv | 2050 | 0.068814 | 1268.3419
fall | geo_advanced_95 | distpv | 2010 | 0 | 938.1478
fall | geo_advanced_95 | distpv | 2012 | 0 | 944.6178
fall | geo_advanced_95 | distpv | 2014 | 0 | 930.3386
fall | geo_advanced_95 | distpv | 2016 | 0 | 912.592
fall | geo_advanced_95 | distpv | 2018 | 0 | 902.3851
fall | geo_advanced_95 | distpv | 2020 | 0 | 893.9455
fall | geo_advanced_95 | distpv | 2022 | 4.9494 | 935.9881
fall | geo_advanced_95 | distpv | 2024 | 5.844 | 886.5723
fall | geo_advanced_95 | distpv | 2026 | 6.0957 | 902.9583
fall | geo_advanced_95 | distpv | 2028 | 6.1449 | 909.4269
fall | geo_advanced_95 | distpv | 2030 | 7.9903 | 928.1834
fall | geo_advanced_95 | distpv | 2032 | 8.708 | 963.2067
fall | geo_advanced_95 | distpv | 2034 | 9.8612 | 987.8175
fall | geo_advanced_95 | distpv | 2036 | 10.0275 | 1028.2836
fall | geo_advanced_95 | distpv | 2038 | 10.5355 | 1067.4108
fall | geo_advanced_95 | distpv | 2040 | 11.0998 | 1105.495
fall | geo_advanced_95 | distpv | 2042 | 11.8414 | 1142.4422
fall | geo_advanced_95 | distpv | 2044 | 12.8479 | 1175.7265
fall | geo_advanced_95 | distpv | 2046 | 13.3645 | 1207.6327
fall | geo_advanced_95 | distpv | 2048 | 13.7694 | 1237.82
fall | geo_advanced_95 | distpv | 2050 | 14.3249 | 1268.3419
fall | geo_advanced_95 | pvb | 2010 | 0 | 938.1478
fall | geo_advanced_95 | pvb | 2012 | 0 | 944.6178
fall | geo_advanced_95 | pvb | 2014 | 0 | 930.3386
fall | geo_advanced_95 | pvb | 2016 | 0 | 912.592
fall | geo_advanced_95 | pvb | 2018 | 0 | 902.3851
fall | geo_advanced_95 | pvb | 2020 | 0 | 893.9455
fall | geo_advanced_95 | pvb | 2022 | 1.8589 | 935.9881
fall | geo_advanced_95 | pvb | 2024 | 3.8576 | 886.5723
fall | geo_advanced_95 | pvb | 2026 | 4.0711 | 902.9583
fall | geo_advanced_95 | pvb | 2028 | 3.5236 | 909.4269
fall | geo_advanced_95 | pvb | 2030 | 6.0833 | 928.1834
fall | geo_advanced_95 | pvb | 2032 | 5.4442 | 963.2067
fall | geo_advanced_95 | pvb | 2034 | 9.9384 | 987.8175
fall | geo_advanced_95 | pvb | 2036 | 9.5816 | 1028.2836
fall | geo_advanced_95 | pvb | 2038 | 13.4765 | 1067.4108
fall | geo_advanced_95 | pvb | 2040 | 9.9609 | 1105.495
fall | geo_advanced_95 | pvb | 2042 | 12.5753 | 1142.4422
fall | geo_advanced_95 | pvb | 2044 | 11.8407 | 1175.7265
fall | geo_advanced_95 | pvb | 2046 | 11.3038 | 1207.6327
fall | geo_advanced_95 | pvb | 2048 | 8.7308 | 1237.82
fall | geo_advanced_95 | pvb | 2050 | 10.8412 | 1268.3419
fall | geo_advanced_95 | battery_2 | 2010 | 0.00586 | 938.1478
fall | geo_advanced_95 | battery_2 | 2012 | 0 | 944.6178
fall | geo_advanced_95 | battery_2 | 2014 | 0 | 930.3386
fall | geo_advanced_95 | battery_2 | 2016 | 0 | 912.592
fall | geo_advanced_95 | battery_2 | 2018 | 0 | 902.3851
fall | geo_advanced_95 | battery_2 | 2020 | 0 | 893.9455
fall | geo_advanced_95 | battery_2 | 2022 | 0 | 935.9881
fall | geo_advanced_95 | battery_2 | 2024 | 2.1237 | 886.5723
fall | geo_advanced_95 | battery_2 | 2026 | 3.0713 | 902.9583
fall | geo_advanced_95 | battery_2 | 2028 | 3.3541 | 909.4269
fall | geo_advanced_95 | battery_2 | 2030 | 6.532 | 928.1834
fall | geo_advanced_95 | battery_2 | 2032 | 4.9358 | 963.2067
fall | geo_advanced_95 | battery_2 | 2034 | 6.3987 | 987.8175
fall | geo_advanced_95 | battery_2 | 2036 | 8.9286 | 1028.2836
fall | geo_advanced_95 | battery_2 | 2038 | 8.1251 | 1067.4108
fall | geo_advanced_95 | battery_2 | 2040 | 9.0658 | 1105.495
fall | geo_advanced_95 | battery_2 | 2042 | 7.849 | 1142.4422
fall | geo_advanced_95 | battery_2 | 2044 | 11.5113 | 1175.7265
fall | geo_advanced_95 | battery_2 | 2046 | 12.8044 | 1207.6327
fall | geo_advanced_95 | battery_2 | 2048 | 10.7119 | 1237.82
fall | geo_advanced_95 | battery_2 | 2050 | 10.5849 | 1268.3419
fall | geo_advanced_95 | battery_4 | 2010 | 0 | 938.1478
fall | geo_advanced_95 | battery_4 | 2012 | 0 | 944.6178
fall | geo_advanced_95 | battery_4 | 2014 | 0 | 930.3386
fall | geo_advanced_95 | battery_4 | 2016 | 0 | 912.592
fall | geo_advanced_95 | battery_4 | 2018 | 0 | 902.3851
fall | geo_advanced_95 | battery_4 | 2020 | 0 | 893.9455
fall | geo_advanced_95 | battery_4 | 2022 | 0 | 935.9881
fall | geo_advanced_95 | battery_4 | 2024 | 2.634 | 886.5723
fall | geo_advanced_95 | battery_4 | 2026 | 12.7015 | 902.9583
fall | geo_advanced_95 | battery_4 | 2028 | 16.7106 | 909.4269
fall | geo_advanced_95 | battery_4 | 2030 | 30.3928 | 928.1834
fall | geo_advanced_95 | battery_4 | 2032 | 42.0587 | 963.2067
fall | geo_advanced_95 | battery_4 | 2034 | 38.1139 | 987.8175
fall | geo_advanced_95 | battery_4 | 2036 | 54.4127 | 1028.2836
fall | geo_advanced_95 | battery_4 | 2038 | 59.3048 | 1067.4108
fall | geo_advanced_95 | battery_4 | 2040 | 63.7926 | 1105.495
fall | geo_advanced_95 | battery_4 | 2042 | 64.5377 | 1142.4422
fall | geo_advanced_95 | battery_4 | 2044 | 69.6395 | 1175.7265
fall | geo_advanced_95 | battery_4 | 2046 | 74.6881 | 1207.6327
fall | geo_advanced_95 | battery_4 | 2048 | 90.6232 | 1237.82
fall | geo_advanced_95 | battery_4 | 2050 | 114.615 | 1268.3419
fall | geo_advanced_95 | battery_6 | 2010 | 0 | 938.1478
fall | geo_advanced_95 | battery_6 | 2012 | 0 | 944.6178
fall | geo_advanced_95 | battery_6 | 2014 | 0 | 930.3386
fall | geo_advanced_95 | battery_6 | 2016 | 0 | 912.592
fall | geo_advanced_95 | battery_6 | 2018 | 0 | 902.3851
fall | geo_advanced_95 | battery_6 | 2020 | 0 | 893.9455
fall | geo_advanced_95 | battery_6 | 2022 | 0 | 935.9881
fall | geo_advanced_95 | battery_6 | 2024 | 0 | 886.5723
fall | geo_advanced_95 | battery_6 | 2026 | 0 | 902.9583
fall | geo_advanced_95 | battery_6 | 2028 | 5.2589 | 909.4269
fall | geo_advanced_95 | battery_6 | 2030 | 16.8474 | 928.1834
fall | geo_advanced_95 | battery_6 | 2032 | 31.4121 | 963.2067
fall | geo_advanced_95 | battery_6 | 2034 | 43.3266 | 987.8175
fall | geo_advanced_95 | battery_6 | 2036 | 50.0347 | 1028.2836
fall | geo_advanced_95 | battery_6 | 2038 | 55.7859 | 1067.4108
fall | geo_advanced_95 | battery_6 | 2040 | 62.1443 | 1105.495
fall | geo_advanced_95 | battery_6 | 2042 | 59.6835 | 1142.4422
fall | geo_advanced_95 | battery_6 | 2044 | 51.2424 | 1175.7265
fall | geo_advanced_95 | battery_6 | 2046 | 55.514 | 1207.6327
fall | geo_advanced_95 | battery_6 | 2048 | 59.9153 | 1237.82
fall | geo_advanced_95 | battery_6 | 2050 | 63.3921 | 1268.3419
fall | geo_advanced_95 | battery_8 | 2010 | 0 | 938.1478
fall | geo_advanced_95 | battery_8 | 2012 | 0 | 944.6178
fall | geo_advanced_95 | battery_8 | 2014 | 0 | 930.3386
fall | geo_advanced_95 | battery_8 | 2016 | 0 | 912.592
fall | geo_advanced_95 | battery_8 | 2018 | 0 | 902.3851
fall | geo_advanced_95 | battery_8 | 2020 | 0 | 893.9455
fall | geo_advanced_95 | battery_8 | 2022 | 0 | 935.9881
fall | geo_advanced_95 | battery_8 | 2024 | 0 | 886.5723
fall | geo_advanced_95 | battery_8 | 2026 | 0 | 902.9583
fall | geo_advanced_95 | battery_8 | 2028 | 0 | 909.4269
fall | geo_advanced_95 | battery_8 | 2030 | 0 | 928.1834
fall | geo_advanced_95 | battery_8 | 2032 | 1.8818 | 963.2067
fall | geo_advanced_95 | battery_8 | 2034 | 7.453 | 987.8175
fall | geo_advanced_95 | battery_8 | 2036 | 15.3455 | 1028.2836
fall | geo_advanced_95 | battery_8 | 2038 | 17.1033 | 1067.4108
fall | geo_advanced_95 | battery_8 | 2040 | 19.0365 | 1105.495
fall | geo_advanced_95 | battery_8 | 2042 | 19.2916 | 1142.4422
fall | geo_advanced_95 | battery_8 | 2044 | 18.2897 | 1175.7265
fall | geo_advanced_95 | battery_8 | 2046 | 17.78 | 1207.6327
fall | geo_advanced_95 | battery_8 | 2048 | 22.3676 | 1237.82
fall | geo_advanced_95 | battery_8 | 2050 | 58.6644 | 1268.3419
fall | geo_advanced_95 | battery_10 | 2010 | 0 | 938.1478
fall | geo_advanced_95 | battery_10 | 2012 | 0 | 944.6178
fall | geo_advanced_95 | battery_10 | 2014 | 0 | 930.3386
fall | geo_advanced_95 | battery_10 | 2016 | 0 | 912.592
fall | geo_advanced_95 | battery_10 | 2018 | 0 | 902.3851
fall | geo_advanced_95 | battery_10 | 2020 | 0 | 893.9455
fall | geo_advanced_95 | battery_10 | 2022 | 0 | 935.9881
fall | geo_advanced_95 | battery_10 | 2024 | 0 | 886.5723
fall | geo_advanced_95 | battery_10 | 2026 | 0 | 902.9583
fall | geo_advanced_95 | battery_10 | 2028 | 0 | 909.4269
fall | geo_advanced_95 | battery_10 | 2030 | 0 | 928.1834
fall | geo_advanced_95 | battery_10 | 2032 | 0 | 963.2067
fall | geo_advanced_95 | battery_10 | 2034 | 0 | 987.8175
fall | geo_advanced_95 | battery_10 | 2036 | 0 | 1028.2836
fall | geo_advanced_95 | battery_10 | 2038 | 0 | 1067.4108
fall | geo_advanced_95 | battery_10 | 2040 | 0 | 1105.495
fall | geo_advanced_95 | battery_10 | 2042 | 0 | 1142.4422
fall | geo_advanced_95 | battery_10 | 2044 | 0 | 1175.7265
fall | geo_advanced_95 | battery_10 | 2046 | 0 | 1207.6327
fall | geo_advanced_95 | battery_10 | 2048 | 0 | 1237.82
fall | geo_advanced_95 | battery_10 | 2050 | 27.7723 | 1268.3419
fall | geo_advanced_95 | pumped-hydro | 2010 | 5.8803 | 938.1478
fall | geo_advanced_95 | pumped-hydro | 2012 | 0 | 944.6178
fall | geo_advanced_95 | pumped-hydro | 2014 | 0 | 930.3386
fall | geo_advanced_95 | pumped-hydro | 2016 | 0 | 912.592
fall | geo_advanced_95 | pumped-hydro | 2018 | 0 | 902.3851
fall | geo_advanced_95 | pumped-hydro | 2020 | 0 | 893.9455
fall | geo_advanced_95 | pumped-hydro | 2022 | 5.2105 | 935.9881
fall | geo_advanced_95 | pumped-hydro | 2024 | 7.3788 | 886.5723
fall | geo_advanced_95 | pumped-hydro | 2026 | 11.055 | 902.9583
fall | geo_advanced_95 | pumped-hydro | 2028 | 12.3467 | 909.4269
fall | geo_advanced_95 | pumped-hydro | 2030 | 11.533 | 928.1834
fall | geo_advanced_95 | pumped-hydro | 2032 | 18.0709 | 963.2067
fall | geo_advanced_95 | pumped-hydro | 2034 | 24.9594 | 987.8175
fall | geo_advanced_95 | pumped-hydro | 2036 | 21.6902 | 1028.2836
fall | geo_advanced_95 | pumped-hydro | 2038 | 25.285 | 1067.4108
fall | geo_advanced_95 | pumped-hydro | 2040 | 20.5928 | 1105.495
fall | geo_advanced_95 | pumped-hydro | 2042 | 24.7425 | 1142.4422
fall | geo_advanced_95 | pumped-hydro | 2044 | 25.7849 | 1175.7265
fall | geo_advanced_95 | pumped-hydro | 2046 | 28.3835 | 1207.6327
fall | geo_advanced_95 | pumped-hydro | 2048 | 25.4718 | 1237.82
fall | geo_advanced_95 | pumped-hydro | 2050 | 24.6183 | 1268.3419
fall | geo_advanced_95 | Canada | 2010 | 5.7897 | 938.1478
fall | geo_advanced_95 | Canada | 2012 | 7.5475 | 944.6178
fall | geo_advanced_95 | Canada | 2014 | 7.6689 | 930.3386
fall | geo_advanced_95 | Canada | 2016 | 9.3983 | 912.592
fall | geo_advanced_95 | Canada | 2018 | 9.7098 | 902.3851
fall | geo_advanced_95 | Canada | 2020 | 9.3126 | 893.9455
fall | geo_advanced_95 | Canada | 2022 | 8.3152 | 935.9881
fall | geo_advanced_95 | Canada | 2024 | 8.3747 | 886.5723
fall | geo_advanced_95 | Canada | 2026 | 9.4089 | 902.9583
fall | geo_advanced_95 | Canada | 2028 | 10.4838 | 909.4269
fall | geo_advanced_95 | Canada | 2030 | 10.7558 | 928.1834
fall | geo_advanced_95 | Canada | 2032 | 10.6683 | 963.2067
fall | geo_advanced_95 | Canada | 2034 | 10.5939 | 987.8175
fall | geo_advanced_95 | Canada | 2036 | 10.3455 | 1028.2836
fall | geo_advanced_95 | Canada | 2038 | 10.2286 | 1067.4108
fall | geo_advanced_95 | Canada | 2040 | 10.1407 | 1105.495
fall | geo_advanced_95 | Canada | 2042 | 10.1407 | 1142.4422
fall | geo_advanced_95 | Canada | 2044 | 10.1407 | 1175.7265
fall | geo_advanced_95 | Canada | 2046 | 10.1407 | 1207.6327
fall | geo_advanced_95 | Canada | 2048 | 10.1407 | 1237.82
fall | geo_advanced_95 | Canada | 2050 | 10.1407 | 1268.3419
spri | geo_advanced_95 | nuclear | 2010 | 103.7491 | 937.9969
spri | geo_advanced_95 | nuclear | 2012 | 103.7491 | 944.4669
spri | geo_advanced_95 | nuclear | 2014 | 99.5688 | 930.1877
spri | geo_advanced_95 | nuclear | 2016 | 100.208 | 912.4411
spri | geo_advanced_95 | nuclear | 2018 | 99.6003 | 902.2342
spri | geo_advanced_95 | nuclear | 2020 | 96.5236 | 893.7946
spri | geo_advanced_95 | nuclear | 2022 | 96.9468 | 956.6372
spri | geo_advanced_95 | nuclear | 2024 | 96.9468 | 898.2486
spri | geo_advanced_95 | nuclear | 2026 | 96.9468 | 903.9482
spri | geo_advanced_95 | nuclear | 2028 | 96.9468 | 905.2746
spri | geo_advanced_95 | nuclear | 2030 | 94.7068 | 910.5066
spri | geo_advanced_95 | nuclear | 2032 | 94.7068 | 936.9046
spri | geo_advanced_95 | nuclear | 2034 | 89.6092 | 954.3497
spri | geo_advanced_95 | nuclear | 2036 | 88.2901 | 983.6521
spri | geo_advanced_95 | nuclear | 2038 | 88.2901 | 1029.0606
spri | geo_advanced_95 | nuclear | 2040 | 88.2901 | 1077.8041
spri | geo_advanced_95 | nuclear | 2042 | 88.2901 | 1113.1126
spri | geo_advanced_95 | nuclear | 2044 | 88.2901 | 1151.607
spri | geo_advanced_95 | nuclear | 2046 | 88.2901 | 1184.3618
spri | geo_advanced_95 | nuclear | 2048 | 88.2901 | 1215.0443
spri | geo_advanced_95 | nuclear | 2050 | 85.5809 | 1212.6997
spri | geo_advanced_95 | coal | 2010 | 296.7419 | 937.9969
spri | geo_advanced_95 | coal | 2012 | 291.2386 | 944.4669
spri | geo_advanced_95 | coal | 2014 | 281.2835 | 930.1877
spri | geo_advanced_95 | coal | 2016 | 258.6969 | 912.4411
spri | geo_advanced_95 | coal | 2018 | 237.8386 | 902.2342
spri | geo_advanced_95 | coal | 2020 | 220.2663 | 893.7946
spri | geo_advanced_95 | coal | 2022 | 202.02 | 956.6372
spri | geo_advanced_95 | coal | 2024 | 188.2811 | 898.2486
spri | geo_advanced_95 | coal | 2026 | 178.3925 | 903.9482
spri | geo_advanced_95 | coal | 2028 | 159.5794 | 905.2746
spri | geo_advanced_95 | coal | 2030 | 146.4832 | 910.5066
spri | geo_advanced_95 | coal | 2032 | 144.5222 | 936.9046
spri | geo_advanced_95 | coal | 2034 | 140.3415 | 954.3497
spri | geo_advanced_95 | coal | 2036 | 138.9512 | 983.6521
spri | geo_advanced_95 | coal | 2038 | 137.2441 | 1029.0606
spri | geo_advanced_95 | coal | 2040 | 134.4125 | 1077.8041
spri | geo_advanced_95 | coal | 2042 | 129.8322 | 1113.1126
spri | geo_advanced_95 | coal | 2044 | 120.1529 | 1151.607
spri | geo_advanced_95 | coal | 2046 | 105.393 | 1184.3618
spri | geo_advanced_95 | coal | 2048 | 91.0721 | 1215.0443
spri | geo_advanced_95 | coal | 2050 | 0 | 1212.6997
spri | geo_advanced_95 | gas-cc | 2010 | 201.204 | 937.9969
spri | geo_advanced_95 | gas-cc | 2012 | 215.7431 | 944.4669
spri | geo_advanced_95 | gas-cc | 2014 | 225.5781 | 930.1877
spri | geo_advanced_95 | gas-cc | 2016 | 234.2477 | 912.4411
spri | geo_advanced_95 | gas-cc | 2018 | 257.9461 | 902.2342
spri | geo_advanced_95 | gas-cc | 2020 | 268.2452 | 893.7946
spri | geo_advanced_95 | gas-cc | 2022 | 280.414 | 956.6372
spri | geo_advanced_95 | gas-cc | 2024 | 280.76 | 898.2486
spri | geo_advanced_95 | gas-cc | 2026 | 282.0247 | 903.9482
spri | geo_advanced_95 | gas-cc | 2028 | 277.1319 | 905.2746
spri | geo_advanced_95 | gas-cc | 2030 | 274.0397 | 910.5066
spri | geo_advanced_95 | gas-cc | 2032 | 272.5356 | 936.9046
spri | geo_advanced_95 | gas-cc | 2034 | 272.3186 | 954.3497
spri | geo_advanced_95 | gas-cc | 2036 | 271.2565 | 983.6521
spri | geo_advanced_95 | gas-cc | 2038 | 276.0144 | 1029.0606
spri | geo_advanced_95 | gas-cc | 2040 | 284.6008 | 1077.8041
spri | geo_advanced_95 | gas-cc | 2042 | 288.6509 | 1113.1126
spri | geo_advanced_95 | gas-cc | 2044 | 302.6233 | 1151.607
spri | geo_advanced_95 | gas-cc | 2046 | 291.2428 | 1184.3618
spri | geo_advanced_95 | gas-cc | 2048 | 290.1239 | 1215.0443
spri | geo_advanced_95 | gas-cc | 2050 | 300.5144 | 1212.6997
spri | geo_advanced_95 | gas-cc-ccs_mod_upgrade | 2010 | 0 | 937.9969
spri | geo_advanced_95 | gas-cc-ccs_mod_upgrade | 2012 | 0 | 944.4669
spri | geo_advanced_95 | gas-cc-ccs_mod_upgrade | 2014 | 0 | 930.1877
spri | geo_advanced_95 | gas-cc-ccs_mod_upgrade | 2016 | 0 | 912.4411
spri | geo_advanced_95 | gas-cc-ccs_mod_upgrade | 2018 | 0 | 902.2342
spri | geo_advanced_95 | gas-cc-ccs_mod_upgrade | 2020 | 0 | 893.7946
spri | geo_advanced_95 | gas-cc-ccs_mod_upgrade | 2022 | 0 | 956.6372
spri | geo_advanced_95 | gas-cc-ccs_mod_upgrade | 2024 | 0 | 898.2486
spri | geo_advanced_95 | gas-cc-ccs_mod_upgrade | 2026 | 0 | 903.9482
spri | geo_advanced_95 | gas-cc-ccs_mod_upgrade | 2028 | 6.2956 | 905.2746
spri | geo_advanced_95 | gas-cc-ccs_mod_upgrade | 2030 | 6.2956 | 910.5066
spri | geo_advanced_95 | gas-cc-ccs_mod_upgrade | 2032 | 6.2956 | 936.9046
spri | geo_advanced_95 | gas-cc-ccs_mod_upgrade | 2034 | 6.2956 | 954.3497
spri | geo_advanced_95 | gas-cc-ccs_mod_upgrade | 2036 | 6.2956 | 983.6521
spri | geo_advanced_95 | gas-cc-ccs_mod_upgrade | 2038 | 6.2956 | 1029.0606
spri | geo_advanced_95 | gas-cc-ccs_mod_upgrade | 2040 | 6.2956 | 1077.8041
spri | geo_advanced_95 | gas-cc-ccs_mod_upgrade | 2042 | 6.2956 | 1113.1126
spri | geo_advanced_95 | gas-cc-ccs_mod_upgrade | 2044 | 6.2956 | 1151.607
spri | geo_advanced_95 | gas-cc-ccs_mod_upgrade | 2046 | 6.2956 | 1184.3618
spri | geo_advanced_95 | gas-cc-ccs_mod_upgrade | 2048 | 7.2015 | 1215.0443
spri | geo_advanced_95 | gas-cc-ccs_mod_upgrade | 2050 | 68.2793 | 1212.6997
spri | geo_advanced_95 | gas-ct | 2010 | 117.7247 | 937.9969
spri | geo_advanced_95 | gas-ct | 2012 | 120.8117 | 944.4669
spri | geo_advanced_95 | gas-ct | 2014 | 123.8407 | 930.1877
spri | geo_advanced_95 | gas-ct | 2016 | 124.6101 | 912.4411
spri | geo_advanced_95 | gas-ct | 2018 | 126.4449 | 902.2342
spri | geo_advanced_95 | gas-ct | 2020 | 127.2607 | 893.7946
spri | geo_advanced_95 | gas-ct | 2022 | 130.2439 | 956.6372
spri | geo_advanced_95 | gas-ct | 2024 | 115.164 | 898.2486
spri | geo_advanced_95 | gas-ct | 2026 | 112.9759 | 903.9482
spri | geo_advanced_95 | gas-ct | 2028 | 113.4753 | 905.2746
spri | geo_advanced_95 | gas-ct | 2030 | 111.6581 | 910.5066
spri | geo_advanced_95 | gas-ct | 2032 | 110.8931 | 936.9046
spri | geo_advanced_95 | gas-ct | 2034 | 111.487 | 954.3497
spri | geo_advanced_95 | gas-ct | 2036 | 116.2881 | 983.6521
spri | geo_advanced_95 | gas-ct | 2038 | 127.8706 | 1029.0606
spri | geo_advanced_95 | gas-ct | 2040 | 153.4683 | 1077.8041
spri | geo_advanced_95 | gas-ct | 2042 | 185.3674 | 1113.1126
spri | geo_advanced_95 | gas-ct | 2044 | 211.7575 | 1151.607
spri | geo_advanced_95 | gas-ct | 2046 | 240.8863 | 1184.3618
spri | geo_advanced_95 | gas-ct | 2048 | 256.2061 | 1215.0443
spri | geo_advanced_95 | gas-ct | 2050 | 200.474 | 1212.6997
spri | geo_advanced_95 | o-g-s | 2010 | 140.2354 | 937.9969
spri | geo_advanced_95 | o-g-s | 2012 | 132.4567 | 944.4669
spri | geo_advanced_95 | o-g-s | 2014 | 123.1645 | 930.1877
spri | geo_advanced_95 | o-g-s | 2016 | 110.9605 | 912.4411
spri | geo_advanced_95 | o-g-s | 2018 | 96.372 | 902.2342
spri | geo_advanced_95 | o-g-s | 2020 | 89.885 | 893.7946
spri | geo_advanced_95 | o-g-s | 2022 | 85.1197 | 956.6372
spri | geo_advanced_95 | o-g-s | 2024 | 34.1728 | 898.2486
spri | geo_advanced_95 | o-g-s | 2026 | 31.5353 | 903.9482
spri | geo_advanced_95 | o-g-s | 2028 | 29.7326 | 905.2746
spri | geo_advanced_95 | o-g-s | 2030 | 25.783 | 910.5066
spri | geo_advanced_95 | o-g-s | 2032 | 25.1231 | 936.9046
spri | geo_advanced_95 | o-g-s | 2034 | 23.8844 | 954.3497
spri | geo_advanced_95 | o-g-s | 2036 | 23.1636 | 983.6521
spri | geo_advanced_95 | o-g-s | 2038 | 22.1319 | 1029.0606
spri | geo_advanced_95 | o-g-s | 2040 | 21.3567 | 1077.8041
spri | geo_advanced_95 | o-g-s | 2042 | 20.0734 | 1113.1126
spri | geo_advanced_95 | o-g-s | 2044 | 17.6694 | 1151.607
spri | geo_advanced_95 | o-g-s | 2046 | 15.8661 | 1184.3618
spri | geo_advanced_95 | o-g-s | 2048 | 11.6773 | 1215.0443
spri | geo_advanced_95 | o-g-s | 2050 | 2.0882 | 1212.6997
spri | geo_advanced_95 | hydro | 2010 | 55.9964 | 937.9969
spri | geo_advanced_95 | hydro | 2012 | 55.3306 | 944.4669
spri | geo_advanced_95 | hydro | 2014 | 54.859 | 930.1877
spri | geo_advanced_95 | hydro | 2016 | 54.2139 | 912.4411
spri | geo_advanced_95 | hydro | 2018 | 56.5326 | 902.2342
spri | geo_advanced_95 | hydro | 2020 | 56.8694 | 893.7946
spri | geo_advanced_95 | hydro | 2022 | 56.9373 | 956.6372
spri | geo_advanced_95 | hydro | 2024 | 56.9596 | 898.2486
spri | geo_advanced_95 | hydro | 2026 | 58.1202 | 903.9482
spri | geo_advanced_95 | hydro | 2028 | 59.2257 | 905.2746
spri | geo_advanced_95 | hydro | 2030 | 59.285 | 910.5066
spri | geo_advanced_95 | hydro | 2032 | 59.358 | 936.9046
spri | geo_advanced_95 | hydro | 2034 | 59.4497 | 954.3497
spri | geo_advanced_95 | hydro | 2036 | 59.5644 | 983.6521
spri | geo_advanced_95 | hydro | 2038 | 59.767 | 1029.0606
spri | geo_advanced_95 | hydro | 2040 | 59.9034 | 1077.8041
spri | geo_advanced_95 | hydro | 2042 | 60.0339 | 1113.1126
spri | geo_advanced_95 | hydro | 2044 | 60.1555 | 1151.607
spri | geo_advanced_95 | hydro | 2046 | 60.2788 | 1184.3618
spri | geo_advanced_95 | hydro | 2048 | 60.4095 | 1215.0443
spri | geo_advanced_95 | hydro | 2050 | 60.8414 | 1212.6997
spri | geo_advanced_95 | geothermal | 2010 | 2.6812 | 937.9969
spri | geo_advanced_95 | geothermal | 2012 | 2.8162 | 944.4669
spri | geo_advanced_95 | geothermal | 2014 | 2.9016 | 930.1877
spri | geo_advanced_95 | geothermal | 2016 | 2.9516 | 912.4411
spri | geo_advanced_95 | geothermal | 2018 | 3.0119 | 902.2342
spri | geo_advanced_95 | geothermal | 2020 | 4.1588 | 893.7946
spri | geo_advanced_95 | geothermal | 2022 | 4.2008 | 956.6372
spri | geo_advanced_95 | geothermal | 2024 | 4.2008 | 898.2486
spri | geo_advanced_95 | geothermal | 2026 | 4.2008 | 903.9482
spri | geo_advanced_95 | geothermal | 2028 | 6.2628 | 905.2746
spri | geo_advanced_95 | geothermal | 2030 | 6.2628 | 910.5066
spri | geo_advanced_95 | geothermal | 2032 | 6.2628 | 936.9046
spri | geo_advanced_95 | geothermal | 2034 | 6.2628 | 954.3497
spri | geo_advanced_95 | geothermal | 2036 | 6.767 | 983.6521
spri | geo_advanced_95 | geothermal | 2038 | 7.0985 | 1029.0606
spri | geo_advanced_95 | geothermal | 2040 | 6.9023 | 1077.8041
spri | geo_advanced_95 | geothermal | 2042 | 7.7911 | 1113.1126
spri | geo_advanced_95 | geothermal | 2044 | 8.4056 | 1151.607
spri | geo_advanced_95 | geothermal | 2046 | 15.9374 | 1184.3618
spri | geo_advanced_95 | geothermal | 2048 | 17.9275 | 1215.0443
spri | geo_advanced_95 | geothermal | 2050 | 24.3761 | 1212.6997
spri | geo_advanced_95 | biopower | 2010 | 2.8885 | 937.9969
spri | geo_advanced_95 | biopower | 2012 | 2.9776 | 944.4669
spri | geo_advanced_95 | biopower | 2014 | 3.4299 | 930.1877
spri | geo_advanced_95 | biopower | 2016 | 3.2245 | 912.4411
spri | geo_advanced_95 | biopower | 2018 | 3.184 | 902.2342
spri | geo_advanced_95 | biopower | 2020 | 3.0193 | 893.7946
spri | geo_advanced_95 | biopower | 2022 | 2.8851 | 956.6372
spri | geo_advanced_95 | biopower | 2024 | 2.8881 | 898.2486
spri | geo_advanced_95 | biopower | 2026 | 2.8881 | 903.9482
spri | geo_advanced_95 | biopower | 2028 | 2.6292 | 905.2746
spri | geo_advanced_95 | biopower | 2030 | 2.393 | 910.5066
spri | geo_advanced_95 | biopower | 2032 | 2.0992 | 936.9046
spri | geo_advanced_95 | biopower | 2034 | 1.7199 | 954.3497
spri | geo_advanced_95 | biopower | 2036 | 1.5139 | 983.6521
spri | geo_advanced_95 | biopower | 2038 | 1.3738 | 1029.0606
spri | geo_advanced_95 | biopower | 2040 | 1.3388 | 1077.8041
spri | geo_advanced_95 | biopower | 2042 | 1.2559 | 1113.1126
spri | geo_advanced_95 | biopower | 2044 | 1.1709 | 1151.607
spri | geo_advanced_95 | biopower | 2046 | 1.1659 | 1184.3618
spri | geo_advanced_95 | biopower | 2048 | 1.1329 | 1215.0443
spri | geo_advanced_95 | biopower | 2050 | 1.1286 | 1212.6997
spri | geo_advanced_95 | lfill-gas | 2010 | 3.4027 | 937.9969
spri | geo_advanced_95 | lfill-gas | 2012 | 3.6413 | 944.4669
spri | geo_advanced_95 | lfill-gas | 2014 | 3.7416 | 930.1877
spri | geo_advanced_95 | lfill-gas | 2016 | 3.7374 | 912.4411
spri | geo_advanced_95 | lfill-gas | 2018 | 3.6803 | 902.2342
spri | geo_advanced_95 | lfill-gas | 2020 | 3.5039 | 893.7946
spri | geo_advanced_95 | lfill-gas | 2022 | 3.5006 | 956.6372
spri | geo_advanced_95 | lfill-gas | 2024 | 3.5006 | 898.2486
spri | geo_advanced_95 | lfill-gas | 2026 | 3.5006 | 903.9482
spri | geo_advanced_95 | lfill-gas | 2028 | 3.4646 | 905.2746
spri | geo_advanced_95 | lfill-gas | 2030 | 3.4646 | 910.5066
spri | geo_advanced_95 | lfill-gas | 2032 | 3.4646 | 936.9046
spri | geo_advanced_95 | lfill-gas | 2034 | 3.4646 | 954.3497
spri | geo_advanced_95 | lfill-gas | 2036 | 3.4646 | 983.6521
spri | geo_advanced_95 | lfill-gas | 2038 | 3.4646 | 1029.0606
spri | geo_advanced_95 | lfill-gas | 2040 | 3.4646 | 1077.8041
spri | geo_advanced_95 | lfill-gas | 2042 | 3.4646 | 1113.1126
spri | geo_advanced_95 | lfill-gas | 2044 | 3.4646 | 1151.607
spri | geo_advanced_95 | lfill-gas | 2046 | 3.4646 | 1184.3618
spri | geo_advanced_95 | lfill-gas | 2048 | 3.4646 | 1215.0443
spri | geo_advanced_95 | lfill-gas | 2050 | 3.4646 | 1212.6997
spri | geo_advanced_95 | wind-ons | 2010 | 1.6374 | 937.9969
spri | geo_advanced_95 | wind-ons | 2012 | 7.4807 | 944.4669
spri | geo_advanced_95 | wind-ons | 2014 | 2.3639 | 930.1877
spri | geo_advanced_95 | wind-ons | 2016 | 7.1303 | 912.4411
spri | geo_advanced_95 | wind-ons | 2018 | 5.3022 | 902.2342
spri | geo_advanced_95 | wind-ons | 2020 | 10.504 | 893.7946
spri | geo_advanced_95 | wind-ons | 2022 | 30.2934 | 956.6372
spri | geo_advanced_95 | wind-ons | 2024 | 39.7273 | 898.2486
spri | geo_advanced_95 | wind-ons | 2026 | 46.9172 | 903.9482
spri | geo_advanced_95 | wind-ons | 2028 | 58.1515 | 905.2746
spri | geo_advanced_95 | wind-ons | 2030 | 68.0186 | 910.5066
spri | geo_advanced_95 | wind-ons | 2032 | 71.6105 | 936.9046
spri | geo_advanced_95 | wind-ons | 2034 | 79.2197 | 954.3497
spri | geo_advanced_95 | wind-ons | 2036 | 85.6482 | 983.6521
spri | geo_advanced_95 | wind-ons | 2038 | 89.9823 | 1029.0606
spri | geo_advanced_95 | wind-ons | 2040 | 93.1461 | 1077.8041
spri | geo_advanced_95 | wind-ons | 2042 | 92.3741 | 1113.1126
spri | geo_advanced_95 | wind-ons | 2044 | 96.3512 | 1151.607
spri | geo_advanced_95 | wind-ons | 2046 | 105.7919 | 1184.3618
spri | geo_advanced_95 | wind-ons | 2048 | 120.4592 | 1215.0443
spri | geo_advanced_95 | wind-ons | 2050 | 124.5028 | 1212.6997
spri | geo_advanced_95 | wind-ofs | 2010 | 0 | 937.9969
spri | geo_advanced_95 | wind-ofs | 2012 | 0 | 944.4669
spri | geo_advanced_95 | wind-ofs | 2014 | 0 | 930.1877
spri | geo_advanced_95 | wind-ofs | 2016 | 0.011941 | 912.4411
spri | geo_advanced_95 | wind-ofs | 2018 | 0 | 902.2342
spri | geo_advanced_95 | wind-ofs | 2020 | 0.0048828 | 893.7946
spri | geo_advanced_95 | wind-ofs | 2022 | 0.023402 | 956.6372
spri | geo_advanced_95 | wind-ofs | 2024 | 0.87128 | 898.2486
spri | geo_advanced_95 | wind-ofs | 2026 | 2.1767 | 903.9482
spri | geo_advanced_95 | wind-ofs | 2028 | 3.604 | 905.2746
spri | geo_advanced_95 | wind-ofs | 2030 | 5.6471 | 910.5066
spri | geo_advanced_95 | wind-ofs | 2032 | 6.2808 | 936.9046
spri | geo_advanced_95 | wind-ofs | 2034 | 8.5562 | 954.3497
spri | geo_advanced_95 | wind-ofs | 2036 | 10.3525 | 983.6521
spri | geo_advanced_95 | wind-ofs | 2038 | 11.8522 | 1029.0606
spri | geo_advanced_95 | wind-ofs | 2040 | 12.5234 | 1077.8041
spri | geo_advanced_95 | wind-ofs | 2042 | 13.6285 | 1113.1126
spri | geo_advanced_95 | wind-ofs | 2044 | 14.7561 | 1151.607
spri | geo_advanced_95 | wind-ofs | 2046 | 15.1729 | 1184.3618
spri | geo_advanced_95 | wind-ofs | 2048 | 15.9769 | 1215.0443
spri | geo_advanced_95 | wind-ofs | 2050 | 15.3329 | 1212.6997
spri | geo_advanced_95 | csp | 2010 | 0 | 937.9969
spri | geo_advanced_95 | csp | 2012 | 0 | 944.4669
spri | geo_advanced_95 | csp | 2014 | 0 | 930.1877
spri | geo_advanced_95 | csp | 2016 | 0 | 912.4411
spri | geo_advanced_95 | csp | 2018 | 0 | 902.2342
spri | geo_advanced_95 | csp | 2020 | 0 | 893.7946
spri | geo_advanced_95 | csp | 2022 | 0 | 956.6372
spri | geo_advanced_95 | csp | 2024 | 0 | 898.2486
spri | geo_advanced_95 | csp | 2026 | 0 | 903.9482
spri | geo_advanced_95 | csp | 2028 | 0 | 905.2746
spri | geo_advanced_95 | csp | 2030 | 0 | 910.5066
spri | geo_advanced_95 | csp | 2032 | 0 | 936.9046
spri | geo_advanced_95 | csp | 2034 | 0 | 954.3497
spri | geo_advanced_95 | csp | 2036 | 0 | 983.6521
spri | geo_advanced_95 | csp | 2038 | 0 | 1029.0606
spri | geo_advanced_95 | csp | 2040 | 0 | 1077.8041
spri | geo_advanced_95 | csp | 2042 | 0 | 1113.1126
spri | geo_advanced_95 | csp | 2044 | 0 | 1151.607
spri | geo_advanced_95 | csp | 2046 | 0 | 1184.3618
spri | geo_advanced_95 | csp | 2048 | 0 | 1215.0443
spri | geo_advanced_95 | csp | 2050 | 0 | 1212.6997
spri | geo_advanced_95 | upv | 2010 | 0.044077 | 937.9969
spri | geo_advanced_95 | upv | 2012 | 0.54147 | 944.4669
spri | geo_advanced_95 | upv | 2014 | 1.5511 | 930.1877
spri | geo_advanced_95 | upv | 2016 | 2.7598 | 912.4411
spri | geo_advanced_95 | upv | 2018 | 2.2559 | 902.2342
spri | geo_advanced_95 | upv | 2020 | 3.9142 | 893.7946
spri | geo_advanced_95 | upv | 2022 | 40.5637 | 956.6372
spri | geo_advanced_95 | upv | 2024 | 50.9475 | 898.2486
spri | geo_advanced_95 | upv | 2026 | 50.1058 | 903.9482
spri | geo_advanced_95 | upv | 2028 | 50.839 | 905.2746
spri | geo_advanced_95 | upv | 2030 | 53.5618 | 910.5066
spri | geo_advanced_95 | upv | 2032 | 59.0597 | 936.9046
spri | geo_advanced_95 | upv | 2034 | 60.4145 | 954.3497
spri | geo_advanced_95 | upv | 2036 | 65.3798 | 983.6521
spri | geo_advanced_95 | upv | 2038 | 69.5609 | 1029.0606
spri | geo_advanced_95 | upv | 2040 | 70.5218 | 1077.8041
spri | geo_advanced_95 | upv | 2042 | 73.7965 | 1113.1126
spri | geo_advanced_95 | upv | 2044 | 74.5483 | 1151.607
spri | geo_advanced_95 | upv | 2046 | 82.2798 | 1184.3618
spri | geo_advanced_95 | upv | 2048 | 84.5363 | 1215.0443
spri | geo_advanced_95 | upv | 2050 | 100.5021 | 1212.6997
spri | geo_advanced_95 | dupv | 2010 | 0.015679 | 937.9969
spri | geo_advanced_95 | dupv | 2012 | 0.13235 | 944.4669
spri | geo_advanced_95 | dupv | 2014 | 0.23612 | 930.1877
spri | geo_advanced_95 | dupv | 2016 | 0.29002 | 912.4411
spri | geo_advanced_95 | dupv | 2018 | 0.35557 | 902.2342
spri | geo_advanced_95 | dupv | 2020 | 0.32674 | 893.7946
spri | geo_advanced_95 | dupv | 2022 | 2.0598 | 956.6372
spri | geo_advanced_95 | dupv | 2024 | 1.6074 | 898.2486
spri | geo_advanced_95 | dupv | 2026 | 1.0294 | 903.9482
spri | geo_advanced_95 | dupv | 2028 | 0.80084 | 905.2746
spri | geo_advanced_95 | dupv | 2030 | 0.69678 | 910.5066
spri | geo_advanced_95 | dupv | 2032 | 0.59096 | 936.9046
spri | geo_advanced_95 | dupv | 2034 | 0.58279 | 954.3497
spri | geo_advanced_95 | dupv | 2036 | 0.57252 | 983.6521
spri | geo_advanced_95 | dupv | 2038 | 0.55455 | 1029.0606
spri | geo_advanced_95 | dupv | 2040 | 0.54154 | 1077.8041
spri | geo_advanced_95 | dupv | 2042 | 0.51467 | 1113.1126
spri | geo_advanced_95 | dupv | 2044 | 0.44758 | 1151.607
spri | geo_advanced_95 | dupv | 2046 | 0.37979 | 1184.3618
spri | geo_advanced_95 | dupv | 2048 | 0.2511 | 1215.0443
spri | geo_advanced_95 | dupv | 2050 | 0.17318 | 1212.6997
spri | geo_advanced_95 | distpv | 2010 | 0 | 937.9969
spri | geo_advanced_95 | distpv | 2012 | 0 | 944.4669
spri | geo_advanced_95 | distpv | 2014 | 0 | 930.1877
spri | geo_advanced_95 | distpv | 2016 | 0 | 912.4411
spri | geo_advanced_95 | distpv | 2018 | 0 | 902.2342
spri | geo_advanced_95 | distpv | 2020 | 0 | 893.7946
spri | geo_advanced_95 | distpv | 2022 | 7.2713 | 956.6372
spri | geo_advanced_95 | distpv | 2024 | 7.0627 | 898.2486
spri | geo_advanced_95 | distpv | 2026 | 7.2328 | 903.9482
spri | geo_advanced_95 | distpv | 2028 | 7.2095 | 905.2746
spri | geo_advanced_95 | distpv | 2030 | 9.2104 | 910.5066
spri | geo_advanced_95 | distpv | 2032 | 10.4699 | 936.9046
spri | geo_advanced_95 | distpv | 2034 | 12.0263 | 954.3497
spri | geo_advanced_95 | distpv | 2036 | 12.8345 | 983.6521
spri | geo_advanced_95 | distpv | 2038 | 13.3217 | 1029.0606
spri | geo_advanced_95 | distpv | 2040 | 14.4454 | 1077.8041
spri | geo_advanced_95 | distpv | 2042 | 15.5482 | 1113.1126
spri | geo_advanced_95 | distpv | 2044 | 16.9212 | 1151.607
spri | geo_advanced_95 | distpv | 2046 | 17.74 | 1184.3618
spri | geo_advanced_95 | distpv | 2048 | 17.0177 | 1215.0443
spri | geo_advanced_95 | distpv | 2050 | 17.9212 | 1212.6997
spri | geo_advanced_95 | pvb | 2010 | 0 | 937.9969
spri | geo_advanced_95 | pvb | 2012 | 0 | 944.4669
spri | geo_advanced_95 | pvb | 2014 | 0 | 930.1877
spri | geo_advanced_95 | pvb | 2016 | 0 | 912.4411
spri | geo_advanced_95 | pvb | 2018 | 0 | 902.2342
spri | geo_advanced_95 | pvb | 2020 | 0 | 893.7946
spri | geo_advanced_95 | pvb | 2022 | 2.621 | 956.6372
spri | geo_advanced_95 | pvb | 2024 | 2.943 | 898.2486
spri | geo_advanced_95 | pvb | 2026 | 2.7598 | 903.9482
spri | geo_advanced_95 | pvb | 2028 | 2.2756 | 905.2746
spri | geo_advanced_95 | pvb | 2030 | 3.3341 | 910.5066
spri | geo_advanced_95 | pvb | 2032 | 4.6127 | 936.9046
spri | geo_advanced_95 | pvb | 2034 | 6.4955 | 954.3497
spri | geo_advanced_95 | pvb | 2036 | 7.1055 | 983.6521
spri | geo_advanced_95 | pvb | 2038 | 12.1158 | 1029.0606
spri | geo_advanced_95 | pvb | 2040 | 7.9907 | 1077.8041
spri | geo_advanced_95 | pvb | 2042 | 10.644 | 1113.1126
spri | geo_advanced_95 | pvb | 2044 | 11.3256 | 1151.607
spri | geo_advanced_95 | pvb | 2046 | 9.1356 | 1184.3618
spri | geo_advanced_95 | pvb | 2048 | 6.3837 | 1215.0443
spri | geo_advanced_95 | pvb | 2050 | 9.7149 | 1212.6997
spri | geo_advanced_95 | battery_2 | 2010 | 0.00586 | 937.9969
spri | geo_advanced_95 | battery_2 | 2012 | 0 | 944.4669
spri | geo_advanced_95 | battery_2 | 2014 | 0 | 930.1877
spri | geo_advanced_95 | battery_2 | 2016 | 0 | 912.4411
spri | geo_advanced_95 | battery_2 | 2018 | 0 | 902.2342
spri | geo_advanced_95 | battery_2 | 2020 | 0 | 893.7946
spri | geo_advanced_95 | battery_2 | 2022 | 0 | 956.6372
spri | geo_advanced_95 | battery_2 | 2024 | 0.22266 | 898.2486
spri | geo_advanced_95 | battery_2 | 2026 | 1.2959 | 903.9482
spri | geo_advanced_95 | battery_2 | 2028 | 0.66157 | 905.2746
spri | geo_advanced_95 | battery_2 | 2030 | 1.8924 | 910.5066
spri | geo_advanced_95 | battery_2 | 2032 | 1.3908 | 936.9046
spri | geo_advanced_95 | battery_2 | 2034 | 0.69182 | 954.3497
spri | geo_advanced_95 | battery_2 | 2036 | 2.8239 | 983.6521
spri | geo_advanced_95 | battery_2 | 2038 | 3.8947 | 1029.0606
spri | geo_advanced_95 | battery_2 | 2040 | 2.5615 | 1077.8041
spri | geo_advanced_95 | battery_2 | 2042 | 4.0043 | 1113.1126
spri | geo_advanced_95 | battery_2 | 2044 | 6.1056 | 1151.607
spri | geo_advanced_95 | battery_2 | 2046 | 3.7759 | 1184.3618
spri | geo_advanced_95 | battery_2 | 2048 | 2.0672 | 1215.0443
spri | geo_advanced_95 | battery_2 | 2050 | 2.9895 | 1212.6997
spri | geo_advanced_95 | battery_4 | 2010 | 0 | 937.9969
spri | geo_advanced_95 | battery_4 | 2012 | 0 | 944.4669
spri | geo_advanced_95 | battery_4 | 2014 | 0 | 930.1877
spri | geo_advanced_95 | battery_4 | 2016 | 0 | 912.4411
spri | geo_advanced_95 | battery_4 | 2018 | 0 | 902.2342
spri | geo_advanced_95 | battery_4 | 2020 | 0 | 893.7946
spri | geo_advanced_95 | battery_4 | 2022 | 0 | 956.6372
spri | geo_advanced_95 | battery_4 | 2024 | 0.25395 | 898.2486
spri | geo_advanced_95 | battery_4 | 2026 | 8.2582 | 903.9482
spri | geo_advanced_95 | battery_4 | 2028 | 9.4782 | 905.2746
spri | geo_advanced_95 | battery_4 | 2030 | 12.6881 | 910.5066
spri | geo_advanced_95 | battery_4 | 2032 | 20.5011 | 936.9046
spri | geo_advanced_95 | battery_4 | 2034 | 18.8203 | 954.3497
spri | geo_advanced_95 | battery_4 | 2036 | 25.9672 | 983.6521
spri | geo_advanced_95 | battery_4 | 2038 | 33.4345 | 1029.0606
spri | geo_advanced_95 | battery_4 | 2040 | 33.4874 | 1077.8041
spri | geo_advanced_95 | battery_4 | 2042 | 40.9238 | 1113.1126
spri | geo_advanced_95 | battery_4 | 2044 | 42.8358 | 1151.607
spri | geo_advanced_95 | battery_4 | 2046 | 47.013 | 1184.3618
spri | geo_advanced_95 | battery_4 | 2048 | 59.5292 | 1215.0443
spri | geo_advanced_95 | battery_4 | 2050 | 86.7574 | 1212.6997
spri | geo_advanced_95 | battery_6 | 2010 | 0 | 937.9969
spri | geo_advanced_95 | battery_6 | 2012 | 0 | 944.4669
spri | geo_advanced_95 | battery_6 | 2014 | 0 | 930.1877
spri | geo_advanced_95 | battery_6 | 2016 | 0 | 912.4411
spri | geo_advanced_95 | battery_6 | 2018 | 0 | 902.2342
spri | geo_advanced_95 | battery_6 | 2020 | 0 | 893.7946
spri | geo_advanced_95 | battery_6 | 2022 | 0 | 956.6372
spri | geo_advanced_95 | battery_6 | 2024 | 0 | 898.2486
spri | geo_advanced_95 | battery_6 | 2026 | 0 | 903.9482
spri | geo_advanced_95 | battery_6 | 2028 | 1.8284 | 905.2746
spri | geo_advanced_95 | battery_6 | 2030 | 9.4048 | 910.5066
spri | geo_advanced_95 | battery_6 | 2032 | 18.557 | 936.9046
spri | geo_advanced_95 | battery_6 | 2034 | 21.2073 | 954.3497
spri | geo_advanced_95 | battery_6 | 2036 | 28.0572 | 983.6521
spri | geo_advanced_95 | battery_6 | 2038 | 33.5622 | 1029.0606
spri | geo_advanced_95 | battery_6 | 2040 | 45.9343 | 1077.8041
spri | geo_advanced_95 | battery_6 | 2042 | 35.2167 | 1113.1126
spri | geo_advanced_95 | battery_6 | 2044 | 28.0442 | 1151.607
spri | geo_advanced_95 | battery_6 | 2046 | 34.4525 | 1184.3618
spri | geo_advanced_95 | battery_6 | 2048 | 44.5699 | 1215.0443
spri | geo_advanced_95 | battery_6 | 2050 | 39.6869 | 1212.6997
spri | geo_advanced_95 | battery_8 | 2010 | 0 | 937.9969
spri | geo_advanced_95 | battery_8 | 2012 | 0 | 944.4669
spri | geo_advanced_95 | battery_8 | 2014 | 0 | 930.1877
spri | geo_advanced_95 | battery_8 | 2016 | 0 | 912.4411
spri | geo_advanced_95 | battery_8 | 2018 | 0 | 902.2342
spri | geo_advanced_95 | battery_8 | 2020 | 0 | 893.7946
spri | geo_advanced_95 | battery_8 | 2022 | 0 | 956.6372
spri | geo_advanced_95 | battery_8 | 2024 | 0 | 898.2486
spri | geo_advanced_95 | battery_8 | 2026 | 0 | 903.9482
spri | geo_advanced_95 | battery_8 | 2028 | 0 | 905.2746
spri | geo_advanced_95 | battery_8 | 2030 | 0 | 910.5066
spri | geo_advanced_95 | battery_8 | 2032 | 0.87014 | 936.9046
spri | geo_advanced_95 | battery_8 | 2034 | 5.4708 | 954.3497
spri | geo_advanced_95 | battery_8 | 2036 | 9.4172 | 983.6521
spri | geo_advanced_95 | battery_8 | 2038 | 6.1077 | 1029.0606
spri | geo_advanced_95 | battery_8 | 2040 | 10.3048 | 1077.8041
spri | geo_advanced_95 | battery_8 | 2042 | 9.4911 | 1113.1126
spri | geo_advanced_95 | battery_8 | 2044 | 7.7329 | 1151.607
spri | geo_advanced_95 | battery_8 | 2046 | 13.1852 | 1184.3618
spri | geo_advanced_95 | battery_8 | 2048 | 11.8712 | 1215.0443
spri | geo_advanced_95 | battery_8 | 2050 | 34.0355 | 1212.6997
spri | geo_advanced_95 | battery_10 | 2010 | 0 | 937.9969
spri | geo_advanced_95 | battery_10 | 2012 | 0 | 944.4669
spri | geo_advanced_95 | battery_10 | 2014 | 0 | 930.1877
spri | geo_advanced_95 | battery_10 | 2016 | 0 | 912.4411
spri | geo_advanced_95 | battery_10 | 2018 | 0 | 902.2342
spri | geo_advanced_95 | battery_10 | 2020 | 0 | 893.7946
spri | geo_advanced_95 | battery_10 | 2022 | 0 | 956.6372
spri | geo_advanced_95 | battery_10 | 2024 | 0 | 898.2486
spri | geo_advanced_95 | battery_10 | 2026 | 0 | 903.9482
spri | geo_advanced_95 | battery_10 | 2028 | 0 | 905.2746
spri | geo_advanced_95 | battery_10 | 2030 | 0 | 910.5066
spri | geo_advanced_95 | battery_10 | 2032 | 0 | 936.9046
spri | geo_advanced_95 | battery_10 | 2034 | 0 | 954.3497
spri | geo_advanced_95 | battery_10 | 2036 | 0 | 983.6521
spri | geo_advanced_95 | battery_10 | 2038 | 0 | 1029.0606
spri | geo_advanced_95 | battery_10 | 2040 | 0 | 1077.8041
spri | geo_advanced_95 | battery_10 | 2042 | 0 | 1113.1126
spri | geo_advanced_95 | battery_10 | 2044 | 0 | 1151.607
spri | geo_advanced_95 | battery_10 | 2046 | 0 | 1184.3618
spri | geo_advanced_95 | battery_10 | 2048 | 0 | 1215.0443
spri | geo_advanced_95 | battery_10 | 2050 | 12.0272 | 1212.6997
spri | geo_advanced_95 | pumped-hydro | 2010 | 5.8803 | 937.9969
spri | geo_advanced_95 | pumped-hydro | 2012 | 0 | 944.4669
spri | geo_advanced_95 | pumped-hydro | 2014 | 0 | 930.1877
spri | geo_advanced_95 | pumped-hydro | 2016 | 0 | 912.4411
spri | geo_advanced_95 | pumped-hydro | 2018 | 0 | 902.2342
spri | geo_advanced_95 | pumped-hydro | 2020 | 0 | 893.7946
spri | geo_advanced_95 | pumped-hydro | 2022 | 3.2212 | 956.6372
spri | geo_advanced_95 | pumped-hydro | 2024 | 3.3644 | 898.2486
spri | geo_advanced_95 | pumped-hydro | 2026 | 4.1785 | 903.9482
spri | geo_advanced_95 | pumped-hydro | 2028 | 5.1984 | 905.2746
spri | geo_advanced_95 | pumped-hydro | 2030 | 4.925 | 910.5066
spri | geo_advanced_95 | pumped-hydro | 2032 | 7.0318 | 936.9046
spri | geo_advanced_95 | pumped-hydro | 2034 | 15.4374 | 954.3497
spri | geo_advanced_95 | pumped-hydro | 2036 | 9.5931 | 983.6521
spri | geo_advanced_95 | pumped-hydro | 2038 | 14.8947 | 1029.0606
spri | geo_advanced_95 | pumped-hydro | 2040 | 16.1734 | 1077.8041
spri | geo_advanced_95 | pumped-hydro | 2042 | 15.775 | 1113.1126
spri | geo_advanced_95 | pumped-hydro | 2044 | 22.4125 | 1151.607
spri | geo_advanced_95 | pumped-hydro | 2046 | 16.4739 | 1184.3618
spri | geo_advanced_95 | pumped-hydro | 2048 | 14.7359 | 1215.0443
spri | geo_advanced_95 | pumped-hydro | 2050 | 12.168 | 1212.6997
spri | geo_advanced_95 | Canada | 2010 | 5.7897 | 937.9969
spri | geo_advanced_95 | Canada | 2012 | 7.5475 | 944.4669
spri | geo_advanced_95 | Canada | 2014 | 7.6689 | 930.1877
spri | geo_advanced_95 | Canada | 2016 | 9.3983 | 912.4411
spri | geo_advanced_95 | Canada | 2018 | 9.7098 | 902.2342
spri | geo_advanced_95 | Canada | 2020 | 9.3126 | 893.7946
spri | geo_advanced_95 | Canada | 2022 | 8.3152 | 956.6372
spri | geo_advanced_95 | Canada | 2024 | 8.3747 | 898.2486
spri | geo_advanced_95 | Canada | 2026 | 9.4089 | 903.9482
spri | geo_advanced_95 | Canada | 2028 | 10.4838 | 905.2746
spri | geo_advanced_95 | Canada | 2030 | 10.7558 | 910.5066
spri | geo_advanced_95 | Canada | 2032 | 10.6683 | 936.9046
spri | geo_advanced_95 | Canada | 2034 | 10.5939 | 954.3497
spri | geo_advanced_95 | Canada | 2036 | 10.3455 | 983.6521
spri | geo_advanced_95 | Canada | 2038 | 10.2286 | 1029.0606
spri | geo_advanced_95 | Canada | 2040 | 10.1407 | 1077.8041
spri | geo_advanced_95 | Canada | 2042 | 10.1407 | 1113.1126
spri | geo_advanced_95 | Canada | 2044 | 10.1407 | 1151.607
spri | geo_advanced_95 | Canada | 2046 | 10.1407 | 1184.3618
spri | geo_advanced_95 | Canada | 2048 | 10.1407 | 1215.0443
spri | geo_advanced_95 | Canada | 2050 | 10.1407 | 1212.6997
summ | geo_advanced_95 | nuclear | 2010 | 103.7491 | 938.414
summ | geo_advanced_95 | nuclear | 2012 | 103.7491 | 944.8841
summ | geo_advanced_95 | nuclear | 2014 | 99.5688 | 930.6077
summ | geo_advanced_95 | nuclear | 2016 | 100.208 | 912.8611
summ | geo_advanced_95 | nuclear | 2018 | 99.6003 | 902.6542
summ | geo_advanced_95 | nuclear | 2020 | 96.5236 | 894.2147
summ | geo_advanced_95 | nuclear | 2022 | 96.9468 | 952.7839
summ | geo_advanced_95 | nuclear | 2024 | 96.9468 | 929.5619
summ | geo_advanced_95 | nuclear | 2026 | 96.9468 | 946.4143
summ | geo_advanced_95 | nuclear | 2028 | 96.9468 | 972.7185
summ | geo_advanced_95 | nuclear | 2030 | 94.7068 | 1007.7071
summ | geo_advanced_95 | nuclear | 2032 | 94.7068 | 1045.3721
summ | geo_advanced_95 | nuclear | 2034 | 89.6092 | 1085.8801
summ | geo_advanced_95 | nuclear | 2036 | 88.2901 | 1130.346
summ | geo_advanced_95 | nuclear | 2038 | 88.2901 | 1174.7701
summ | geo_advanced_95 | nuclear | 2040 | 88.2901 | 1218.6721
summ | geo_advanced_95 | nuclear | 2042 | 88.2901 | 1258.8272
summ | geo_advanced_95 | nuclear | 2044 | 88.2901 | 1295.7391
summ | geo_advanced_95 | nuclear | 2046 | 88.2901 | 1331.0969
summ | geo_advanced_95 | nuclear | 2048 | 88.2901 | 1363.6624
summ | geo_advanced_95 | nuclear | 2050 | 85.5809 | 1397.0668
summ | geo_advanced_95 | coal | 2010 | 296.7419 | 938.414
summ | geo_advanced_95 | coal | 2012 | 291.2386 | 944.8841
summ | geo_advanced_95 | coal | 2014 | 281.2835 | 930.6077
summ | geo_advanced_95 | coal | 2016 | 258.6969 | 912.8611
summ | geo_advanced_95 | coal | 2018 | 237.8386 | 902.6542
summ | geo_advanced_95 | coal | 2020 | 220.2663 | 894.2147
summ | geo_advanced_95 | coal | 2022 | 202.02 | 952.7839
summ | geo_advanced_95 | coal | 2024 | 188.2811 | 929.5619
summ | geo_advanced_95 | coal | 2026 | 178.3925 | 946.4143
summ | geo_advanced_95 | coal | 2028 | 159.5794 | 972.7185
summ | geo_advanced_95 | coal | 2030 | 146.4832 | 1007.7071
summ | geo_advanced_95 | coal | 2032 | 144.5222 | 1045.3721
summ | geo_advanced_95 | coal | 2034 | 140.3415 | 1085.8801
summ | geo_advanced_95 | coal | 2036 | 138.9512 | 1130.346
summ | geo_advanced_95 | coal | 2038 | 137.2441 | 1174.7701
summ | geo_advanced_95 | coal | 2040 | 134.4125 | 1218.6721
summ | geo_advanced_95 | coal | 2042 | 129.8322 | 1258.8272
summ | geo_advanced_95 | coal | 2044 | 120.1529 | 1295.7391
summ | geo_advanced_95 | coal | 2046 | 105.393 | 1331.0969
summ | geo_advanced_95 | coal | 2048 | 91.0721 | 1363.6624
summ | geo_advanced_95 | coal | 2050 | 0 | 1397.0668
summ | geo_advanced_95 | gas-cc | 2010 | 201.204 | 938.414
summ | geo_advanced_95 | gas-cc | 2012 | 215.7431 | 944.8841
summ | geo_advanced_95 | gas-cc | 2014 | 225.5781 | 930.6077
summ | geo_advanced_95 | gas-cc | 2016 | 234.2477 | 912.8611
summ | geo_advanced_95 | gas-cc | 2018 | 257.9461 | 902.6542
summ | geo_advanced_95 | gas-cc | 2020 | 268.2452 | 894.2147
summ | geo_advanced_95 | gas-cc | 2022 | 280.414 | 952.7839
summ | geo_advanced_95 | gas-cc | 2024 | 280.76 | 929.5619
summ | geo_advanced_95 | gas-cc | 2026 | 282.0247 | 946.4143
summ | geo_advanced_95 | gas-cc | 2028 | 277.1319 | 972.7185
summ | geo_advanced_95 | gas-cc | 2030 | 274.0397 | 1007.7071
summ | geo_advanced_95 | gas-cc | 2032 | 272.5356 | 1045.3721
summ | geo_advanced_95 | gas-cc | 2034 | 272.3186 | 1085.8801
summ | geo_advanced_95 | gas-cc | 2036 | 271.2565 | 1130.346
summ | geo_advanced_95 | gas-cc | 2038 | 276.0144 | 1174.7701
summ | geo_advanced_95 | gas-cc | 2040 | 284.6008 | 1218.6721
summ | geo_advanced_95 | gas-cc | 2042 | 288.6509 | 1258.8272
summ | geo_advanced_95 | gas-cc | 2044 | 302.6233 | 1295.7391
summ | geo_advanced_95 | gas-cc | 2046 | 291.2428 | 1331.0969
summ | geo_advanced_95 | gas-cc | 2048 | 290.1239 | 1363.6624
summ | geo_advanced_95 | gas-cc | 2050 | 300.5144 | 1397.0668
summ | geo_advanced_95 | gas-cc-ccs_mod_upgrade | 2010 | 0 | 938.414
summ | geo_advanced_95 | gas-cc-ccs_mod_upgrade | 2012 | 0 | 944.8841
summ | geo_advanced_95 | gas-cc-ccs_mod_upgrade | 2014 | 0 | 930.6077
summ | geo_advanced_95 | gas-cc-ccs_mod_upgrade | 2016 | 0 | 912.8611
summ | geo_advanced_95 | gas-cc-ccs_mod_upgrade | 2018 | 0 | 902.6542
summ | geo_advanced_95 | gas-cc-ccs_mod_upgrade | 2020 | 0 | 894.2147
summ | geo_advanced_95 | gas-cc-ccs_mod_upgrade | 2022 | 0 | 952.7839
summ | geo_advanced_95 | gas-cc-ccs_mod_upgrade | 2024 | 0 | 929.5619
summ | geo_advanced_95 | gas-cc-ccs_mod_upgrade | 2026 | 0 | 946.4143
summ | geo_advanced_95 | gas-cc-ccs_mod_upgrade | 2028 | 6.2956 | 972.7185
summ | geo_advanced_95 | gas-cc-ccs_mod_upgrade | 2030 | 6.2956 | 1007.7071
summ | geo_advanced_95 | gas-cc-ccs_mod_upgrade | 2032 | 6.2956 | 1045.3721
summ | geo_advanced_95 | gas-cc-ccs_mod_upgrade | 2034 | 6.2956 | 1085.8801
summ | geo_advanced_95 | gas-cc-ccs_mod_upgrade | 2036 | 6.2956 | 1130.346
summ | geo_advanced_95 | gas-cc-ccs_mod_upgrade | 2038 | 6.2956 | 1174.7701
summ | geo_advanced_95 | gas-cc-ccs_mod_upgrade | 2040 | 6.2956 | 1218.6721
summ | geo_advanced_95 | gas-cc-ccs_mod_upgrade | 2042 | 6.2956 | 1258.8272
summ | geo_advanced_95 | gas-cc-ccs_mod_upgrade | 2044 | 6.2956 | 1295.7391
summ | geo_advanced_95 | gas-cc-ccs_mod_upgrade | 2046 | 6.2956 | 1331.0969
summ | geo_advanced_95 | gas-cc-ccs_mod_upgrade | 2048 | 7.2015 | 1363.6624
summ | geo_advanced_95 | gas-cc-ccs_mod_upgrade | 2050 | 68.2793 | 1397.0668
summ | geo_advanced_95 | gas-ct | 2010 | 117.7247 | 938.414
summ | geo_advanced_95 | gas-ct | 2012 | 120.8117 | 944.8841
summ | geo_advanced_95 | gas-ct | 2014 | 123.8407 | 930.6077
summ | geo_advanced_95 | gas-ct | 2016 | 124.6101 | 912.8611
summ | geo_advanced_95 | gas-ct | 2018 | 126.4449 | 902.6542
summ | geo_advanced_95 | gas-ct | 2020 | 127.2607 | 894.2147
summ | geo_advanced_95 | gas-ct | 2022 | 130.2439 | 952.7839
summ | geo_advanced_95 | gas-ct | 2024 | 115.164 | 929.5619
summ | geo_advanced_95 | gas-ct | 2026 | 112.9759 | 946.4143
summ | geo_advanced_95 | gas-ct | 2028 | 113.4753 | 972.7185
summ | geo_advanced_95 | gas-ct | 2030 | 111.6581 | 1007.7071
summ | geo_advanced_95 | gas-ct | 2032 | 110.8931 | 1045.3721
summ | geo_advanced_95 | gas-ct | 2034 | 111.487 | 1085.8801
summ | geo_advanced_95 | gas-ct | 2036 | 116.2881 | 1130.346
summ | geo_advanced_95 | gas-ct | 2038 | 127.8706 | 1174.7701
summ | geo_advanced_95 | gas-ct | 2040 | 153.4683 | 1218.6721
summ | geo_advanced_95 | gas-ct | 2042 | 185.3674 | 1258.8272
summ | geo_advanced_95 | gas-ct | 2044 | 211.7575 | 1295.7391
summ | geo_advanced_95 | gas-ct | 2046 | 240.8863 | 1331.0969
summ | geo_advanced_95 | gas-ct | 2048 | 256.2061 | 1363.6624
summ | geo_advanced_95 | gas-ct | 2050 | 200.474 | 1397.0668
summ | geo_advanced_95 | o-g-s | 2010 | 140.2354 | 938.414
summ | geo_advanced_95 | o-g-s | 2012 | 132.4567 | 944.8841
summ | geo_advanced_95 | o-g-s | 2014 | 123.1645 | 930.6077
summ | geo_advanced_95 | o-g-s | 2016 | 110.9605 | 912.8611
summ | geo_advanced_95 | o-g-s | 2018 | 96.372 | 902.6542
summ | geo_advanced_95 | o-g-s | 2020 | 89.885 | 894.2147
summ | geo_advanced_95 | o-g-s | 2022 | 85.1197 | 952.7839
summ | geo_advanced_95 | o-g-s | 2024 | 34.1728 | 929.5619
summ | geo_advanced_95 | o-g-s | 2026 | 31.5353 | 946.4143
summ | geo_advanced_95 | o-g-s | 2028 | 29.7326 | 972.7185
summ | geo_advanced_95 | o-g-s | 2030 | 25.783 | 1007.7071
summ | geo_advanced_95 | o-g-s | 2032 | 25.1231 | 1045.3721
summ | geo_advanced_95 | o-g-s | 2034 | 23.8844 | 1085.8801
summ | geo_advanced_95 | o-g-s | 2036 | 23.1636 | 1130.346
summ | geo_advanced_95 | o-g-s | 2038 | 22.1319 | 1174.7701
summ | geo_advanced_95 | o-g-s | 2040 | 21.3567 | 1218.6721
summ | geo_advanced_95 | o-g-s | 2042 | 20.0734 | 1258.8272
summ | geo_advanced_95 | o-g-s | 2044 | 17.6694 | 1295.7391
summ | geo_advanced_95 | o-g-s | 2046 | 15.8661 | 1331.0969
summ | geo_advanced_95 | o-g-s | 2048 | 11.6773 | 1363.6624
summ | geo_advanced_95 | o-g-s | 2050 | 2.0882 | 1397.0668
summ | geo_advanced_95 | hydro | 2010 | 56.4135 | 938.414
summ | geo_advanced_95 | hydro | 2012 | 55.7477 | 944.8841
summ | geo_advanced_95 | hydro | 2014 | 55.2791 | 930.6077
summ | geo_advanced_95 | hydro | 2016 | 54.6339 | 912.8611
summ | geo_advanced_95 | hydro | 2018 | 56.9526 | 902.6542
summ | geo_advanced_95 | hydro | 2020 | 57.2894 | 894.2147
summ | geo_advanced_95 | hydro | 2022 | 57.3574 | 952.7839
summ | geo_advanced_95 | hydro | 2024 | 57.3797 | 929.5619
summ | geo_advanced_95 | hydro | 2026 | 58.554 | 946.4143
summ | geo_advanced_95 | hydro | 2028 | 59.7128 | 972.7185
summ | geo_advanced_95 | hydro | 2030 | 59.7762 | 1007.7071
summ | geo_advanced_95 | hydro | 2032 | 59.8564 | 1045.3721
summ | geo_advanced_95 | hydro | 2034 | 59.9564 | 1085.8801
summ | geo_advanced_95 | hydro | 2036 | 60.0809 | 1130.346
summ | geo_advanced_95 | hydro | 2038 | 60.3025 | 1174.7701
summ | geo_advanced_95 | hydro | 2040 | 60.4487 | 1218.6721
summ | geo_advanced_95 | hydro | 2042 | 60.588 | 1258.8272
summ | geo_advanced_95 | hydro | 2044 | 60.7195 | 1295.7391
summ | geo_advanced_95 | hydro | 2046 | 60.8526 | 1331.0969
summ | geo_advanced_95 | hydro | 2048 | 60.9933 | 1363.6624
summ | geo_advanced_95 | hydro | 2050 | 61.4364 | 1397.0668
summ | geo_advanced_95 | geothermal | 2010 | 2.6812 | 938.414
summ | geo_advanced_95 | geothermal | 2012 | 2.8162 | 944.8841
summ | geo_advanced_95 | geothermal | 2014 | 2.9016 | 930.6077
summ | geo_advanced_95 | geothermal | 2016 | 2.9516 | 912.8611
summ | geo_advanced_95 | geothermal | 2018 | 3.0119 | 902.6542
summ | geo_advanced_95 | geothermal | 2020 | 4.1588 | 894.2147
summ | geo_advanced_95 | geothermal | 2022 | 4.2008 | 952.7839
summ | geo_advanced_95 | geothermal | 2024 | 4.2008 | 929.5619
summ | geo_advanced_95 | geothermal | 2026 | 4.2008 | 946.4143
summ | geo_advanced_95 | geothermal | 2028 | 6.2628 | 972.7185
summ | geo_advanced_95 | geothermal | 2030 | 6.2628 | 1007.7071
summ | geo_advanced_95 | geothermal | 2032 | 6.2628 | 1045.3721
summ | geo_advanced_95 | geothermal | 2034 | 6.2628 | 1085.8801
summ | geo_advanced_95 | geothermal | 2036 | 6.767 | 1130.346
summ | geo_advanced_95 | geothermal | 2038 | 7.0985 | 1174.7701
summ | geo_advanced_95 | geothermal | 2040 | 6.9023 | 1218.6721
summ | geo_advanced_95 | geothermal | 2042 | 7.7911 | 1258.8272
summ | geo_advanced_95 | geothermal | 2044 | 8.4056 | 1295.7391
summ | geo_advanced_95 | geothermal | 2046 | 15.9374 | 1331.0969
summ | geo_advanced_95 | geothermal | 2048 | 17.9275 | 1363.6624
summ | geo_advanced_95 | geothermal | 2050 | 24.3761 | 1397.0668
summ | geo_advanced_95 | biopower | 2010 | 2.8885 | 938.414
summ | geo_advanced_95 | biopower | 2012 | 2.9776 | 944.8841
summ | geo_advanced_95 | biopower | 2014 | 3.4299 | 930.6077
summ | geo_advanced_95 | biopower | 2016 | 3.2245 | 912.8611
summ | geo_advanced_95 | biopower | 2018 | 3.184 | 902.6542
summ | geo_advanced_95 | biopower | 2020 | 3.0193 | 894.2147
summ | geo_advanced_95 | biopower | 2022 | 2.8851 | 952.7839
summ | geo_advanced_95 | biopower | 2024 | 2.8881 | 929.5619
summ | geo_advanced_95 | biopower | 2026 | 2.8881 | 946.4143
summ | geo_advanced_95 | biopower | 2028 | 2.6292 | 972.7185
summ | geo_advanced_95 | biopower | 2030 | 2.393 | 1007.7071
summ | geo_advanced_95 | biopower | 2032 | 2.0992 | 1045.3721
summ | geo_advanced_95 | biopower | 2034 | 1.7199 | 1085.8801
summ | geo_advanced_95 | biopower | 2036 | 1.5139 | 1130.346
summ | geo_advanced_95 | biopower | 2038 | 1.3738 | 1174.7701
summ | geo_advanced_95 | biopower | 2040 | 1.3388 | 1218.6721
summ | geo_advanced_95 | biopower | 2042 | 1.2559 | 1258.8272
summ | geo_advanced_95 | biopower | 2044 | 1.1709 | 1295.7391
summ | geo_advanced_95 | biopower | 2046 | 1.1659 | 1331.0969
summ | geo_advanced_95 | biopower | 2048 | 1.1329 | 1363.6624
summ | geo_advanced_95 | biopower | 2050 | 1.1286 | 1397.0668
summ | geo_advanced_95 | lfill-gas | 2010 | 3.4027 | 938.414
summ | geo_advanced_95 | lfill-gas | 2012 | 3.6413 | 944.8841
summ | geo_advanced_95 | lfill-gas | 2014 | 3.7416 | 930.6077
summ | geo_advanced_95 | lfill-gas | 2016 | 3.7374 | 912.8611
summ | geo_advanced_95 | lfill-gas | 2018 | 3.6803 | 902.6542
summ | geo_advanced_95 | lfill-gas | 2020 | 3.5039 | 894.2147
summ | geo_advanced_95 | lfill-gas | 2022 | 3.5006 | 952.7839
summ | geo_advanced_95 | lfill-gas | 2024 | 3.5006 | 929.5619
summ | geo_advanced_95 | lfill-gas | 2026 | 3.5006 | 946.4143
summ | geo_advanced_95 | lfill-gas | 2028 | 3.4646 | 972.7185
summ | geo_advanced_95 | lfill-gas | 2030 | 3.4646 | 1007.7071
summ | geo_advanced_95 | lfill-gas | 2032 | 3.4646 | 1045.3721
summ | geo_advanced_95 | lfill-gas | 2034 | 3.4646 | 1085.8801
summ | geo_advanced_95 | lfill-gas | 2036 | 3.4646 | 1130.346
summ | geo_advanced_95 | lfill-gas | 2038 | 3.4646 | 1174.7701
summ | geo_advanced_95 | lfill-gas | 2040 | 3.4646 | 1218.6721
summ | geo_advanced_95 | lfill-gas | 2042 | 3.4646 | 1258.8272
summ | geo_advanced_95 | lfill-gas | 2044 | 3.4646 | 1295.7391
summ | geo_advanced_95 | lfill-gas | 2046 | 3.4646 | 1331.0969
summ | geo_advanced_95 | lfill-gas | 2048 | 3.4646 | 1363.6624
summ | geo_advanced_95 | lfill-gas | 2050 | 3.4646 | 1397.0668
summ | geo_advanced_95 | wind-ons | 2010 | 1.6374 | 938.414
summ | geo_advanced_95 | wind-ons | 2012 | 7.4807 | 944.8841
summ | geo_advanced_95 | wind-ons | 2014 | 2.3639 | 930.6077
summ | geo_advanced_95 | wind-ons | 2016 | 7.1303 | 912.8611
summ | geo_advanced_95 | wind-ons | 2018 | 5.3022 | 902.6542
summ | geo_advanced_95 | wind-ons | 2020 | 10.504 | 894.2147
summ | geo_advanced_95 | wind-ons | 2022 | 21.3908 | 952.7839
summ | geo_advanced_95 | wind-ons | 2024 | 29.8098 | 929.5619
summ | geo_advanced_95 | wind-ons | 2026 | 36.5013 | 946.4143
summ | geo_advanced_95 | wind-ons | 2028 | 46.2703 | 972.7185
summ | geo_advanced_95 | wind-ons | 2030 | 56.7671 | 1007.7071
summ | geo_advanced_95 | wind-ons | 2032 | 61.7107 | 1045.3721
summ | geo_advanced_95 | wind-ons | 2034 | 67.3229 | 1085.8801
summ | geo_advanced_95 | wind-ons | 2036 | 74.3567 | 1130.346
summ | geo_advanced_95 | wind-ons | 2038 | 77.7799 | 1174.7701
summ | geo_advanced_95 | wind-ons | 2040 | 80.1725 | 1218.6721
summ | geo_advanced_95 | wind-ons | 2042 | 80.081 | 1258.8272
summ | geo_advanced_95 | wind-ons | 2044 | 81.8766 | 1295.7391
summ | geo_advanced_95 | wind-ons | 2046 | 91.2113 | 1331.0969
summ | geo_advanced_95 | wind-ons | 2048 | 104.9598 | 1363.6624
summ | geo_advanced_95 | wind-ons | 2050 | 109.5016 | 1397.0668
summ | geo_advanced_95 | wind-ofs | 2010 | 0 | 938.414
summ | geo_advanced_95 | wind-ofs | 2012 | 0 | 944.8841
summ | geo_advanced_95 | wind-ofs | 2014 | 0 | 930.6077
summ | geo_advanced_95 | wind-ofs | 2016 | 0.011941 | 912.8611
summ | geo_advanced_95 | wind-ofs | 2018 | 0 | 902.6542
summ | geo_advanced_95 | wind-ofs | 2020 | 0.0048828 | 894.2147
summ | geo_advanced_95 | wind-ofs | 2022 | 0.017192 | 952.7839
summ | geo_advanced_95 | wind-ofs | 2024 | 1.1478 | 929.5619
summ | geo_advanced_95 | wind-ofs | 2026 | 2.5791 | 946.4143
summ | geo_advanced_95 | wind-ofs | 2028 | 4.4748 | 972.7185
summ | geo_advanced_95 | wind-ofs | 2030 | 5.9085 | 1007.7071
summ | geo_advanced_95 | wind-ofs | 2032 | 7.3875 | 1045.3721
summ | geo_advanced_95 | wind-ofs | 2034 | 8.8426 | 1085.8801
summ | geo_advanced_95 | wind-ofs | 2036 | 11.6291 | 1130.346
summ | geo_advanced_95 | wind-ofs | 2038 | 12.4895 | 1174.7701
summ | geo_advanced_95 | wind-ofs | 2040 | 13.8122 | 1218.6721
summ | geo_advanced_95 | wind-ofs | 2042 | 15.4474 | 1258.8272
summ | geo_advanced_95 | wind-ofs | 2044 | 16.1393 | 1295.7391
summ | geo_advanced_95 | wind-ofs | 2046 | 16.1484 | 1331.0969
summ | geo_advanced_95 | wind-ofs | 2048 | 16.1607 | 1363.6624
summ | geo_advanced_95 | wind-ofs | 2050 | 15.6781 | 1397.0668
summ | geo_advanced_95 | csp | 2010 | 0 | 938.414
summ | geo_advanced_95 | csp | 2012 | 0 | 944.8841
summ | geo_advanced_95 | csp | 2014 | 0 | 930.6077
summ | geo_advanced_95 | csp | 2016 | 0 | 912.8611
summ | geo_advanced_95 | csp | 2018 | 0 | 902.6542
summ | geo_advanced_95 | csp | 2020 | 0 | 894.2147
summ | geo_advanced_95 | csp | 2022 | 0 | 952.7839
summ | geo_advanced_95 | csp | 2024 | 0 | 929.5619
summ | geo_advanced_95 | csp | 2026 | 0 | 946.4143
summ | geo_advanced_95 | csp | 2028 | 0 | 972.7185
summ | geo_advanced_95 | csp | 2030 | 0 | 1007.7071
summ | geo_advanced_95 | csp | 2032 | 0 | 1045.3721
summ | geo_advanced_95 | csp | 2034 | 0 | 1085.8801
summ | geo_advanced_95 | csp | 2036 | 0 | 1130.346
summ | geo_advanced_95 | csp | 2038 | 0 | 1174.7701
summ | geo_advanced_95 | csp | 2040 | 0 | 1218.6721
summ | geo_advanced_95 | csp | 2042 | 0 | 1258.8272
summ | geo_advanced_95 | csp | 2044 | 0 | 1295.7391
summ | geo_advanced_95 | csp | 2046 | 0 | 1331.0969
summ | geo_advanced_95 | csp | 2048 | 0 | 1363.6624
summ | geo_advanced_95 | csp | 2050 | 0 | 1397.0668
summ | geo_advanced_95 | upv | 2010 | 0.044077 | 938.414
summ | geo_advanced_95 | upv | 2012 | 0.54147 | 944.8841
summ | geo_advanced_95 | upv | 2014 | 1.5511 | 930.6077
summ | geo_advanced_95 | upv | 2016 | 2.7598 | 912.8611
summ | geo_advanced_95 | upv | 2018 | 2.2559 | 902.6542
summ | geo_advanced_95 | upv | 2020 | 3.9142 | 894.2147
summ | geo_advanced_95 | upv | 2022 | 34.2709 | 952.7839
summ | geo_advanced_95 | upv | 2024 | 59.9394 | 929.5619
summ | geo_advanced_95 | upv | 2026 | 54.5725 | 946.4143
summ | geo_advanced_95 | upv | 2028 | 55.042 | 972.7185
summ | geo_advanced_95 | upv | 2030 | 58.4928 | 1007.7071
summ | geo_advanced_95 | upv | 2032 | 63.5738 | 1045.3721
summ | geo_advanced_95 | upv | 2034 | 68.5278 | 1085.8801
summ | geo_advanced_95 | upv | 2036 | 73.9674 | 1130.346
summ | geo_advanced_95 | upv | 2038 | 81.1872 | 1174.7701
summ | geo_advanced_95 | upv | 2040 | 83.3136 | 1218.6721
summ | geo_advanced_95 | upv | 2042 | 85.4698 | 1258.8272
summ | geo_advanced_95 | upv | 2044 | 89.0094 | 1295.7391
summ | geo_advanced_95 | upv | 2046 | 99.8622 | 1331.0969
summ | geo_advanced_95 | upv | 2048 | 105.927 | 1363.6624
summ | geo_advanced_95 | upv | 2050 | 142.3968 | 1397.0668
summ | geo_advanced_95 | dupv | 2010 | 0.015679 | 938.414
summ | geo_advanced_95 | dupv | 2012 | 0.13235 | 944.8841
summ | geo_advanced_95 | dupv | 2014 | 0.23612 | 930.6077
summ | geo_advanced_95 | dupv | 2016 | 0.29002 | 912.8611
summ | geo_advanced_95 | dupv | 2018 | 0.35557 | 902.6542
summ | geo_advanced_95 | dupv | 2020 | 0.32674 | 894.2147
summ | geo_advanced_95 | dupv | 2022 | 1.6368 | 952.7839
summ | geo_advanced_95 | dupv | 2024 | 1.4525 | 929.5619
summ | geo_advanced_95 | dupv | 2026 | 1.0258 | 946.4143
summ | geo_advanced_95 | dupv | 2028 | 0.81945 | 972.7185
summ | geo_advanced_95 | dupv | 2030 | 0.73726 | 1007.7071
summ | geo_advanced_95 | dupv | 2032 | 0.65964 | 1045.3721
summ | geo_advanced_95 | dupv | 2034 | 0.68318 | 1085.8801
summ | geo_advanced_95 | dupv | 2036 | 0.64631 | 1130.346
summ | geo_advanced_95 | dupv | 2038 | 0.66638 | 1174.7701
summ | geo_advanced_95 | dupv | 2040 | 0.65556 | 1218.6721
summ | geo_advanced_95 | dupv | 2042 | 0.61018 | 1258.8272
summ | geo_advanced_95 | dupv | 2044 | 0.5883 | 1295.7391
summ | geo_advanced_95 | dupv | 2046 | 0.51055 | 1331.0969
summ | geo_advanced_95 | dupv | 2048 | 0.35636 | 1363.6624
summ | geo_advanced_95 | dupv | 2050 | 0.24391 | 1397.0668
summ | geo_advanced_95 | distpv | 2010 | 0 | 938.414
summ | geo_advanced_95 | distpv | 2012 | 0 | 944.8841
summ | geo_advanced_95 | distpv | 2014 | 0 | 930.6077
summ | geo_advanced_95 | distpv | 2016 | 0 | 912.8611
summ | geo_advanced_95 | distpv | 2018 | 0 | 902.6542
summ | geo_advanced_95 | distpv | 2020 | 0 | 894.2147
summ | geo_advanced_95 | distpv | 2022 | 5.5074 | 952.7839
summ | geo_advanced_95 | distpv | 2024 | 5.8001 | 929.5619
summ | geo_advanced_95 | distpv | 2026 | 6.0133 | 946.4143
summ | geo_advanced_95 | distpv | 2028 | 6.7597 | 972.7185
summ | geo_advanced_95 | distpv | 2030 | 8.5761 | 1007.7071
summ | geo_advanced_95 | distpv | 2032 | 9.4505 | 1045.3721
summ | geo_advanced_95 | distpv | 2034 | 10.7166 | 1085.8801
summ | geo_advanced_95 | distpv | 2036 | 10.9786 | 1130.346
summ | geo_advanced_95 | distpv | 2038 | 11.7605 | 1174.7701
summ | geo_advanced_95 | distpv | 2040 | 11.9324 | 1218.6721
summ | geo_advanced_95 | distpv | 2042 | 12.4061 | 1258.8272
summ | geo_advanced_95 | distpv | 2044 | 13.4911 | 1295.7391
summ | geo_advanced_95 | distpv | 2046 | 14.3978 | 1331.0969
summ | geo_advanced_95 | distpv | 2048 | 14.469 | 1363.6624
summ | geo_advanced_95 | distpv | 2050 | 15.3017 | 1397.0668
summ | geo_advanced_95 | pvb | 2010 | 0 | 938.414
summ | geo_advanced_95 | pvb | 2012 | 0 | 944.8841
summ | geo_advanced_95 | pvb | 2014 | 0 | 930.6077
summ | geo_advanced_95 | pvb | 2016 | 0 | 912.8611
summ | geo_advanced_95 | pvb | 2018 | 0 | 902.6542
summ | geo_advanced_95 | pvb | 2020 | 0 | 894.2147
summ | geo_advanced_95 | pvb | 2022 | 2.4083 | 952.7839
summ | geo_advanced_95 | pvb | 2024 | 5.6409 | 929.5619
summ | geo_advanced_95 | pvb | 2026 | 6.0601 | 946.4143
summ | geo_advanced_95 | pvb | 2028 | 5.9403 | 972.7185
summ | geo_advanced_95 | pvb | 2030 | 9.4641 | 1007.7071
summ | geo_advanced_95 | pvb | 2032 | 12.1434 | 1045.3721
summ | geo_advanced_95 | pvb | 2034 | 16.6251 | 1085.8801
summ | geo_advanced_95 | pvb | 2036 | 19.1189 | 1130.346
summ | geo_advanced_95 | pvb | 2038 | 19.9517 | 1174.7701
summ | geo_advanced_95 | pvb | 2040 | 19.4541 | 1218.6721
summ | geo_advanced_95 | pvb | 2042 | 19.1409 | 1258.8272
summ | geo_advanced_95 | pvb | 2044 | 19.3804 | 1295.7391
summ | geo_advanced_95 | pvb | 2046 | 18.7977 | 1331.0969
summ | geo_advanced_95 | pvb | 2048 | 18.0403 | 1363.6624
summ | geo_advanced_95 | pvb | 2050 | 17.7404 | 1397.0668
summ | geo_advanced_95 | battery_2 | 2010 | 0.00586 | 938.414
summ | geo_advanced_95 | battery_2 | 2012 | 0 | 944.8841
summ | geo_advanced_95 | battery_2 | 2014 | 0 | 930.6077
summ | geo_advanced_95 | battery_2 | 2016 | 0 | 912.8611
summ | geo_advanced_95 | battery_2 | 2018 | 0 | 902.6542
summ | geo_advanced_95 | battery_2 | 2020 | 0 | 894.2147
summ | geo_advanced_95 | battery_2 | 2022 | 0.05261 | 952.7839
summ | geo_advanced_95 | battery_2 | 2024 | 6.1078 | 929.5619
summ | geo_advanced_95 | battery_2 | 2026 | 9.6266 | 946.4143
summ | geo_advanced_95 | battery_2 | 2028 | 12.8974 | 972.7185
summ | geo_advanced_95 | battery_2 | 2030 | 15.9198 | 1007.7071
summ | geo_advanced_95 | battery_2 | 2032 | 15.8398 | 1045.3721
summ | geo_advanced_95 | battery_2 | 2034 | 16.6905 | 1085.8801
summ | geo_advanced_95 | battery_2 | 2036 | 16.5311 | 1130.346
summ | geo_advanced_95 | battery_2 | 2038 | 14.9949 | 1174.7701
summ | geo_advanced_95 | battery_2 | 2040 | 14.9429 | 1218.6721
summ | geo_advanced_95 | battery_2 | 2042 | 19.4489 | 1258.8272
summ | geo_advanced_95 | battery_2 | 2044 | 23.0537 | 1295.7391
summ | geo_advanced_95 | battery_2 | 2046 | 25.057 | 1331.0969
summ | geo_advanced_95 | battery_2 | 2048 | 23.8911 | 1363.6624
summ | geo_advanced_95 | battery_2 | 2050 | 22.9719 | 1397.0668
summ | geo_advanced_95 | battery_4 | 2010 | 0 | 938.414
summ | geo_advanced_95 | battery_4 | 2012 | 0 | 944.8841
summ | geo_advanced_95 | battery_4 | 2014 | 0 | 930.6077
summ | geo_advanced_95 | battery_4 | 2016 | 0 | 912.8611
summ | geo_advanced_95 | battery_4 | 2018 | 0 | 902.6542
summ | geo_advanced_95 | battery_4 | 2020 | 0 | 894.2147
summ | geo_advanced_95 | battery_4 | 2022 | 1.5019 | 952.7839
summ | geo_advanced_95 | battery_4 | 2024 | 4.6894 | 929.5619
summ | geo_advanced_95 | battery_4 | 2026 | 23.3277 | 946.4143
summ | geo_advanced_95 | battery_4 | 2028 | 34.7608 | 972.7185
summ | geo_advanced_95 | battery_4 | 2030 | 52.3792 | 1007.7071
summ | geo_advanced_95 | battery_4 | 2032 | 62.9044 | 1045.3721
summ | geo_advanced_95 | battery_4 | 2034 | 69.8542 | 1085.8801
summ | geo_advanced_95 | battery_4 | 2036 | 77.8464 | 1130.346
summ | geo_advanced_95 | battery_4 | 2038 | 90.6477 | 1174.7701
summ | geo_advanced_95 | battery_4 | 2040 | 96.4273 | 1218.6721
summ | geo_advanced_95 | battery_4 | 2042 | 96.4673 | 1258.8272
summ | geo_advanced_95 | battery_4 | 2044 | 101.979 | 1295.7391
summ | geo_advanced_95 | battery_4 | 2046 | 105.5504 | 1331.0969
summ | geo_advanced_95 | battery_4 | 2048 | 115.1935 | 1363.6624
summ | geo_advanced_95 | battery_4 | 2050 | 131.7302 | 1397.0668
summ | geo_advanced_95 | battery_6 | 2010 | 0 | 938.414
summ | geo_advanced_95 | battery_6 | 2012 | 0 | 944.8841
summ | geo_advanced_95 | battery_6 | 2014 | 0 | 930.6077
summ | geo_advanced_95 | battery_6 | 2016 | 0 | 912.8611
summ | geo_advanced_95 | battery_6 | 2018 | 0 | 902.6542
summ | geo_advanced_95 | battery_6 | 2020 | 0 | 894.2147
summ | geo_advanced_95 | battery_6 | 2022 | 0 | 952.7839
summ | geo_advanced_95 | battery_6 | 2024 | 0.24949 | 929.5619
summ | geo_advanced_95 | battery_6 | 2026 | 0.71525 | 946.4143
summ | geo_advanced_95 | battery_6 | 2028 | 14.5012 | 972.7185
summ | geo_advanced_95 | battery_6 | 2030 | 31.3615 | 1007.7071
summ | geo_advanced_95 | battery_6 | 2032 | 44.5116 | 1045.3721
summ | geo_advanced_95 | battery_6 | 2034 | 60.6614 | 1085.8801
summ | geo_advanced_95 | battery_6 | 2036 | 68.8527 | 1130.346
summ | geo_advanced_95 | battery_6 | 2038 | 72.1225 | 1174.7701
summ | geo_advanced_95 | battery_6 | 2040 | 73.6348 | 1218.6721
summ | geo_advanced_95 | battery_6 | 2042 | 73.5932 | 1258.8272
summ | geo_advanced_95 | battery_6 | 2044 | 65.4962 | 1295.7391
summ | geo_advanced_95 | battery_6 | 2046 | 66.1546 | 1331.0969
summ | geo_advanced_95 | battery_6 | 2048 | 72.0466 | 1363.6624
summ | geo_advanced_95 | battery_6 | 2050 | 68.6273 | 1397.0668
summ | geo_advanced_95 | battery_8 | 2010 | 0 | 938.414
summ | geo_advanced_95 | battery_8 | 2012 | 0 | 944.8841
summ | geo_advanced_95 | battery_8 | 2014 | 0 | 930.6077
summ | geo_advanced_95 | battery_8 | 2016 | 0 | 912.8611
summ | geo_advanced_95 | battery_8 | 2018 | 0 | 902.6542
summ | geo_advanced_95 | battery_8 | 2020 | 0 | 894.2147
summ | geo_advanced_95 | battery_8 | 2022 | 0 | 952.7839
summ | geo_advanced_95 | battery_8 | 2024 | 0 | 929.5619
summ | geo_advanced_95 | battery_8 | 2026 | 0 | 946.4143
summ | geo_advanced_95 | battery_8 | 2028 | 0 | 972.7185
summ | geo_advanced_95 | battery_8 | 2030 | 0.94615 | 1007.7071
summ | geo_advanced_95 | battery_8 | 2032 | 5.1837 | 1045.3721
summ | geo_advanced_95 | battery_8 | 2034 | 11.8816 | 1085.8801
summ | geo_advanced_95 | battery_8 | 2036 | 21.449 | 1130.346
summ | geo_advanced_95 | battery_8 | 2038 | 25.2162 | 1174.7701
summ | geo_advanced_95 | battery_8 | 2040 | 26.1077 | 1218.6721
summ | geo_advanced_95 | battery_8 | 2042 | 26.0778 | 1258.8272
summ | geo_advanced_95 | battery_8 | 2044 | 26.0371 | 1295.7391
summ | geo_advanced_95 | battery_8 | 2046 | 24.991 | 1331.0969
summ | geo_advanced_95 | battery_8 | 2048 | 26.1 | 1363.6624
summ | geo_advanced_95 | battery_8 | 2050 | 61.2952 | 1397.0668
summ | geo_advanced_95 | battery_10 | 2010 | 0 | 938.414
summ | geo_advanced_95 | battery_10 | 2012 | 0 | 944.8841
summ | geo_advanced_95 | battery_10 | 2014 | 0 | 930.6077
summ | geo_advanced_95 | battery_10 | 2016 | 0 | 912.8611
summ | geo_advanced_95 | battery_10 | 2018 | 0 | 902.6542
summ | geo_advanced_95 | battery_10 | 2020 | 0 | 894.2147
summ | geo_advanced_95 | battery_10 | 2022 | 0 | 952.7839
summ | geo_advanced_95 | battery_10 | 2024 | 0 | 929.5619
summ | geo_advanced_95 | battery_10 | 2026 | 0 | 946.4143
summ | geo_advanced_95 | battery_10 | 2028 | 0 | 972.7185
summ | geo_advanced_95 | battery_10 | 2030 | 0 | 1007.7071
summ | geo_advanced_95 | battery_10 | 2032 | 0 | 1045.3721
summ | geo_advanced_95 | battery_10 | 2034 | 0 | 1085.8801
summ | geo_advanced_95 | battery_10 | 2036 | 0 | 1130.346
summ | geo_advanced_95 | battery_10 | 2038 | 0 | 1174.7701
summ | geo_advanced_95 | battery_10 | 2040 | 0 | 1218.6721
summ | geo_advanced_95 | battery_10 | 2042 | 0 | 1258.8272
summ | geo_advanced_95 | battery_10 | 2044 | 0 | 1295.7391
summ | geo_advanced_95 | battery_10 | 2046 | 0 | 1331.0969
summ | geo_advanced_95 | battery_10 | 2048 | 0 | 1363.6624
summ | geo_advanced_95 | battery_10 | 2050 | 29.6337 | 1397.0668
summ | geo_advanced_95 | pumped-hydro | 2010 | 5.8803 | 938.414
summ | geo_advanced_95 | pumped-hydro | 2012 | 0 | 944.8841
summ | geo_advanced_95 | pumped-hydro | 2014 | 0 | 930.6077
summ | geo_advanced_95 | pumped-hydro | 2016 | 0 | 912.8611
summ | geo_advanced_95 | pumped-hydro | 2018 | 0 | 902.6542
summ | geo_advanced_95 | pumped-hydro | 2020 | 0 | 894.2147
summ | geo_advanced_95 | pumped-hydro | 2022 | 14.9947 | 952.7839
summ | geo_advanced_95 | pumped-hydro | 2024 | 23.0562 | 929.5619
summ | geo_advanced_95 | pumped-hydro | 2026 | 25.5651 | 946.4143
summ | geo_advanced_95 | pumped-hydro | 2028 | 25.5377 | 972.7185
summ | geo_advanced_95 | pumped-hydro | 2030 | 25.5357 | 1007.7071
summ | geo_advanced_95 | pumped-hydro | 2032 | 25.5795 | 1045.3721
summ | geo_advanced_95 | pumped-hydro | 2034 | 28.1404 | 1085.8801
summ | geo_advanced_95 | pumped-hydro | 2036 | 28.5529 | 1130.346
summ | geo_advanced_95 | pumped-hydro | 2038 | 27.6389 | 1174.7701
summ | geo_advanced_95 | pumped-hydro | 2040 | 27.5 | 1218.6721
summ | geo_advanced_95 | pumped-hydro | 2042 | 28.3348 | 1258.8272
summ | geo_advanced_95 | pumped-hydro | 2044 | 27.9979 | 1295.7391
summ | geo_advanced_95 | pumped-hydro | 2046 | 28.8809 | 1331.0969
summ | geo_advanced_95 | pumped-hydro | 2048 | 28.2879 | 1363.6624
summ | geo_advanced_95 | pumped-hydro | 2050 | 24.463 | 1397.0668
summ | geo_advanced_95 | Canada | 2010 | 5.7897 | 938.414
summ | geo_advanced_95 | Canada | 2012 | 7.5475 | 944.8841
summ | geo_advanced_95 | Canada | 2014 | 7.6689 | 930.6077
summ | geo_advanced_95 | Canada | 2016 | 9.3983 | 912.8611
summ | geo_advanced_95 | Canada | 2018 | 9.7098 | 902.6542
summ | geo_advanced_95 | Canada | 2020 | 9.3126 | 894.2147
summ | geo_advanced_95 | Canada | 2022 | 8.3152 | 952.7839
summ | geo_advanced_95 | Canada | 2024 | 8.3747 | 929.5619
summ | geo_advanced_95 | Canada | 2026 | 9.4089 | 946.4143
summ | geo_advanced_95 | Canada | 2028 | 10.4838 | 972.7185
summ | geo_advanced_95 | Canada | 2030 | 10.7558 | 1007.7071
summ | geo_advanced_95 | Canada | 2032 | 10.6683 | 1045.3721
summ | geo_advanced_95 | Canada | 2034 | 10.5939 | 1085.8801
summ | geo_advanced_95 | Canada | 2036 | 10.3455 | 1130.346
summ | geo_advanced_95 | Canada | 2038 | 10.2286 | 1174.7701
summ | geo_advanced_95 | Canada | 2040 | 10.1407 | 1218.6721
summ | geo_advanced_95 | Canada | 2042 | 10.1407 | 1258.8272
summ | geo_advanced_95 | Canada | 2044 | 10.1407 | 1295.7391
summ | geo_advanced_95 | Canada | 2046 | 10.1407 | 1331.0969
summ | geo_advanced_95 | Canada | 2048 | 10.1407 | 1363.6624
summ | geo_advanced_95 | Canada | 2050 | 10.1407 | 1397.0668
wint | geo_advanced_95 | nuclear | 2010 | 106.3046 | 980.0128
wint | geo_advanced_95 | nuclear | 2012 | 106.3046 | 987.5817
wint | geo_advanced_95 | nuclear | 2014 | 102.1081 | 974.1464
wint | geo_advanced_95 | nuclear | 2016 | 102.7753 | 956.5405
wint | geo_advanced_95 | nuclear | 2018 | 102.1634 | 947.9436
wint | geo_advanced_95 | nuclear | 2020 | 98.9443 | 939.9829
wint | geo_advanced_95 | nuclear | 2022 | 99.2936 | 954.383
wint | geo_advanced_95 | nuclear | 2024 | 99.2936 | 884.3683
wint | geo_advanced_95 | nuclear | 2026 | 99.2936 | 892.3961
wint | geo_advanced_95 | nuclear | 2028 | 99.2936 | 888.7625
wint | geo_advanced_95 | nuclear | 2030 | 97.0536 | 891.9408
wint | geo_advanced_95 | nuclear | 2032 | 97.0536 | 909.809
wint | geo_advanced_95 | nuclear | 2034 | 91.8422 | 912.437
wint | geo_advanced_95 | nuclear | 2036 | 90.4863 | 939.0817
wint | geo_advanced_95 | nuclear | 2038 | 90.4863 | 971.4915
wint | geo_advanced_95 | nuclear | 2040 | 90.4863 | 1012.3386
wint | geo_advanced_95 | nuclear | 2042 | 90.4863 | 1059.7315
wint | geo_advanced_95 | nuclear | 2044 | 90.4863 | 1094.659
wint | geo_advanced_95 | nuclear | 2046 | 90.4863 | 1119.4099
wint | geo_advanced_95 | nuclear | 2048 | 90.4863 | 1148.8099
wint | geo_advanced_95 | nuclear | 2050 | 87.6498 | 1151.0805
wint | geo_advanced_95 | coal | 2010 | 299.2654 | 980.0128
wint | geo_advanced_95 | coal | 2012 | 293.6306 | 987.5817
wint | geo_advanced_95 | coal | 2014 | 283.5106 | 974.1464
wint | geo_advanced_95 | coal | 2016 | 260.7049 | 956.5405
wint | geo_advanced_95 | coal | 2018 | 239.5367 | 947.9436
wint | geo_advanced_95 | coal | 2020 | 221.8607 | 939.9829
wint | geo_advanced_95 | coal | 2022 | 203.2747 | 954.383
wint | geo_advanced_95 | coal | 2024 | 189.4354 | 884.3683
wint | geo_advanced_95 | coal | 2026 | 179.4027 | 892.3961
wint | geo_advanced_95 | coal | 2028 | 160.4422 | 888.7625
wint | geo_advanced_95 | coal | 2030 | 147.2501 | 891.9408
wint | geo_advanced_95 | coal | 2032 | 145.2805 | 909.809
wint | geo_advanced_95 | coal | 2034 | 141.0549 | 912.437
wint | geo_advanced_95 | coal | 2036 | 139.656 | 939.0817
wint | geo_advanced_95 | coal | 2038 | 137.9556 | 971.4915
wint | geo_advanced_95 | coal | 2040 | 135.0674 | 1012.3386
wint | geo_advanced_95 | coal | 2042 | 130.461 | 1059.7315
wint | geo_advanced_95 | coal | 2044 | 120.7911 | 1094.659
wint | geo_advanced_95 | coal | 2046 | 105.936 | 1119.4099
wint | geo_advanced_95 | coal | 2048 | 91.4935 | 1148.8099
wint | geo_advanced_95 | coal | 2050 | 0 | 1151.0805
wint | geo_advanced_95 | gas-cc | 2010 | 216.3834 | 980.0128
wint | geo_advanced_95 | gas-cc | 2012 | 232.0553 | 987.5817
wint | geo_advanced_95 | gas-cc | 2014 | 242.6941 | 974.1464
wint | geo_advanced_95 | gas-cc | 2016 | 252.0571 | 956.5405
wint | geo_advanced_95 | gas-cc | 2018 | 277.6231 | 947.9436
wint | geo_advanced_95 | gas-cc | 2020 | 288.7346 | 939.9829
wint | geo_advanced_95 | gas-cc | 2022 | 301.8376 | 954.383
wint | geo_advanced_95 | gas-cc | 2024 | 302.1665 | 884.3683
wint | geo_advanced_95 | gas-cc | 2026 | 303.5398 | 892.3961
wint | geo_advanced_95 | gas-cc | 2028 | 298.0221 | 888.7625
wint | geo_advanced_95 | gas-cc | 2030 | 294.6947 | 891.9408
wint | geo_advanced_95 | gas-cc | 2032 | 293.0955 | 909.809
wint | geo_advanced_95 | gas-cc | 2034 | 292.8598 | 912.437
wint | geo_advanced_95 | gas-cc | 2036 | 291.7525 | 939.0817
wint | geo_advanced_95 | gas-cc | 2038 | 296.8826 | 971.4915
wint | geo_advanced_95 | gas-cc | 2040 | 306.1483 | 1012.3386
wint | geo_advanced_95 | gas-cc | 2042 | 310.5652 | 1059.7315
wint | geo_advanced_95 | gas-cc | 2044 | 325.6497 | 1094.659
wint | geo_advanced_95 | gas-cc | 2046 | 313.1972 | 1119.4099
wint | geo_advanced_95 | gas-cc | 2048 | 311.9208 | 1148.8099
wint | geo_advanced_95 | gas-cc | 2050 | 323.1019 | 1151.0805
wint | geo_advanced_95 | gas-cc-ccs_mod_upgrade | 2010 | 0 | 980.0128
wint | geo_advanced_95 | gas-cc-ccs_mod_upgrade | 2012 | 0 | 987.5817
wint | geo_advanced_95 | gas-cc-ccs_mod_upgrade | 2014 | 0 | 974.1464
wint | geo_advanced_95 | gas-cc-ccs_mod_upgrade | 2016 | 0 | 956.5405
wint | geo_advanced_95 | gas-cc-ccs_mod_upgrade | 2018 | 0 | 947.9436
wint | geo_advanced_95 | gas-cc-ccs_mod_upgrade | 2020 | 0 | 939.9829
wint | geo_advanced_95 | gas-cc-ccs_mod_upgrade | 2022 | 0 | 954.383
wint | geo_advanced_95 | gas-cc-ccs_mod_upgrade | 2024 | 0 | 884.3683
wint | geo_advanced_95 | gas-cc-ccs_mod_upgrade | 2026 | 0 | 892.3961
wint | geo_advanced_95 | gas-cc-ccs_mod_upgrade | 2028 | 6.7867 | 888.7625
wint | geo_advanced_95 | gas-cc-ccs_mod_upgrade | 2030 | 6.7867 | 891.9408
wint | geo_advanced_95 | gas-cc-ccs_mod_upgrade | 2032 | 6.7867 | 909.809
wint | geo_advanced_95 | gas-cc-ccs_mod_upgrade | 2034 | 6.7867 | 912.437
wint | geo_advanced_95 | gas-cc-ccs_mod_upgrade | 2036 | 6.7867 | 939.0817
wint | geo_advanced_95 | gas-cc-ccs_mod_upgrade | 2038 | 6.7867 | 971.4915
wint | geo_advanced_95 | gas-cc-ccs_mod_upgrade | 2040 | 6.7867 | 1012.3386
wint | geo_advanced_95 | gas-cc-ccs_mod_upgrade | 2042 | 6.7867 | 1059.7315
wint | geo_advanced_95 | gas-cc-ccs_mod_upgrade | 2044 | 6.7867 | 1094.659
wint | geo_advanced_95 | gas-cc-ccs_mod_upgrade | 2046 | 6.7867 | 1119.4099
wint | geo_advanced_95 | gas-cc-ccs_mod_upgrade | 2048 | 7.7632 | 1148.8099
wint | geo_advanced_95 | gas-cc-ccs_mod_upgrade | 2050 | 73.6051 | 1151.0805
wint | geo_advanced_95 | gas-ct | 2010 | 134.4611 | 980.0128
wint | geo_advanced_95 | gas-ct | 2012 | 138.0288 | 987.5817
wint | geo_advanced_95 | gas-ct | 2014 | 141.5793 | 974.1464
wint | geo_advanced_95 | gas-ct | 2016 | 142.5141 | 956.5405
wint | geo_advanced_95 | gas-ct | 2018 | 144.6838 | 947.9436
wint | geo_advanced_95 | gas-ct | 2020 | 145.6737 | 939.9829
wint | geo_advanced_95 | gas-ct | 2022 | 149.142 | 954.383
wint | geo_advanced_95 | gas-ct | 2024 | 131.5478 | 884.3683
wint | geo_advanced_95 | gas-ct | 2026 | 128.9197 | 892.3961
wint | geo_advanced_95 | gas-ct | 2028 | 129.4511 | 888.7625
wint | geo_advanced_95 | gas-ct | 2030 | 127.3947 | 891.9408
wint | geo_advanced_95 | gas-ct | 2032 | 126.5985 | 909.809
wint | geo_advanced_95 | gas-ct | 2034 | 127.3118 | 912.437
wint | geo_advanced_95 | gas-ct | 2036 | 132.8869 | 939.0817
wint | geo_advanced_95 | gas-ct | 2038 | 146.2156 | 971.4915
wint | geo_advanced_95 | gas-ct | 2040 | 175.6851 | 1012.3386
wint | geo_advanced_95 | gas-ct | 2042 | 212.4122 | 1059.7315
wint | geo_advanced_95 | gas-ct | 2044 | 242.7748 | 1094.659
wint | geo_advanced_95 | gas-ct | 2046 | 276.0813 | 1119.4099
wint | geo_advanced_95 | gas-ct | 2048 | 293.6232 | 1148.8099
wint | geo_advanced_95 | gas-ct | 2050 | 229.8271 | 1151.0805
wint | geo_advanced_95 | o-g-s | 2010 | 145.2228 | 980.0128
wint | geo_advanced_95 | o-g-s | 2012 | 137.0404 | 987.5817
wint | geo_advanced_95 | o-g-s | 2014 | 127.448 | 974.1464
wint | geo_advanced_95 | o-g-s | 2016 | 114.7112 | 956.5405
wint | geo_advanced_95 | o-g-s | 2018 | 99.8464 | 947.9436
wint | geo_advanced_95 | o-g-s | 2020 | 93.1007 | 939.9829
wint | geo_advanced_95 | o-g-s | 2022 | 87.97 | 954.383
wint | geo_advanced_95 | o-g-s | 2024 | 35.3846 | 884.3683
wint | geo_advanced_95 | o-g-s | 2026 | 32.6535 | 892.3961
wint | geo_advanced_95 | o-g-s | 2028 | 30.6904 | 888.7625
wint | geo_advanced_95 | o-g-s | 2030 | 26.3662 | 891.9408
wint | geo_advanced_95 | o-g-s | 2032 | 25.6869 | 909.809
wint | geo_advanced_95 | o-g-s | 2034 | 24.4203 | 912.437
wint | geo_advanced_95 | o-g-s | 2036 | 23.687 | 939.0817
wint | geo_advanced_95 | o-g-s | 2038 | 22.6341 | 971.4915
wint | geo_advanced_95 | o-g-s | 2040 | 21.7936 | 1012.3386
wint | geo_advanced_95 | o-g-s | 2042 | 20.4804 | 1059.7315
wint | geo_advanced_95 | o-g-s | 2044 | 18.0347 | 1094.659
wint | geo_advanced_95 | o-g-s | 2046 | 16.2195 | 1119.4099
wint | geo_advanced_95 | o-g-s | 2048 | 12.0067 | 1148.8099
wint | geo_advanced_95 | o-g-s | 2050 | 2.1772 | 1151.0805
wint | geo_advanced_95 | hydro | 2010 | 56.0022 | 980.0128
wint | geo_advanced_95 | hydro | 2012 | 55.3364 | 987.5817
wint | geo_advanced_95 | hydro | 2014 | 54.867 | 974.1464
wint | geo_advanced_95 | hydro | 2016 | 54.2219 | 956.5405
wint | geo_advanced_95 | hydro | 2018 | 56.5406 | 947.9436
wint | geo_advanced_95 | hydro | 2020 | 56.8774 | 939.9829
wint | geo_advanced_95 | hydro | 2022 | 56.9454 | 954.383
wint | geo_advanced_95 | hydro | 2024 | 56.9677 | 884.3683
wint | geo_advanced_95 | hydro | 2026 | 58.1385 | 892.3961
wint | geo_advanced_95 | hydro | 2028 | 59.2362 | 888.7625
wint | geo_advanced_95 | hydro | 2030 | 59.2946 | 891.9408
wint | geo_advanced_95 | hydro | 2032 | 59.3657 | 909.809
wint | geo_advanced_95 | hydro | 2034 | 59.4564 | 912.437
wint | geo_advanced_95 | hydro | 2036 | 59.5698 | 939.0817
wint | geo_advanced_95 | hydro | 2038 | 59.7689 | 971.4915
wint | geo_advanced_95 | hydro | 2040 | 59.904 | 1012.3386
wint | geo_advanced_95 | hydro | 2042 | 60.0322 | 1059.7315
wint | geo_advanced_95 | hydro | 2044 | 60.1525 | 1094.659
wint | geo_advanced_95 | hydro | 2046 | 60.2744 | 1119.4099
wint | geo_advanced_95 | hydro | 2048 | 60.4039 | 1148.8099
wint | geo_advanced_95 | hydro | 2050 | 60.8342 | 1151.0805
wint | geo_advanced_95 | geothermal | 2010 | 2.6812 | 980.0128
wint | geo_advanced_95 | geothermal | 2012 | 2.8162 | 987.5817
wint | geo_advanced_95 | geothermal | 2014 | 2.9016 | 974.1464
wint | geo_advanced_95 | geothermal | 2016 | 2.9516 | 956.5405
wint | geo_advanced_95 | geothermal | 2018 | 3.0119 | 947.9436
wint | geo_advanced_95 | geothermal | 2020 | 4.1588 | 939.9829
wint | geo_advanced_95 | geothermal | 2022 | 4.2008 | 954.383
wint | geo_advanced_95 | geothermal | 2024 | 4.2008 | 884.3683
wint | geo_advanced_95 | geothermal | 2026 | 4.2008 | 892.3961
wint | geo_advanced_95 | geothermal | 2028 | 6.2628 | 888.7625
wint | geo_advanced_95 | geothermal | 2030 | 6.2628 | 891.9408
wint | geo_advanced_95 | geothermal | 2032 | 6.2628 | 909.809
wint | geo_advanced_95 | geothermal | 2034 | 6.2628 | 912.437
wint | geo_advanced_95 | geothermal | 2036 | 6.767 | 939.0817
wint | geo_advanced_95 | geothermal | 2038 | 7.0985 | 971.4915
wint | geo_advanced_95 | geothermal | 2040 | 6.9023 | 1012.3386
wint | geo_advanced_95 | geothermal | 2042 | 7.7911 | 1059.7315
wint | geo_advanced_95 | geothermal | 2044 | 8.4056 | 1094.659
wint | geo_advanced_95 | geothermal | 2046 | 15.9374 | 1119.4099
wint | geo_advanced_95 | geothermal | 2048 | 17.9275 | 1148.8099
wint | geo_advanced_95 | geothermal | 2050 | 24.3761 | 1151.0805
wint | geo_advanced_95 | biopower | 2010 | 2.8796 | 980.0128
wint | geo_advanced_95 | biopower | 2012 | 2.9889 | 987.5817
wint | geo_advanced_95 | biopower | 2014 | 3.438 | 974.1464
wint | geo_advanced_95 | biopower | 2016 | 3.236 | 956.5405
wint | geo_advanced_95 | biopower | 2018 | 3.1947 | 947.9436
wint | geo_advanced_95 | biopower | 2020 | 3.0294 | 939.9829
wint | geo_advanced_95 | biopower | 2022 | 2.8952 | 954.383
wint | geo_advanced_95 | biopower | 2024 | 2.8982 | 884.3683
wint | geo_advanced_95 | biopower | 2026 | 2.8982 | 892.3961
wint | geo_advanced_95 | biopower | 2028 | 2.6382 | 888.7625
wint | geo_advanced_95 | biopower | 2030 | 2.4007 | 891.9408
wint | geo_advanced_95 | biopower | 2032 | 2.1056 | 909.809
wint | geo_advanced_95 | biopower | 2034 | 1.724 | 912.437
wint | geo_advanced_95 | biopower | 2036 | 1.508 | 939.0817
wint | geo_advanced_95 | biopower | 2038 | 1.3677 | 971.4915
wint | geo_advanced_95 | biopower | 2040 | 1.3327 | 1012.3386
wint | geo_advanced_95 | biopower | 2042 | 1.2498 | 1059.7315
wint | geo_advanced_95 | biopower | 2044 | 1.1648 | 1094.659
wint | geo_advanced_95 | biopower | 2046 | 1.1586 | 1119.4099
wint | geo_advanced_95 | biopower | 2048 | 1.1336 | 1148.8099
wint | geo_advanced_95 | biopower | 2050 | 1.1293 | 1151.0805
wint | geo_advanced_95 | lfill-gas | 2010 | 3.4394 | 980.0128
wint | geo_advanced_95 | lfill-gas | 2012 | 3.6782 | 987.5817
wint | geo_advanced_95 | lfill-gas | 2014 | 3.7798 | 974.1464
wint | geo_advanced_95 | lfill-gas | 2016 | 3.7778 | 956.5405
wint | geo_advanced_95 | lfill-gas | 2018 | 3.7196 | 947.9436
wint | geo_advanced_95 | lfill-gas | 2020 | 3.541 | 939.9829
wint | geo_advanced_95 | lfill-gas | 2022 | 3.5376 | 954.383
wint | geo_advanced_95 | lfill-gas | 2024 | 3.5376 | 884.3683
wint | geo_advanced_95 | lfill-gas | 2026 | 3.5376 | 892.3961
wint | geo_advanced_95 | lfill-gas | 2028 | 3.5016 | 888.7625
wint | geo_advanced_95 | lfill-gas | 2030 | 3.5016 | 891.9408
wint | geo_advanced_95 | lfill-gas | 2032 | 3.5016 | 909.809
wint | geo_advanced_95 | lfill-gas | 2034 | 3.5016 | 912.437
wint | geo_advanced_95 | lfill-gas | 2036 | 3.5016 | 939.0817
wint | geo_advanced_95 | lfill-gas | 2038 | 3.5016 | 971.4915
wint | geo_advanced_95 | lfill-gas | 2040 | 3.5016 | 1012.3386
wint | geo_advanced_95 | lfill-gas | 2042 | 3.5016 | 1059.7315
wint | geo_advanced_95 | lfill-gas | 2044 | 3.5016 | 1094.659
wint | geo_advanced_95 | lfill-gas | 2046 | 3.5016 | 1119.4099
wint | geo_advanced_95 | lfill-gas | 2048 | 3.5016 | 1148.8099
wint | geo_advanced_95 | lfill-gas | 2050 | 3.5016 | 1151.0805
wint | geo_advanced_95 | wind-ons | 2010 | 1.6374 | 980.0128
wint | geo_advanced_95 | wind-ons | 2012 | 7.4807 | 987.5817
wint | geo_advanced_95 | wind-ons | 2014 | 2.3639 | 974.1464
wint | geo_advanced_95 | wind-ons | 2016 | 7.1303 | 956.5405
wint | geo_advanced_95 | wind-ons | 2018 | 5.3022 | 947.9436
wint | geo_advanced_95 | wind-ons | 2020 | 10.504 | 939.9829
wint | geo_advanced_95 | wind-ons | 2022 | 33.0808 | 954.383
wint | geo_advanced_95 | wind-ons | 2024 | 39.2557 | 884.3683
wint | geo_advanced_95 | wind-ons | 2026 | 45.4927 | 892.3961
wint | geo_advanced_95 | wind-ons | 2028 | 55.7952 | 888.7625
wint | geo_advanced_95 | wind-ons | 2030 | 68.2587 | 891.9408
wint | geo_advanced_95 | wind-ons | 2032 | 74.005 | 909.809
wint | geo_advanced_95 | wind-ons | 2034 | 78.2822 | 912.437
wint | geo_advanced_95 | wind-ons | 2036 | 81.9022 | 939.0817
wint | geo_advanced_95 | wind-ons | 2038 | 85.5223 | 971.4915
wint | geo_advanced_95 | wind-ons | 2040 | 85.8889 | 1012.3386
wint | geo_advanced_95 | wind-ons | 2042 | 84.8768 | 1059.7315
wint | geo_advanced_95 | wind-ons | 2044 | 87.3334 | 1094.659
wint | geo_advanced_95 | wind-ons | 2046 | 95.6132 | 1119.4099
wint | geo_advanced_95 | wind-ons | 2048 | 109.0256 | 1148.8099
wint | geo_advanced_95 | wind-ons | 2050 | 116.3509 | 1151.0805
wint | geo_advanced_95 | wind-ofs | 2010 | 0 | 980.0128
wint | geo_advanced_95 | wind-ofs | 2012 | 0 | 987.5817
wint | geo_advanced_95 | wind-ofs | 2014 | 0 | 974.1464
wint | geo_advanced_95 | wind-ofs | 2016 | 0.011941 | 956.5405
wint | geo_advanced_95 | wind-ofs | 2018 | 0 | 947.9436
wint | geo_advanced_95 | wind-ofs | 2020 | 0.0048828 | 939.9829
wint | geo_advanced_95 | wind-ofs | 2022 | 0.023472 | 954.383
wint | geo_advanced_95 | wind-ofs | 2024 | 1.4087 | 884.3683
wint | geo_advanced_95 | wind-ofs | 2026 | 2.8845 | 892.3961
wint | geo_advanced_95 | wind-ofs | 2028 | 5.2215 | 888.7625
wint | geo_advanced_95 | wind-ofs | 2030 | 7.1461 | 891.9408
wint | geo_advanced_95 | wind-ofs | 2032 | 7.8589 | 909.809
wint | geo_advanced_95 | wind-ofs | 2034 | 9.2092 | 912.437
wint | geo_advanced_95 | wind-ofs | 2036 | 11.4355 | 939.0817
wint | geo_advanced_95 | wind-ofs | 2038 | 11.7045 | 971.4915
wint | geo_advanced_95 | wind-ofs | 2040 | 11.7426 | 1012.3386
wint | geo_advanced_95 | wind-ofs | 2042 | 12.3848 | 1059.7315
wint | geo_advanced_95 | wind-ofs | 2044 | 12.1218 | 1094.659
wint | geo_advanced_95 | wind-ofs | 2046 | 12.5363 | 1119.4099
wint | geo_advanced_95 | wind-ofs | 2048 | 12.4134 | 1148.8099
wint | geo_advanced_95 | wind-ofs | 2050 | 12.3891 | 1151.0805
wint | geo_advanced_95 | csp | 2010 | 0 | 980.0128
wint | geo_advanced_95 | csp | 2012 | 0 | 987.5817
wint | geo_advanced_95 | csp | 2014 | 0 | 974.1464
wint | geo_advanced_95 | csp | 2016 | 0 | 956.5405
wint | geo_advanced_95 | csp | 2018 | 0 | 947.9436
wint | geo_advanced_95 | csp | 2020 | 0 | 939.9829
wint | geo_advanced_95 | csp | 2022 | 0 | 954.383
wint | geo_advanced_95 | csp | 2024 | 0 | 884.3683
wint | geo_advanced_95 | csp | 2026 | 0 | 892.3961
wint | geo_advanced_95 | csp | 2028 | 0 | 888.7625
wint | geo_advanced_95 | csp | 2030 | 0 | 891.9408
wint | geo_advanced_95 | csp | 2032 | 0 | 909.809
wint | geo_advanced_95 | csp | 2034 | 0 | 912.437
wint | geo_advanced_95 | csp | 2036 | 0 | 939.0817
wint | geo_advanced_95 | csp | 2038 | 0 | 971.4915
wint | geo_advanced_95 | csp | 2040 | 0 | 1012.3386
wint | geo_advanced_95 | csp | 2042 | 0 | 1059.7315
wint | geo_advanced_95 | csp | 2044 | 0 | 1094.659
wint | geo_advanced_95 | csp | 2046 | 0 | 1119.4099
wint | geo_advanced_95 | csp | 2048 | 0 | 1148.8099
wint | geo_advanced_95 | csp | 2050 | 0 | 1151.0805
wint | geo_advanced_95 | upv | 2010 | 0.044077 | 980.0128
wint | geo_advanced_95 | upv | 2012 | 0.54147 | 987.5817
wint | geo_advanced_95 | upv | 2014 | 1.5511 | 974.1464
wint | geo_advanced_95 | upv | 2016 | 2.7598 | 956.5405
wint | geo_advanced_95 | upv | 2018 | 2.2559 | 947.9436
wint | geo_advanced_95 | upv | 2020 | 3.9142 | 939.9829
wint | geo_advanced_95 | upv | 2022 | 1.674 | 954.383
wint | geo_advanced_95 | upv | 2024 | 2.7673 | 884.3683
wint | geo_advanced_95 | upv | 2026 | 2.0708 | 892.3961
wint | geo_advanced_95 | upv | 2028 | 1.951 | 888.7625
wint | geo_advanced_95 | upv | 2030 | 0.84734 | 891.9408
wint | geo_advanced_95 | upv | 2032 | 0.94154 | 909.809
wint | geo_advanced_95 | upv | 2034 | 0.4806 | 912.437
wint | geo_advanced_95 | upv | 2036 | 0.23938 | 939.0817
wint | geo_advanced_95 | upv | 2038 | 0.27469 | 971.4915
wint | geo_advanced_95 | upv | 2040 | 0.26772 | 1012.3386
wint | geo_advanced_95 | upv | 2042 | 0.27252 | 1059.7315
wint | geo_advanced_95 | upv | 2044 | 0.26937 | 1094.659
wint | geo_advanced_95 | upv | 2046 | 0.26269 | 1119.4099
wint | geo_advanced_95 | upv | 2048 | 0.40836 | 1148.8099
wint | geo_advanced_95 | upv | 2050 | 0.44701 | 1151.0805
wint | geo_advanced_95 | dupv | 2010 | 0.015679 | 980.0128
wint | geo_advanced_95 | dupv | 2012 | 0.13235 | 987.5817
wint | geo_advanced_95 | dupv | 2014 | 0.23612 | 974.1464
wint | geo_advanced_95 | dupv | 2016 | 0.29002 | 956.5405
wint | geo_advanced_95 | dupv | 2018 | 0.35557 | 947.9436
wint | geo_advanced_95 | dupv | 2020 | 0.32674 | 939.9829
wint | geo_advanced_95 | dupv | 2022 | 0.085789 | 954.383
wint | geo_advanced_95 | dupv | 2024 | 0.078378 | 884.3683
wint | geo_advanced_95 | dupv | 2026 | 0.046088 | 892.3961
wint | geo_advanced_95 | dupv | 2028 | 0.02963 | 888.7625
wint | geo_advanced_95 | dupv | 2030 | 0.018818 | 891.9408
wint | geo_advanced_95 | dupv | 2032 | 0.020099 | 909.809
wint | geo_advanced_95 | dupv | 2034 | 0.0081251 | 912.437
wint | geo_advanced_95 | dupv | 2036 | 0.0053236 | 939.0817
wint | geo_advanced_95 | dupv | 2038 | 0.00036576 | 971.4915
wint | geo_advanced_95 | dupv | 2040 | 0.00029007 | 1012.3386
wint | geo_advanced_95 | dupv | 2042 | 0.00019817 | 1059.7315
wint | geo_advanced_95 | dupv | 2044 | 0.00016208 | 1094.659
wint | geo_advanced_95 | dupv | 2046 | 0.00014185 | 1119.4099
wint | geo_advanced_95 | dupv | 2048 | 0.00010052 | 1148.8099
wint | geo_advanced_95 | dupv | 2050 | 8.139e-05 | 1151.0805
wint | geo_advanced_95 | distpv | 2010 | 0 | 980.0128
wint | geo_advanced_95 | distpv | 2012 | 0 | 987.5817
wint | geo_advanced_95 | distpv | 2014 | 0 | 974.1464
wint | geo_advanced_95 | distpv | 2016 | 0 | 956.5405
wint | geo_advanced_95 | distpv | 2018 | 0 | 947.9436
wint | geo_advanced_95 | distpv | 2020 | 0 | 939.9829
wint | geo_advanced_95 | distpv | 2022 | 0.36951 | 954.383
wint | geo_advanced_95 | distpv | 2024 | 0.38253 | 884.3683
wint | geo_advanced_95 | distpv | 2026 | 0.33986 | 892.3961
wint | geo_advanced_95 | distpv | 2028 | 0.41086 | 888.7625
wint | geo_advanced_95 | distpv | 2030 | 0.36073 | 891.9408
wint | geo_advanced_95 | distpv | 2032 | 0.47525 | 909.809
wint | geo_advanced_95 | distpv | 2034 | 0.39016 | 912.437
wint | geo_advanced_95 | distpv | 2036 | 0.15668 | 939.0817
wint | geo_advanced_95 | distpv | 2038 | 0.11596 | 971.4915
wint | geo_advanced_95 | distpv | 2040 | 0.089549 | 1012.3386
wint | geo_advanced_95 | distpv | 2042 | 0.095102 | 1059.7315
wint | geo_advanced_95 | distpv | 2044 | 0.10046 | 1094.659
wint | geo_advanced_95 | distpv | 2046 | 0.10564 | 1119.4099
wint | geo_advanced_95 | distpv | 2048 | 0.13138 | 1148.8099
wint | geo_advanced_95 | distpv | 2050 | 0.13812 | 1151.0805
wint | geo_advanced_95 | pvb | 2010 | 0 | 980.0128
wint | geo_advanced_95 | pvb | 2012 | 0 | 987.5817
wint | geo_advanced_95 | pvb | 2014 | 0 | 974.1464
wint | geo_advanced_95 | pvb | 2016 | 0 | 956.5405
wint | geo_advanced_95 | pvb | 2018 | 0 | 947.9436
wint | geo_advanced_95 | pvb | 2020 | 0 | 939.9829
wint | geo_advanced_95 | pvb | 2022 | 0.048542 | 954.383
wint | geo_advanced_95 | pvb | 2024 | 0.68156 | 884.3683
wint | geo_advanced_95 | pvb | 2026 | 0.21741 | 892.3961
wint | geo_advanced_95 | pvb | 2028 | 0.092101 | 888.7625
wint | geo_advanced_95 | pvb | 2030 | 0.96118 | 891.9408
wint | geo_advanced_95 | pvb | 2032 | 0.93042 | 909.809
wint | geo_advanced_95 | pvb | 2034 | 2.4099 | 912.437
wint | geo_advanced_95 | pvb | 2036 | 1.9061 | 939.0817
wint | geo_advanced_95 | pvb | 2038 | 4.7728 | 971.4915
wint | geo_advanced_95 | pvb | 2040 | 0.42896 | 1012.3386
wint | geo_advanced_95 | pvb | 2042 | 4.4809 | 1059.7315
wint | geo_advanced_95 | pvb | 2044 | 3.8259 | 1094.659
wint | geo_advanced_95 | pvb | 2046 | 2.7551 | 1119.4099
wint | geo_advanced_95 | pvb | 2048 | 1.8018 | 1148.8099
wint | geo_advanced_95 | pvb | 2050 | 5.5762 | 1151.0805
wint | geo_advanced_95 | battery_2 | 2010 | 0.00586 | 980.0128
wint | geo_advanced_95 | battery_2 | 2012 | 0 | 987.5817
wint | geo_advanced_95 | battery_2 | 2014 | 0 | 974.1464
wint | geo_advanced_95 | battery_2 | 2016 | 0 | 956.5405
wint | geo_advanced_95 | battery_2 | 2018 | 0 | 947.9436
wint | geo_advanced_95 | battery_2 | 2020 | 0 | 939.9829
wint | geo_advanced_95 | battery_2 | 2022 | 0 | 954.383
wint | geo_advanced_95 | battery_2 | 2024 | 0.33654 | 884.3683
wint | geo_advanced_95 | battery_2 | 2026 | 0.39094 | 892.3961
wint | geo_advanced_95 | battery_2 | 2028 | 0.58848 | 888.7625
wint | geo_advanced_95 | battery_2 | 2030 | 3.6187 | 891.9408
wint | geo_advanced_95 | battery_2 | 2032 | 1.9002 | 909.809
wint | geo_advanced_95 | battery_2 | 2034 | 0.65706 | 912.437
wint | geo_advanced_95 | battery_2 | 2036 | 2.9202 | 939.0817
wint | geo_advanced_95 | battery_2 | 2038 | 2.8147 | 971.4915
wint | geo_advanced_95 | battery_2 | 2040 | 2.5067 | 1012.3386
wint | geo_advanced_95 | battery_2 | 2042 | 4.5637 | 1059.7315
wint | geo_advanced_95 | battery_2 | 2044 | 4.4159 | 1094.659
wint | geo_advanced_95 | battery_2 | 2046 | 4.9705 | 1119.4099
wint | geo_advanced_95 | battery_2 | 2048 | 4.5951 | 1148.8099
wint | geo_advanced_95 | battery_2 | 2050 | 3.7176 | 1151.0805
wint | geo_advanced_95 | battery_4 | 2010 | 0 | 980.0128
wint | geo_advanced_95 | battery_4 | 2012 | 0 | 987.5817
wint | geo_advanced_95 | battery_4 | 2014 | 0 | 974.1464
wint | geo_advanced_95 | battery_4 | 2016 | 0 | 956.5405
wint | geo_advanced_95 | battery_4 | 2018 | 0 | 947.9436
wint | geo_advanced_95 | battery_4 | 2020 | 0 | 939.9829
wint | geo_advanced_95 | battery_4 | 2022 | 0.050513 | 954.383
wint | geo_advanced_95 | battery_4 | 2024 | 0.46397 | 884.3683
wint | geo_advanced_95 | battery_4 | 2026 | 11.6957 | 892.3961
wint | geo_advanced_95 | battery_4 | 2028 | 9.602 | 888.7625
wint | geo_advanced_95 | battery_4 | 2030 | 11.7557 | 891.9408
wint | geo_advanced_95 | battery_4 | 2032 | 19.6361 | 909.809
wint | geo_advanced_95 | battery_4 | 2034 | 17.6756 | 912.437
wint | geo_advanced_95 | battery_4 | 2036 | 31.6801 | 939.0817
wint | geo_advanced_95 | battery_4 | 2038 | 35.1386 | 971.4915
wint | geo_advanced_95 | battery_4 | 2040 | 27.9119 | 1012.3386
wint | geo_advanced_95 | battery_4 | 2042 | 36.6595 | 1059.7315
wint | geo_advanced_95 | battery_4 | 2044 | 38.4799 | 1094.659
wint | geo_advanced_95 | battery_4 | 2046 | 48.1799 | 1119.4099
wint | geo_advanced_95 | battery_4 | 2048 | 56.0362 | 1148.8099
wint | geo_advanced_95 | battery_4 | 2050 | 82.4574 | 1151.0805
wint | geo_advanced_95 | battery_6 | 2010 | 0 | 980.0128
wint | geo_advanced_95 | battery_6 | 2012 | 0 | 987.5817
wint | geo_advanced_95 | battery_6 | 2014 | 0 | 974.1464
wint | geo_advanced_95 | battery_6 | 2016 | 0 | 956.5405
wint | geo_advanced_95 | battery_6 | 2018 | 0 | 947.9436
wint | geo_advanced_95 | battery_6 | 2020 | 0 | 939.9829
wint | geo_advanced_95 | battery_6 | 2022 | 0 | 954.383
wint | geo_advanced_95 | battery_6 | 2024 | 0 | 884.3683
wint | geo_advanced_95 | battery_6 | 2026 | 0.15502 | 892.3961
wint | geo_advanced_95 | battery_6 | 2028 | 2.1021 | 888.7625
wint | geo_advanced_95 | battery_6 | 2030 | 13.5569 | 891.9408
wint | geo_advanced_95 | battery_6 | 2032 | 17.2566 | 909.809
wint | geo_advanced_95 | battery_6 | 2034 | 22.0176 | 912.437
wint | geo_advanced_95 | battery_6 | 2036 | 24.5458 | 939.0817
wint | geo_advanced_95 | battery_6 | 2038 | 31.2312 | 971.4915
wint | geo_advanced_95 | battery_6 | 2040 | 41.4631 | 1012.3386
wint | geo_advanced_95 | battery_6 | 2042 | 38.3179 | 1059.7315
wint | geo_advanced_95 | battery_6 | 2044 | 25.3093 | 1094.659
wint | geo_advanced_95 | battery_6 | 2046 | 24.5703 | 1119.4099
wint | geo_advanced_95 | battery_6 | 2048 | 34.6023 | 1148.8099
wint | geo_advanced_95 | battery_6 | 2050 | 47.1454 | 1151.0805
wint | geo_advanced_95 | battery_8 | 2010 | 0 | 980.0128
wint | geo_advanced_95 | battery_8 | 2012 | 0 | 987.5817
wint | geo_advanced_95 | battery_8 | 2014 | 0 | 974.1464
wint | geo_advanced_95 | battery_8 | 2016 | 0 | 956.5405
wint | geo_advanced_95 | battery_8 | 2018 | 0 | 947.9436
wint | geo_advanced_95 | battery_8 | 2020 | 0 | 939.9829
wint | geo_advanced_95 | battery_8 | 2022 | 0 | 954.383
wint | geo_advanced_95 | battery_8 | 2024 | 0 | 884.3683
wint | geo_advanced_95 | battery_8 | 2026 | 0 | 892.3961
wint | geo_advanced_95 | battery_8 | 2028 | 0 | 888.7625
wint | geo_advanced_95 | battery_8 | 2030 | 0 | 891.9408
wint | geo_advanced_95 | battery_8 | 2032 | 1.5379 | 909.809
wint | geo_advanced_95 | battery_8 | 2034 | 2.6269 | 912.437
wint | geo_advanced_95 | battery_8 | 2036 | 5.7445 | 939.0817
wint | geo_advanced_95 | battery_8 | 2038 | 5.9607 | 971.4915
wint | geo_advanced_95 | battery_8 | 2040 | 8.974 | 1012.3386
wint | geo_advanced_95 | battery_8 | 2042 | 6.8582 | 1059.7315
wint | geo_advanced_95 | battery_8 | 2044 | 11.6272 | 1094.659
wint | geo_advanced_95 | battery_8 | 2046 | 13.3894 | 1119.4099
wint | geo_advanced_95 | battery_8 | 2048 | 12.552 | 1148.8099
wint | geo_advanced_95 | battery_8 | 2050 | 33.545 | 1151.0805
wint | geo_advanced_95 | battery_10 | 2010 | 0 | 980.0128
wint | geo_advanced_95 | battery_10 | 2012 | 0 | 987.5817
wint | geo_advanced_95 | battery_10 | 2014 | 0 | 974.1464
wint | geo_advanced_95 | battery_10 | 2016 | 0 | 956.5405
wint | geo_advanced_95 | battery_10 | 2018 | 0 | 947.9436
wint | geo_advanced_95 | battery_10 | 2020 | 0 | 939.9829
wint | geo_advanced_95 | battery_10 | 2022 | 0 | 954.383
wint | geo_advanced_95 | battery_10 | 2024 | 0 | 884.3683
wint | geo_advanced_95 | battery_10 | 2026 | 0 | 892.3961
wint | geo_advanced_95 | battery_10 | 2028 | 0 | 888.7625
wint | geo_advanced_95 | battery_10 | 2030 | 0 | 891.9408
wint | geo_advanced_95 | battery_10 | 2032 | 0 | 909.809
wint | geo_advanced_95 | battery_10 | 2034 | 0 | 912.437
wint | geo_advanced_95 | battery_10 | 2036 | 0 | 939.0817
wint | geo_advanced_95 | battery_10 | 2038 | 0 | 971.4915
wint | geo_advanced_95 | battery_10 | 2040 | 0 | 1012.3386
wint | geo_advanced_95 | battery_10 | 2042 | 0 | 1059.7315
wint | geo_advanced_95 | battery_10 | 2044 | 0 | 1094.659
wint | geo_advanced_95 | battery_10 | 2046 | 0 | 1119.4099
wint | geo_advanced_95 | battery_10 | 2048 | 0 | 1148.8099
wint | geo_advanced_95 | battery_10 | 2050 | 20.3878 | 1151.0805
wint | geo_advanced_95 | pumped-hydro | 2010 | 5.8803 | 980.0128
wint | geo_advanced_95 | pumped-hydro | 2012 | 0 | 987.5817
wint | geo_advanced_95 | pumped-hydro | 2014 | 0 | 974.1464
wint | geo_advanced_95 | pumped-hydro | 2016 | 0 | 956.5405
wint | geo_advanced_95 | pumped-hydro | 2018 | 0 | 947.9436
wint | geo_advanced_95 | pumped-hydro | 2020 | 0 | 939.9829
wint | geo_advanced_95 | pumped-hydro | 2022 | 1.6383 | 954.383
wint | geo_advanced_95 | pumped-hydro | 2024 | 5.1868 | 884.3683
wint | geo_advanced_95 | pumped-hydro | 2026 | 7.1098 | 892.3961
wint | geo_advanced_95 | pumped-hydro | 2028 | 6.1609 | 888.7625
wint | geo_advanced_95 | pumped-hydro | 2030 | 3.6552 | 891.9408
wint | geo_advanced_95 | pumped-hydro | 2032 | 8.8413 | 909.809
wint | geo_advanced_95 | pumped-hydro | 2034 | 12.8651 | 912.437
wint | geo_advanced_95 | pumped-hydro | 2036 | 11.5988 | 939.0817
wint | geo_advanced_95 | pumped-hydro | 2038 | 11.0295 | 971.4915
wint | geo_advanced_95 | pumped-hydro | 2040 | 15.316 | 1012.3386
wint | geo_advanced_95 | pumped-hydro | 2042 | 17.3147 | 1059.7315
wint | geo_advanced_95 | pumped-hydro | 2044 | 23.2872 | 1094.659
wint | geo_advanced_95 | pumped-hydro | 2046 | 17.3071 | 1119.4099
wint | geo_advanced_95 | pumped-hydro | 2048 | 16.8428 | 1148.8099
wint | geo_advanced_95 | pumped-hydro | 2050 | 12.5828 | 1151.0805
wint | geo_advanced_95 | Canada | 2010 | 5.7897 | 980.0128
wint | geo_advanced_95 | Canada | 2012 | 7.5475 | 987.5817
wint | geo_advanced_95 | Canada | 2014 | 7.6689 | 974.1464
wint | geo_advanced_95 | Canada | 2016 | 9.3983 | 956.5405
wint | geo_advanced_95 | Canada | 2018 | 9.7098 | 947.9436
wint | geo_advanced_95 | Canada | 2020 | 9.3126 | 939.9829
wint | geo_advanced_95 | Canada | 2022 | 8.3152 | 954.383
wint | geo_advanced_95 | Canada | 2024 | 8.3747 | 884.3683
wint | geo_advanced_95 | Canada | 2026 | 9.4089 | 892.3961
wint | geo_advanced_95 | Canada | 2028 | 10.4838 | 888.7625
wint | geo_advanced_95 | Canada | 2030 | 10.7558 | 891.9408
wint | geo_advanced_95 | Canada | 2032 | 10.6683 | 909.809
wint | geo_advanced_95 | Canada | 2034 | 10.5939 | 912.437
wint | geo_advanced_95 | Canada | 2036 | 10.3455 | 939.0817
wint | geo_advanced_95 | Canada | 2038 | 10.2286 | 971.4915
wint | geo_advanced_95 | Canada | 2040 | 10.1407 | 1012.3386
wint | geo_advanced_95 | Canada | 2042 | 10.1407 | 1059.7315
wint | geo_advanced_95 | Canada | 2044 | 10.1407 | 1094.659
wint | geo_advanced_95 | Canada | 2046 | 10.1407 | 1119.4099
wint | geo_advanced_95 | Canada | 2048 | 10.1407 | 1148.8099
wint | geo_advanced_95 | Canada | 2050 | 10.1407 | 1151.0805

## 12_Curtailment Rate
scenario | year | Curt Rate
geo_advanced_95 | 2010 | -1.5424e-17
geo_advanced_95 | 2012 | -8.1327e-18
geo_advanced_95 | 2014 | -1.4602e-17
geo_advanced_95 | 2016 | 0.0010576
geo_advanced_95 | 2018 | 0.005017
geo_advanced_95 | 2020 | 0.0084754
geo_advanced_95 | 2022 | 0.19322
geo_advanced_95 | 2024 | 0.037482
geo_advanced_95 | 2026 | 0.045839
geo_advanced_95 | 2028 | 0.039255
geo_advanced_95 | 2030 | 0.046908
geo_advanced_95 | 2032 | 0.051496
geo_advanced_95 | 2034 | 0.056116
geo_advanced_95 | 2036 | 0.060682
geo_advanced_95 | 2038 | 0.057635
geo_advanced_95 | 2040 | 0.04608
geo_advanced_95 | 2042 | 0.036455
geo_advanced_95 | 2044 | 0.02756
geo_advanced_95 | 2046 | 0.02453
geo_advanced_95 | 2048 | 0.029482
geo_advanced_95 | 2050 | 0.038436

## 13_Losses (fraction of load)
type | scenario | year | Amount (TWh)
curt | geo_advanced_95 | 2010 | -4.4878e-19
curt | geo_advanced_95 | 2012 | -3.9932e-19
curt | geo_advanced_95 | 2014 | -8.7288e-19
curt | geo_advanced_95 | 2016 | 9.0904e-05
curt | geo_advanced_95 | 2018 | 0.00053292
curt | geo_advanced_95 | 2020 | 0.0011596
curt | geo_advanced_95 | 2022 | 0.047262
curt | geo_advanced_95 | 2024 | 0.013774
curt | geo_advanced_95 | 2026 | 0.0208
curt | geo_advanced_95 | 2028 | 0.020914
curt | geo_advanced_95 | 2030 | 0.02958
curt | geo_advanced_95 | 2032 | 0.034194
curt | geo_advanced_95 | 2034 | 0.040106
curt | geo_advanced_95 | 2036 | 0.044947
curt | geo_advanced_95 | 2038 | 0.042504
curt | geo_advanced_95 | 2040 | 0.032503
curt | geo_advanced_95 | 2042 | 0.024599
curt | geo_advanced_95 | 2044 | 0.018299
curt | geo_advanced_95 | 2046 | 0.017335
curt | geo_advanced_95 | 2048 | 0.022784
curt | geo_advanced_95 | 2050 | 0.031813
storage | geo_advanced_95 | 2010 | 0.0014241
storage | geo_advanced_95 | 2012 | 0.0011451
storage | geo_advanced_95 | 2014 | 0.0011254
storage | geo_advanced_95 | 2016 | 0.001137
storage | geo_advanced_95 | 2018 | 0.0010609
storage | geo_advanced_95 | 2020 | 0.0012161
storage | geo_advanced_95 | 2022 | 0.002162
storage | geo_advanced_95 | 2024 | 0.0022853
storage | geo_advanced_95 | 2026 | 0.0042616
storage | geo_advanced_95 | 2028 | 0.0057797
storage | geo_advanced_95 | 2030 | 0.008381
storage | geo_advanced_95 | 2032 | 0.0092292
storage | geo_advanced_95 | 2034 | 0.010886
storage | geo_advanced_95 | 2036 | 0.011377
storage | geo_advanced_95 | 2038 | 0.011231
storage | geo_advanced_95 | 2040 | 0.01022
storage | geo_advanced_95 | 2042 | 0.010082
storage | geo_advanced_95 | 2044 | 0.0094585
storage | geo_advanced_95 | 2046 | 0.010174
storage | geo_advanced_95 | 2048 | 0.011301
storage | geo_advanced_95 | 2050 | 0.01542
trans | geo_advanced_95 | 2010 | 0.0092055
trans | geo_advanced_95 | 2012 | 0.0098007
trans | geo_advanced_95 | 2014 | 0.0095789
trans | geo_advanced_95 | 2016 | 0.0088894
trans | geo_advanced_95 | 2018 | 0.0078526
trans | geo_advanced_95 | 2020 | 0.0083323
trans | geo_advanced_95 | 2022 | 0.0067929
trans | geo_advanced_95 | 2024 | 0.01005
trans | geo_advanced_95 | 2026 | 0.010512
trans | geo_advanced_95 | 2028 | 0.013003
trans | geo_advanced_95 | 2030 | 0.014758
trans | geo_advanced_95 | 2032 | 0.015476
trans | geo_advanced_95 | 2034 | 0.016764
trans | geo_advanced_95 | 2036 | 0.017583
trans | geo_advanced_95 | 2038 | 0.01786
trans | geo_advanced_95 | 2040 | 0.016694
trans | geo_advanced_95 | 2042 | 0.015444
trans | geo_advanced_95 | 2044 | 0.014539
trans | geo_advanced_95 | 2046 | 0.01683
trans | geo_advanced_95 | 2048 | 0.018714
trans | geo_advanced_95 | 2050 | 0.021039

## 14_Transmission (GW-mi)
scenario | trtype | year | Amount (GW-mi) | Net Level Amount (GW-mi)
geo_advanced_95 | B2B | 2010 | 434.7703 | 152666.833
geo_advanced_95 | B2B | 2012 | 434.7703 | 152764.5987
geo_advanced_95 | B2B | 2014 | 434.7703 | 152810.2746
geo_advanced_95 | B2B | 2016 | 434.7703 | 152918.5953
geo_advanced_95 | B2B | 2018 | 434.7703 | 153001.4549
geo_advanced_95 | B2B | 2020 | 434.7703 | 153148.1914
geo_advanced_95 | B2B | 2022 | 434.7703 | 153700.0261
geo_advanced_95 | B2B | 2024 | 434.7703 | 157157.5979
geo_advanced_95 | B2B | 2026 | 434.7703 | 160459.9932
geo_advanced_95 | B2B | 2028 | 434.7703 | 171001.6
geo_advanced_95 | B2B | 2030 | 434.7703 | 182605.8681
geo_advanced_95 | B2B | 2032 | 434.7703 | 196050.4403
geo_advanced_95 | B2B | 2034 | 434.7703 | 210509.4236
geo_advanced_95 | B2B | 2036 | 434.7703 | 224887.9909
geo_advanced_95 | B2B | 2038 | 434.7703 | 239601.1408
geo_advanced_95 | B2B | 2040 | 434.7703 | 257436.6648
geo_advanced_95 | B2B | 2042 | 434.7703 | 276717.8053
geo_advanced_95 | B2B | 2044 | 434.7703 | 297680.3776
geo_advanced_95 | B2B | 2046 | 434.7703 | 321183.8348
geo_advanced_95 | B2B | 2048 | 434.7703 | 346788.9095
geo_advanced_95 | B2B | 2050 | 434.7703 | 369294.8844
geo_advanced_95 | AC | 2010 | 147705.0304 | 152666.833
geo_advanced_95 | AC | 2012 | 147705.0304 | 152764.5987
geo_advanced_95 | AC | 2014 | 147705.0304 | 152810.2746
geo_advanced_95 | AC | 2016 | 147705.0304 | 152918.5953
geo_advanced_95 | AC | 2018 | 147705.0304 | 153001.4549
geo_advanced_95 | AC | 2020 | 147705.0304 | 153148.1914
geo_advanced_95 | AC | 2022 | 147705.0304 | 153700.0261
geo_advanced_95 | AC | 2024 | 150505.0304 | 157157.5979
geo_advanced_95 | AC | 2026 | 153305.0304 | 160459.9932
geo_advanced_95 | AC | 2028 | 163168.8904 | 171001.6
geo_advanced_95 | AC | 2030 | 174197.3315 | 182605.8681
geo_advanced_95 | AC | 2032 | 187272.0363 | 196050.4403
geo_advanced_95 | AC | 2034 | 201077.1036 | 210509.4236
geo_advanced_95 | AC | 2036 | 215189.9584 | 224887.9909
geo_advanced_95 | AC | 2038 | 229679.8123 | 239601.1408
geo_advanced_95 | AC | 2040 | 247039.8448 | 257436.6648
geo_advanced_95 | AC | 2042 | 265852.8603 | 276717.8053
geo_advanced_95 | AC | 2044 | 286468.8413 | 297680.3776
geo_advanced_95 | AC | 2046 | 309560.7812 | 321183.8348
geo_advanced_95 | AC | 2048 | 334549.3226 | 346788.9095
geo_advanced_95 | AC | 2050 | 356314.3799 | 369294.8844
geo_advanced_95 | DC, LCC | 2010 | 4506.323 | 152666.833
geo_advanced_95 | DC, LCC | 2012 | 4506.323 | 152764.5987
geo_advanced_95 | DC, LCC | 2014 | 4506.323 | 152810.2746
geo_advanced_95 | DC, LCC | 2016 | 4506.323 | 152918.5953
geo_advanced_95 | DC, LCC | 2018 | 4506.323 | 153001.4549
geo_advanced_95 | DC, LCC | 2020 | 4506.323 | 153148.1914
geo_advanced_95 | DC, LCC | 2022 | 4506.323 | 153700.0261
geo_advanced_95 | DC, LCC | 2024 | 4506.323 | 157157.5979
geo_advanced_95 | DC, LCC | 2026 | 4506.323 | 160459.9932
geo_advanced_95 | DC, LCC | 2028 | 4728.8659 | 171001.6
geo_advanced_95 | DC, LCC | 2030 | 4742.4848 | 182605.8681
geo_advanced_95 | DC, LCC | 2032 | 4900.3811 | 196050.4403
geo_advanced_95 | DC, LCC | 2034 | 5205.7603 | 210509.4236
geo_advanced_95 | DC, LCC | 2036 | 5214.6738 | 224887.9909
geo_advanced_95 | DC, LCC | 2038 | 5310.15 | 239601.1408
geo_advanced_95 | DC, LCC | 2040 | 5762.1907 | 257436.6648
geo_advanced_95 | DC, LCC | 2042 | 6203.4482 | 276717.8053
geo_advanced_95 | DC, LCC | 2044 | 6513.3803 | 297680.3776
geo_advanced_95 | DC, LCC | 2046 | 6557.6906 | 321183.8348
geo_advanced_95 | DC, LCC | 2048 | 6593.2991 | 346788.9095
geo_advanced_95 | DC, LCC | 2050 | 6593.2991 | 369294.8844
geo_advanced_95 | Spur | 2010 | 20.7093 | 152666.833
geo_advanced_95 | Spur | 2012 | 118.475 | 152764.5987
geo_advanced_95 | Spur | 2014 | 164.1509 | 152810.2746
geo_advanced_95 | Spur | 2016 | 272.4716 | 152918.5953
geo_advanced_95 | Spur | 2018 | 355.3313 | 153001.4549
geo_advanced_95 | Spur | 2020 | 502.0677 | 153148.1914
geo_advanced_95 | Spur | 2022 | 1053.9024 | 153700.0261
geo_advanced_95 | Spur | 2024 | 1711.4742 | 157157.5979
geo_advanced_95 | Spur | 2026 | 2213.8696 | 160459.9932
geo_advanced_95 | Spur | 2028 | 2669.0734 | 171001.6
geo_advanced_95 | Spur | 2030 | 3231.2815 | 182605.8681
geo_advanced_95 | Spur | 2032 | 3443.2526 | 196050.4403
geo_advanced_95 | Spur | 2034 | 3791.7895 | 210509.4236
geo_advanced_95 | Spur | 2036 | 4048.5884 | 224887.9909
geo_advanced_95 | Spur | 2038 | 4176.4082 | 239601.1408
geo_advanced_95 | Spur | 2040 | 4199.859 | 257436.6648
geo_advanced_95 | Spur | 2042 | 4226.7264 | 276717.8053
geo_advanced_95 | Spur | 2044 | 4263.3857 | 297680.3776
geo_advanced_95 | Spur | 2046 | 4630.5927 | 321183.8348
geo_advanced_95 | Spur | 2048 | 5211.5176 | 346788.9095
geo_advanced_95 | Spur | 2050 | 5952.4351 | 369294.8844

## 15_Transmission (PRM) (GW-mi)
scenario | trtype | year | Trans cap, PRM (GW-mi) | Net Level Trans cap, PRM (GW-mi)
geo_advanced_95 | B2B | 2010 | 434.7703 | 92630.5352
geo_advanced_95 | B2B | 2012 | 434.7703 | 92630.5352
geo_advanced_95 | B2B | 2014 | 434.7703 | 92630.5352
geo_advanced_95 | B2B | 2016 | 434.7703 | 92630.5352
geo_advanced_95 | B2B | 2018 | 434.7703 | 92630.5352
geo_advanced_95 | B2B | 2020 | 434.7703 | 92630.5352
geo_advanced_95 | B2B | 2022 | 434.7703 | 92630.5352
geo_advanced_95 | B2B | 2024 | 434.7703 | 95010.5352
geo_advanced_95 | B2B | 2026 | 434.7703 | 97390.5352
geo_advanced_95 | B2B | 2028 | 434.7703 | 105963.9777
geo_advanced_95 | B2B | 2030 | 434.7703 | 115349.7287
geo_advanced_95 | B2B | 2032 | 434.7703 | 126597.4397
geo_advanced_95 | B2B | 2034 | 434.7703 | 138591.3191
geo_advanced_95 | B2B | 2036 | 434.7703 | 150594.8222
geo_advanced_95 | B2B | 2038 | 434.7703 | 162992.3528
geo_advanced_95 | B2B | 2040 | 434.7703 | 178132.615
geo_advanced_95 | B2B | 2042 | 434.7703 | 194498.7471
geo_advanced_95 | B2B | 2044 | 434.7703 | 212285.7733
geo_advanced_95 | B2B | 2046 | 434.7703 | 231951.5858
geo_advanced_95 | B2B | 2048 | 434.7703 | 253222.1133
geo_advanced_95 | B2B | 2050 | 434.7703 | 271722.412
geo_advanced_95 | AC | 2010 | 87689.4419 | 92630.5352
geo_advanced_95 | AC | 2012 | 87689.4419 | 92630.5352
geo_advanced_95 | AC | 2014 | 87689.4419 | 92630.5352
geo_advanced_95 | AC | 2016 | 87689.4419 | 92630.5352
geo_advanced_95 | AC | 2018 | 87689.4419 | 92630.5352
geo_advanced_95 | AC | 2020 | 87689.4419 | 92630.5352
geo_advanced_95 | AC | 2022 | 87689.4419 | 92630.5352
geo_advanced_95 | AC | 2024 | 90069.4419 | 95010.5352
geo_advanced_95 | AC | 2026 | 92449.4419 | 97390.5352
geo_advanced_95 | AC | 2028 | 100833.723 | 105963.9777
geo_advanced_95 | AC | 2030 | 110207.8979 | 115349.7287
geo_advanced_95 | AC | 2032 | 121321.397 | 126597.4397
geo_advanced_95 | AC | 2034 | 133055.7041 | 138591.3191
geo_advanced_95 | AC | 2036 | 145051.6307 | 150594.8222
geo_advanced_95 | AC | 2038 | 157368.0066 | 162992.3528
geo_advanced_95 | AC | 2040 | 172124.0342 | 178132.615
geo_advanced_95 | AC | 2042 | 188115.0974 | 194498.7471
geo_advanced_95 | AC | 2044 | 205638.6812 | 212285.7733
geo_advanced_95 | AC | 2046 | 225266.8301 | 231951.5858
geo_advanced_95 | AC | 2048 | 246507.0903 | 253222.1133
geo_advanced_95 | AC | 2050 | 265007.389 | 271722.412
geo_advanced_95 | DC, LCC | 2010 | 4506.323 | 92630.5352
geo_advanced_95 | DC, LCC | 2012 | 4506.323 | 92630.5352
geo_advanced_95 | DC, LCC | 2014 | 4506.323 | 92630.5352
geo_advanced_95 | DC, LCC | 2016 | 4506.323 | 92630.5352
geo_advanced_95 | DC, LCC | 2018 | 4506.323 | 92630.5352
geo_advanced_95 | DC, LCC | 2020 | 4506.323 | 92630.5352
geo_advanced_95 | DC, LCC | 2022 | 4506.323 | 92630.5352
geo_advanced_95 | DC, LCC | 2024 | 4506.323 | 95010.5352
geo_advanced_95 | DC, LCC | 2026 | 4506.323 | 97390.5352
geo_advanced_95 | DC, LCC | 2028 | 4695.4845 | 105963.9777
geo_advanced_95 | DC, LCC | 2030 | 4707.0606 | 115349.7287
geo_advanced_95 | DC, LCC | 2032 | 4841.2724 | 126597.4397
geo_advanced_95 | DC, LCC | 2034 | 5100.8447 | 138591.3191
geo_advanced_95 | DC, LCC | 2036 | 5108.4212 | 150594.8222
geo_advanced_95 | DC, LCC | 2038 | 5189.5759 | 162992.3528
geo_advanced_95 | DC, LCC | 2040 | 5573.8105 | 178132.615
geo_advanced_95 | DC, LCC | 2042 | 5948.8794 | 194498.7471
geo_advanced_95 | DC, LCC | 2044 | 6212.3217 | 212285.7733
geo_advanced_95 | DC, LCC | 2046 | 6249.9854 | 231951.5858
geo_advanced_95 | DC, LCC | 2048 | 6280.2527 | 253222.1133
geo_advanced_95 | DC, LCC | 2050 | 6280.2527 | 271722.412
geo_advanced_95 | Spur | 2010 | 0 | 92630.5352
geo_advanced_95 | Spur | 2012 | 0 | 92630.5352
geo_advanced_95 | Spur | 2014 | 0 | 92630.5352
geo_advanced_95 | Spur | 2016 | 0 | 92630.5352
geo_advanced_95 | Spur | 2018 | 0 | 92630.5352
geo_advanced_95 | Spur | 2020 | 0 | 92630.5352
geo_advanced_95 | Spur | 2022 | 0 | 92630.5352
geo_advanced_95 | Spur | 2024 | 0 | 95010.5352
geo_advanced_95 | Spur | 2026 | 0 | 97390.5352
geo_advanced_95 | Spur | 2028 | 0 | 105963.9777
geo_advanced_95 | Spur | 2030 | 0 | 115349.7287
geo_advanced_95 | Spur | 2032 | 0 | 126597.4397
geo_advanced_95 | Spur | 2034 | 0 | 138591.3191
geo_advanced_95 | Spur | 2036 | 0 | 150594.8222
geo_advanced_95 | Spur | 2038 | 0 | 162992.3528
geo_advanced_95 | Spur | 2040 | 0 | 178132.615
geo_advanced_95 | Spur | 2042 | 0 | 194498.7471
geo_advanced_95 | Spur | 2044 | 0 | 212285.7733
geo_advanced_95 | Spur | 2046 | 0 | 231951.5858
geo_advanced_95 | Spur | 2048 | 0 | 253222.1133
geo_advanced_95 | Spur | 2050 | 0 | 271722.412

## 16_Bulk System Electricity Pric
scenario | type | year | $ | Net Level $
geo_advanced_95 | load | 2010 | 58.6946 | 58.8047
geo_advanced_95 | load | 2012 | 42.8206 | 42.9096
geo_advanced_95 | load | 2014 | 51.6069 | 51.7073
geo_advanced_95 | load | 2016 | 35.782 | 35.8605
geo_advanced_95 | load | 2018 | 37.285 | 37.3725
geo_advanced_95 | load | 2020 | 30.984 | 33.0753
geo_advanced_95 | load | 2022 | 38.8405 | 39.3065
geo_advanced_95 | load | 2024 | 26.7991 | 29.9579
geo_advanced_95 | load | 2026 | 25.3701 | 35.9409
geo_advanced_95 | load | 2028 | 21.7397 | 35.0082
geo_advanced_95 | load | 2030 | 20.6604 | 34.171
geo_advanced_95 | load | 2032 | 20.13 | 34.5908
geo_advanced_95 | load | 2034 | 19.5145 | 36.2327
geo_advanced_95 | load | 2036 | 18.7986 | 37.4192
geo_advanced_95 | load | 2038 | 19.2055 | 39.5881
geo_advanced_95 | load | 2040 | 21.9484 | 43.6982
geo_advanced_95 | load | 2042 | 22.9174 | 44.9483
geo_advanced_95 | load | 2044 | 26.7104 | 48.8509
geo_advanced_95 | load | 2046 | 32.7258 | 55.383
geo_advanced_95 | load | 2048 | 34.1154 | 57.666
geo_advanced_95 | load | 2050 | 28.5723 | 74.6183
geo_advanced_95 | oper_res | 2010 | 0.11001 | 58.8047
geo_advanced_95 | oper_res | 2012 | 0.08895 | 42.9096
geo_advanced_95 | oper_res | 2014 | 0.10037 | 51.7073
geo_advanced_95 | oper_res | 2016 | 0.078553 | 35.8605
geo_advanced_95 | oper_res | 2018 | 0.087501 | 37.3725
geo_advanced_95 | oper_res | 2020 | 0.15364 | 33.0753
geo_advanced_95 | oper_res | 2022 | 0.095109 | 39.3065
geo_advanced_95 | oper_res | 2024 | 0.11011 | 29.9579
geo_advanced_95 | oper_res | 2026 | 0.13391 | 35.9409
geo_advanced_95 | oper_res | 2028 | 0.17325 | 35.0082
geo_advanced_95 | oper_res | 2030 | 0.20606 | 34.171
geo_advanced_95 | oper_res | 2032 | 0.16467 | 34.5908
geo_advanced_95 | oper_res | 2034 | 0.14922 | 36.2327
geo_advanced_95 | oper_res | 2036 | 0.12598 | 37.4192
geo_advanced_95 | oper_res | 2038 | 0.09603 | 39.5881
geo_advanced_95 | oper_res | 2040 | 0.076436 | 43.6982
geo_advanced_95 | oper_res | 2042 | 0.063948 | 44.9483
geo_advanced_95 | oper_res | 2044 | 0.071098 | 48.8509
geo_advanced_95 | oper_res | 2046 | 0.20795 | 55.383
geo_advanced_95 | oper_res | 2048 | 0.30275 | 57.666
geo_advanced_95 | oper_res | 2050 | 0.12366 | 74.6183
geo_advanced_95 | res_marg | 2010 | 0 | 58.8047
geo_advanced_95 | res_marg | 2012 | 0 | 42.9096
geo_advanced_95 | res_marg | 2014 | 0 | 51.7073
geo_advanced_95 | res_marg | 2016 | 0 | 35.8605
geo_advanced_95 | res_marg | 2018 | 0 | 37.3725
geo_advanced_95 | res_marg | 2020 | 0 | 33.0753
geo_advanced_95 | res_marg | 2022 | 0.043441 | 39.3065
geo_advanced_95 | res_marg | 2024 | 3.0071 | 29.9579
geo_advanced_95 | res_marg | 2026 | 10.3243 | 35.9409
geo_advanced_95 | res_marg | 2028 | 12.9605 | 35.0082
geo_advanced_95 | res_marg | 2030 | 12.9524 | 34.171
geo_advanced_95 | res_marg | 2032 | 13.9695 | 34.5908
geo_advanced_95 | res_marg | 2034 | 16.335 | 36.2327
geo_advanced_95 | res_marg | 2036 | 18.3671 | 37.4192
geo_advanced_95 | res_marg | 2038 | 20.0832 | 39.5881
geo_advanced_95 | res_marg | 2040 | 20.7787 | 43.6982
geo_advanced_95 | res_marg | 2042 | 20.7792 | 44.9483
geo_advanced_95 | res_marg | 2044 | 20.8848 | 48.8509
geo_advanced_95 | res_marg | 2046 | 22.067 | 55.383
geo_advanced_95 | res_marg | 2048 | 22.9388 | 57.666
geo_advanced_95 | res_marg | 2050 | 45.7156 | 74.6183
geo_advanced_95 | state_rps | 2010 | 0 | 58.8047
geo_advanced_95 | state_rps | 2012 | 0 | 42.9096
geo_advanced_95 | state_rps | 2014 | 0 | 51.7073
geo_advanced_95 | state_rps | 2016 | 0 | 35.8605
geo_advanced_95 | state_rps | 2018 | 0 | 37.3725
geo_advanced_95 | state_rps | 2020 | 1.9377 | 33.0753
geo_advanced_95 | state_rps | 2022 | 0.32737 | 39.3065
geo_advanced_95 | state_rps | 2024 | 0.041591 | 29.9579
geo_advanced_95 | state_rps | 2026 | 0.11255 | 35.9409
geo_advanced_95 | state_rps | 2028 | 0.13478 | 35.0082
geo_advanced_95 | state_rps | 2030 | 0.35213 | 34.171
geo_advanced_95 | state_rps | 2032 | 0.32666 | 34.5908
geo_advanced_95 | state_rps | 2034 | 0.23395 | 36.2327
geo_advanced_95 | state_rps | 2036 | 0.12754 | 37.4192
geo_advanced_95 | state_rps | 2038 | 0.20338 | 39.5881
geo_advanced_95 | state_rps | 2040 | 0.89464 | 43.6982
geo_advanced_95 | state_rps | 2042 | 1.1876 | 44.9483
geo_advanced_95 | state_rps | 2044 | 1.1846 | 48.8509
geo_advanced_95 | state_rps | 2046 | 0.3823 | 55.383
geo_advanced_95 | state_rps | 2048 | 0.3091 | 57.666
geo_advanced_95 | state_rps | 2050 | 0.20673 | 74.6183

## 17_National Energy Price ($-MWh
type | scenario | year | $
load | geo_advanced_95 | 2010 | 58.6946
load | geo_advanced_95 | 2012 | 42.8206
load | geo_advanced_95 | 2014 | 51.6069
load | geo_advanced_95 | 2016 | 35.782
load | geo_advanced_95 | 2018 | 37.285
load | geo_advanced_95 | 2020 | 30.984
load | geo_advanced_95 | 2022 | 38.8405
load | geo_advanced_95 | 2024 | 26.7991
load | geo_advanced_95 | 2026 | 25.3701
load | geo_advanced_95 | 2028 | 21.7397
load | geo_advanced_95 | 2030 | 20.6604
load | geo_advanced_95 | 2032 | 20.13
load | geo_advanced_95 | 2034 | 19.5145
load | geo_advanced_95 | 2036 | 18.7986
load | geo_advanced_95 | 2038 | 19.2055
load | geo_advanced_95 | 2040 | 21.9484
load | geo_advanced_95 | 2042 | 22.9174
load | geo_advanced_95 | 2044 | 26.7104
load | geo_advanced_95 | 2046 | 32.7258
load | geo_advanced_95 | 2048 | 34.1154
load | geo_advanced_95 | 2050 | 28.5723

## 18_National Energy Price by tim
scenario | type | timeslice | $ | Net Level $
geo_advanced_95 | load | 1 | 37.0149 | 37.0149
geo_advanced_95 | load | 2 | 34.9408 | 34.9408
geo_advanced_95 | load | 3 | 38.3715 | 38.3715
geo_advanced_95 | load | 4 | 40.646 | 40.646
geo_advanced_95 | load | 5 | 32.6922 | 32.6922
geo_advanced_95 | load | 6 | 28.8192 | 28.8192
geo_advanced_95 | load | 7 | 35.7109 | 35.7109
geo_advanced_95 | load | 8 | 37.3589 | 37.3589
geo_advanced_95 | load | 9 | 35.0128 | 35.0128
geo_advanced_95 | load | 10 | 31.935 | 31.935
geo_advanced_95 | load | 11 | 36.8988 | 36.8988
geo_advanced_95 | load | 12 | 37.934 | 37.934
geo_advanced_95 | load | 13 | 6.1695 | 6.1695
geo_advanced_95 | load | 14 | 4.3249 | 4.3249
geo_advanced_95 | load | 15 | 5.078 | 5.078
geo_advanced_95 | load | 16 | 7.5493 | 7.5493
geo_advanced_95 | load | 17 | 42.6999 | 42.6999

## 19_National Average Electricity
scenario | cost_cat | year | Average cost ($/MWh) | Net Level Average cost ($/MWh)
geo_advanced_95 | PTC | 2010 | -0.066375 | 61.8829
geo_advanced_95 | PTC | 2011 | -0.066375 | 61.4871
geo_advanced_95 | PTC | 2012 | -0.35603 | 54.7992
geo_advanced_95 | PTC | 2013 | -0.35603 | 54.5284
geo_advanced_95 | PTC | 2014 | -0.45243 | 60.7409
geo_advanced_95 | PTC | 2015 | -0.45243 | 60.367
geo_advanced_95 | PTC | 2016 | -0.71629 | 51.2977
geo_advanced_95 | PTC | 2017 | -0.71629 | 51.2151
geo_advanced_95 | PTC | 2018 | -0.91019 | 52.5965
geo_advanced_95 | PTC | 2019 | -0.91019 | 52.3899
geo_advanced_95 | PTC | 2020 | -1.1786 | 46.5751
geo_advanced_95 | PTC | 2021 | -1.1786 | 45.7419
geo_advanced_95 | PTC | 2022 | -1.9255 | 53.4819
geo_advanced_95 | PTC | 2023 | -1.9255 | 52.4657
geo_advanced_95 | PTC | 2024 | -4.1782 | 46.7256
geo_advanced_95 | PTC | 2025 | -4.1782 | 46.1522
geo_advanced_95 | PTC | 2026 | -5.4627 | 45.8715
geo_advanced_95 | PTC | 2027 | -5.4627 | 45.3118
geo_advanced_95 | PTC | 2028 | -6.0589 | 45.1496
geo_advanced_95 | PTC | 2029 | -6.0589 | 44.8447
geo_advanced_95 | PTC | 2030 | -7.4596 | 44.4166
geo_advanced_95 | PTC | 2031 | -7.4596 | 44.4166
geo_advanced_95 | PTC | 2032 | -7.2473 | 43.9429
geo_advanced_95 | PTC | 2033 | -7.2473 | 43.9429
geo_advanced_95 | PTC | 2034 | -6.4479 | 44.486
geo_advanced_95 | PTC | 2035 | -6.4479 | 44.486
geo_advanced_95 | PTC | 2036 | -5.7905 | 44.0508
geo_advanced_95 | PTC | 2037 | -5.7905 | 44.0508
geo_advanced_95 | PTC | 2038 | -4.7373 | 45.0602
geo_advanced_95 | PTC | 2039 | -4.7373 | 45.0602
geo_advanced_95 | PTC | 2040 | -3.0559 | 46.2676
geo_advanced_95 | PTC | 2041 | -3.0559 | 46.2676
geo_advanced_95 | PTC | 2042 | -2.3231 | 44.4902
geo_advanced_95 | PTC | 2043 | -2.3231 | 44.4902
geo_advanced_95 | PTC | 2044 | -1.3153 | 43.8171
geo_advanced_95 | PTC | 2045 | -1.3153 | 43.8171
geo_advanced_95 | PTC | 2046 | -0.79439 | 44.6265
geo_advanced_95 | PTC | 2047 | -0.79439 | 44.6265
geo_advanced_95 | PTC | 2048 | -1.7628 | 44.1552
geo_advanced_95 | PTC | 2049 | -1.7628 | 44.1552
geo_advanced_95 | PTC | 2050 | -3.3618 | 45.3853
geo_advanced_95 | ITC | 2010 | -0.0065762 | 61.8829
geo_advanced_95 | ITC | 2011 | -0.0065762 | 61.4871
geo_advanced_95 | ITC | 2012 | -0.067527 | 54.7992
geo_advanced_95 | ITC | 2013 | -0.067527 | 54.5284
geo_advanced_95 | ITC | 2014 | -0.20348 | 60.7409
geo_advanced_95 | ITC | 2015 | -0.20348 | 60.367
geo_advanced_95 | ITC | 2016 | -0.34712 | 51.2977
geo_advanced_95 | ITC | 2017 | -0.34712 | 51.2151
geo_advanced_95 | ITC | 2018 | -0.40362 | 52.5965
geo_advanced_95 | ITC | 2019 | -0.40362 | 52.3899
geo_advanced_95 | ITC | 2020 | -0.48467 | 46.5751
geo_advanced_95 | ITC | 2021 | -0.48467 | 45.7419
geo_advanced_95 | ITC | 2022 | -0.80294 | 53.4819
geo_advanced_95 | ITC | 2023 | -0.80294 | 52.4657
geo_advanced_95 | ITC | 2024 | -0.89518 | 46.7256
geo_advanced_95 | ITC | 2025 | -0.89518 | 46.1522
geo_advanced_95 | ITC | 2026 | -1.1923 | 45.8715
geo_advanced_95 | ITC | 2027 | -1.1923 | 45.3118
geo_advanced_95 | ITC | 2028 | -1.5986 | 45.1496
geo_advanced_95 | ITC | 2029 | -1.5986 | 44.8447
geo_advanced_95 | ITC | 2030 | -1.9594 | 44.4166
geo_advanced_95 | ITC | 2031 | -1.9594 | 44.4166
geo_advanced_95 | ITC | 2032 | -2.1999 | 43.9429
geo_advanced_95 | ITC | 2033 | -2.1999 | 43.9429
geo_advanced_95 | ITC | 2034 | -2.4601 | 44.486
geo_advanced_95 | ITC | 2035 | -2.4601 | 44.486
geo_advanced_95 | ITC | 2036 | -2.6272 | 44.0508
geo_advanced_95 | ITC | 2037 | -2.6272 | 44.0508
geo_advanced_95 | ITC | 2038 | -2.751 | 45.0602
geo_advanced_95 | ITC | 2039 | -2.751 | 45.0602
geo_advanced_95 | ITC | 2040 | -2.6702 | 46.2676
geo_advanced_95 | ITC | 2041 | -2.6702 | 46.2676
geo_advanced_95 | ITC | 2042 | -2.4057 | 44.4902
geo_advanced_95 | ITC | 2043 | -2.4057 | 44.4902
geo_advanced_95 | ITC | 2044 | -2.3104 | 43.8171
geo_advanced_95 | ITC | 2045 | -2.3104 | 43.8171
geo_advanced_95 | ITC | 2046 | -2.0196 | 44.6265
geo_advanced_95 | ITC | 2047 | -2.0196 | 44.6265
geo_advanced_95 | ITC | 2048 | -1.6426 | 44.1552
geo_advanced_95 | ITC | 2049 | -1.6426 | 44.1552
geo_advanced_95 | ITC | 2050 | -1.2924 | 45.3853
geo_advanced_95 | CCS Incentives | 2010 | 0 | 61.8829
geo_advanced_95 | CCS Incentives | 2011 | 0 | 61.4871
geo_advanced_95 | CCS Incentives | 2012 | 0 | 54.7992
geo_advanced_95 | CCS Incentives | 2013 | 0 | 54.5284
geo_advanced_95 | CCS Incentives | 2014 | 0 | 60.7409
geo_advanced_95 | CCS Incentives | 2015 | 0 | 60.367
geo_advanced_95 | CCS Incentives | 2016 | 0 | 51.2977
geo_advanced_95 | CCS Incentives | 2017 | 0 | 51.2151
geo_advanced_95 | CCS Incentives | 2018 | 0 | 52.5965
geo_advanced_95 | CCS Incentives | 2019 | 0 | 52.3899
geo_advanced_95 | CCS Incentives | 2020 | 0 | 46.5751
geo_advanced_95 | CCS Incentives | 2021 | 0 | 45.7419
geo_advanced_95 | CCS Incentives | 2022 | 0 | 53.4819
geo_advanced_95 | CCS Incentives | 2023 | 0 | 52.4657
geo_advanced_95 | CCS Incentives | 2024 | 0 | 46.7256
geo_advanced_95 | CCS Incentives | 2025 | 0 | 46.1522
geo_advanced_95 | CCS Incentives | 2026 | 0 | 45.8715
geo_advanced_95 | CCS Incentives | 2027 | 0 | 45.3118
geo_advanced_95 | CCS Incentives | 2028 | -0.27426 | 45.1496
geo_advanced_95 | CCS Incentives | 2029 | -0.27426 | 44.8447
geo_advanced_95 | CCS Incentives | 2030 | -0.26706 | 44.4166
geo_advanced_95 | CCS Incentives | 2031 | -0.26706 | 44.4166
geo_advanced_95 | CCS Incentives | 2032 | -0.25995 | 43.9429
geo_advanced_95 | CCS Incentives | 2033 | -0.25995 | 43.9429
geo_advanced_95 | CCS Incentives | 2034 | -0.25288 | 44.486
geo_advanced_95 | CCS Incentives | 2035 | -0.25288 | 44.486
geo_advanced_95 | CCS Incentives | 2036 | -0.24536 | 44.0508
geo_advanced_95 | CCS Incentives | 2037 | -0.24536 | 44.0508
geo_advanced_95 | CCS Incentives | 2038 | -0.23791 | 45.0602
geo_advanced_95 | CCS Incentives | 2039 | -0.23791 | 45.0602
geo_advanced_95 | CCS Incentives | 2040 | -0.23087 | 46.2676
geo_advanced_95 | CCS Incentives | 2041 | -0.23087 | 46.2676
geo_advanced_95 | CCS Incentives | 2042 | -0.22462 | 44.4902
geo_advanced_95 | CCS Incentives | 2043 | -0.22462 | 44.4902
geo_advanced_95 | CCS Incentives | 2044 | -0.219 | 43.8171
geo_advanced_95 | CCS Incentives | 2045 | -0.219 | 43.8171
geo_advanced_95 | CCS Incentives | 2046 | -0.21375 | 44.6265
geo_advanced_95 | CCS Incentives | 2047 | -0.21375 | 44.6265
geo_advanced_95 | CCS Incentives | 2048 | -0.20879 | 44.1552
geo_advanced_95 | CCS Incentives | 2049 | -0.20879 | 44.1552
geo_advanced_95 | CCS Incentives | 2050 | -0.20396 | 45.3853
geo_advanced_95 | Gen & Stor Capex | 2010 | 11.0777 | 61.8829
geo_advanced_95 | Gen & Stor Capex | 2011 | 10.6819 | 61.4871
geo_advanced_95 | Gen & Stor Capex | 2012 | 12.8208 | 54.7992
geo_advanced_95 | Gen & Stor Capex | 2013 | 12.55 | 54.5284
geo_advanced_95 | Gen & Stor Capex | 2014 | 14.2612 | 60.7409
geo_advanced_95 | Gen & Stor Capex | 2015 | 13.8873 | 60.367
geo_advanced_95 | Gen & Stor Capex | 2016 | 16.7279 | 51.2977
geo_advanced_95 | Gen & Stor Capex | 2017 | 16.6452 | 51.2151
geo_advanced_95 | Gen & Stor Capex | 2018 | 17.7716 | 52.5965
geo_advanced_95 | Gen & Stor Capex | 2019 | 17.565 | 52.3899
geo_advanced_95 | Gen & Stor Capex | 2020 | 18.1443 | 46.5751
geo_advanced_95 | Gen & Stor Capex | 2021 | 17.3111 | 45.7419
geo_advanced_95 | Gen & Stor Capex | 2022 | 20.6122 | 53.4819
geo_advanced_95 | Gen & Stor Capex | 2023 | 19.596 | 52.4657
geo_advanced_95 | Gen & Stor Capex | 2024 | 22.0809 | 46.7256
geo_advanced_95 | Gen & Stor Capex | 2025 | 21.5076 | 46.1522
geo_advanced_95 | Gen & Stor Capex | 2026 | 23.5311 | 45.8715
geo_advanced_95 | Gen & Stor Capex | 2027 | 22.9713 | 45.3118
geo_advanced_95 | Gen & Stor Capex | 2028 | 24.6058 | 45.1496
geo_advanced_95 | Gen & Stor Capex | 2029 | 23.7545 | 44.8447
geo_advanced_95 | Gen & Stor Capex | 2030 | 24.9985 | 44.4166
geo_advanced_95 | Gen & Stor Capex | 2031 | 24.9985 | 44.4166
geo_advanced_95 | Gen & Stor Capex | 2032 | 24.1435 | 43.9429
geo_advanced_95 | Gen & Stor Capex | 2033 | 24.1435 | 43.9429
geo_advanced_95 | Gen & Stor Capex | 2034 | 23.8578 | 44.486
geo_advanced_95 | Gen & Stor Capex | 2035 | 23.8578 | 44.486
geo_advanced_95 | Gen & Stor Capex | 2036 | 22.4312 | 44.0508
geo_advanced_95 | Gen & Stor Capex | 2037 | 22.4312 | 44.0508
geo_advanced_95 | Gen & Stor Capex | 2038 | 22.0686 | 45.0602
geo_advanced_95 | Gen & Stor Capex | 2039 | 22.0686 | 45.0602
geo_advanced_95 | Gen & Stor Capex | 2040 | 21.0009 | 46.2676
geo_advanced_95 | Gen & Stor Capex | 2041 | 21.0009 | 46.2676
geo_advanced_95 | Gen & Stor Capex | 2042 | 17.7922 | 44.4902
geo_advanced_95 | Gen & Stor Capex | 2043 | 17.7922 | 44.4902
geo_advanced_95 | Gen & Stor Capex | 2044 | 15.8214 | 43.8171
geo_advanced_95 | Gen & Stor Capex | 2045 | 15.8214 | 43.8171
geo_advanced_95 | Gen & Stor Capex | 2046 | 15.8672 | 44.6265
geo_advanced_95 | Gen & Stor Capex | 2047 | 15.8672 | 44.6265
geo_advanced_95 | Gen & Stor Capex | 2048 | 15.7414 | 44.1552
geo_advanced_95 | Gen & Stor Capex | 2049 | 15.7414 | 44.1552
geo_advanced_95 | Gen & Stor Capex | 2050 | 18.5255 | 45.3853
geo_advanced_95 | Gen & Stor O&M | 2010 | 19.0027 | 61.8829
geo_advanced_95 | Gen & Stor O&M | 2011 | 19.0027 | 61.4871
geo_advanced_95 | Gen & Stor O&M | 2012 | 18.8544 | 54.7992
geo_advanced_95 | Gen & Stor O&M | 2013 | 18.8544 | 54.5284
geo_advanced_95 | Gen & Stor O&M | 2014 | 18.5943 | 60.7409
geo_advanced_95 | Gen & Stor O&M | 2015 | 18.5943 | 60.367
geo_advanced_95 | Gen & Stor O&M | 2016 | 17.9721 | 51.2977
geo_advanced_95 | Gen & Stor O&M | 2017 | 17.9721 | 51.2151
geo_advanced_95 | Gen & Stor O&M | 2018 | 17.4109 | 52.5965
geo_advanced_95 | Gen & Stor O&M | 2019 | 17.4109 | 52.3899
geo_advanced_95 | Gen & Stor O&M | 2020 | 16.6036 | 46.5751
geo_advanced_95 | Gen & Stor O&M | 2021 | 16.6036 | 45.7419
geo_advanced_95 | Gen & Stor O&M | 2022 | 17.3015 | 53.4819
geo_advanced_95 | Gen & Stor O&M | 2023 | 17.3015 | 52.4657
geo_advanced_95 | Gen & Stor O&M | 2024 | 16.8253 | 46.7256
geo_advanced_95 | Gen & Stor O&M | 2025 | 16.8253 | 46.1522
geo_advanced_95 | Gen & Stor O&M | 2026 | 17.2158 | 45.8715
geo_advanced_95 | Gen & Stor O&M | 2027 | 17.2158 | 45.3118
geo_advanced_95 | Gen & Stor O&M | 2028 | 17.5492 | 45.1496
geo_advanced_95 | Gen & Stor O&M | 2029 | 17.5492 | 44.8447
geo_advanced_95 | Gen & Stor O&M | 2030 | 17.7723 | 44.4166
geo_advanced_95 | Gen & Stor O&M | 2031 | 17.7723 | 44.4166
geo_advanced_95 | Gen & Stor O&M | 2032 | 17.9278 | 43.9429
geo_advanced_95 | Gen & Stor O&M | 2033 | 17.9278 | 43.9429
geo_advanced_95 | Gen & Stor O&M | 2034 | 17.944 | 44.486
geo_advanced_95 | Gen & Stor O&M | 2035 | 17.944 | 44.486
geo_advanced_95 | Gen & Stor O&M | 2036 | 18.0235 | 44.0508
geo_advanced_95 | Gen & Stor O&M | 2037 | 18.0235 | 44.0508
geo_advanced_95 | Gen & Stor O&M | 2038 | 17.8944 | 45.0602
geo_advanced_95 | Gen & Stor O&M | 2039 | 17.8944 | 45.0602
geo_advanced_95 | Gen & Stor O&M | 2040 | 17.492 | 46.2676
geo_advanced_95 | Gen & Stor O&M | 2041 | 17.492 | 46.2676
geo_advanced_95 | Gen & Stor O&M | 2042 | 17.1223 | 44.4902
geo_advanced_95 | Gen & Stor O&M | 2043 | 17.1223 | 44.4902
geo_advanced_95 | Gen & Stor O&M | 2044 | 16.8418 | 43.8171
geo_advanced_95 | Gen & Stor O&M | 2045 | 16.8418 | 43.8171
geo_advanced_95 | Gen & Stor O&M | 2046 | 16.8634 | 44.6265
geo_advanced_95 | Gen & Stor O&M | 2047 | 16.8634 | 44.6265
geo_advanced_95 | Gen & Stor O&M | 2048 | 17.0182 | 44.1552
geo_advanced_95 | Gen & Stor O&M | 2049 | 17.0182 | 44.1552
geo_advanced_95 | Gen & Stor O&M | 2050 | 16.7565 | 45.3853
geo_advanced_95 | Fuel | 2010 | 28.8757 | 61.8829
geo_advanced_95 | Fuel | 2011 | 28.8757 | 61.4871
geo_advanced_95 | Fuel | 2012 | 20.3964 | 54.7992
geo_advanced_95 | Fuel | 2013 | 20.3964 | 54.5284
geo_advanced_95 | Fuel | 2014 | 25.3955 | 60.7409
geo_advanced_95 | Fuel | 2015 | 25.3955 | 60.367
geo_advanced_95 | Fuel | 2016 | 14.3945 | 51.2977
geo_advanced_95 | Fuel | 2017 | 14.3945 | 51.2151
geo_advanced_95 | Fuel | 2018 | 15.4045 | 52.5965
geo_advanced_95 | Fuel | 2019 | 15.4045 | 52.3899
geo_advanced_95 | Fuel | 2020 | 9.7488 | 46.5751
geo_advanced_95 | Fuel | 2021 | 9.7488 | 45.7419
geo_advanced_95 | Fuel | 2022 | 14.5809 | 53.4819
geo_advanced_95 | Fuel | 2023 | 14.5809 | 52.4657
geo_advanced_95 | Fuel | 2024 | 8.7222 | 46.7256
geo_advanced_95 | Fuel | 2025 | 8.7222 | 46.1522
geo_advanced_95 | Fuel | 2026 | 7.2035 | 45.8715
geo_advanced_95 | Fuel | 2027 | 7.2035 | 45.3118
geo_advanced_95 | Fuel | 2028 | 5.8038 | 45.1496
geo_advanced_95 | Fuel | 2029 | 5.8038 | 44.8447
geo_advanced_95 | Fuel | 2030 | 4.7382 | 44.4166
geo_advanced_95 | Fuel | 2031 | 4.7382 | 44.4166
geo_advanced_95 | Fuel | 2032 | 4.2836 | 43.9429
geo_advanced_95 | Fuel | 2033 | 4.2836 | 43.9429
geo_advanced_95 | Fuel | 2034 | 3.7068 | 44.486
geo_advanced_95 | Fuel | 2035 | 3.7068 | 44.486
geo_advanced_95 | Fuel | 2036 | 3.4734 | 44.0508
geo_advanced_95 | Fuel | 2037 | 3.4734 | 44.0508
geo_advanced_95 | Fuel | 2038 | 3.4928 | 45.0602
geo_advanced_95 | Fuel | 2039 | 3.4928 | 45.0602
geo_advanced_95 | Fuel | 2040 | 3.8522 | 46.2676
geo_advanced_95 | Fuel | 2041 | 3.8522 | 46.2676
geo_advanced_95 | Fuel | 2042 | 4.1888 | 44.4902
geo_advanced_95 | Fuel | 2043 | 4.1888 | 44.4902
geo_advanced_95 | Fuel | 2044 | 4.1906 | 43.8171
geo_advanced_95 | Fuel | 2045 | 4.1906 | 43.8171
geo_advanced_95 | Fuel | 2046 | 3.3607 | 44.6265
geo_advanced_95 | Fuel | 2047 | 3.3607 | 44.6265
geo_advanced_95 | Fuel | 2048 | 2.5378 | 44.1552
geo_advanced_95 | Fuel | 2049 | 2.5378 | 44.1552
geo_advanced_95 | Fuel | 2050 | 1.8486 | 45.3853
geo_advanced_95 | Trans | 2010 | 0 | 61.8829
geo_advanced_95 | Trans | 2011 | 0 | 61.4871
geo_advanced_95 | Trans | 2012 | 0 | 54.7992
geo_advanced_95 | Trans | 2013 | 0 | 54.5284
geo_advanced_95 | Trans | 2014 | 0 | 60.7409
geo_advanced_95 | Trans | 2015 | 0 | 60.367
geo_advanced_95 | Trans | 2016 | 0 | 51.2977
geo_advanced_95 | Trans | 2017 | 0 | 51.2151
geo_advanced_95 | Trans | 2018 | 0 | 52.5965
geo_advanced_95 | Trans | 2019 | 0 | 52.3899
geo_advanced_95 | Trans | 2020 | 0 | 46.5751
geo_advanced_95 | Trans | 2021 | 0 | 45.7419
geo_advanced_95 | Trans | 2022 | 0 | 53.4819
geo_advanced_95 | Trans | 2023 | 0 | 52.4657
geo_advanced_95 | Trans | 2024 | 0 | 46.7256
geo_advanced_95 | Trans | 2025 | 0 | 46.1522
geo_advanced_95 | Trans | 2026 | 0 | 45.8715
geo_advanced_95 | Trans | 2027 | 0 | 45.3118
geo_advanced_95 | Trans | 2028 | 0 | 45.1496
geo_advanced_95 | Trans | 2029 | 0.54643 | 44.8447
geo_advanced_95 | Trans | 2030 | 0.93035 | 44.4166
geo_advanced_95 | Trans | 2031 | 0.93035 | 44.4166
geo_advanced_95 | Trans | 2032 | 1.3755 | 43.9429
geo_advanced_95 | Trans | 2033 | 1.3755 | 43.9429
geo_advanced_95 | Trans | 2034 | 1.8249 | 44.486
geo_advanced_95 | Trans | 2035 | 1.8249 | 44.486
geo_advanced_95 | Trans | 2036 | 2.2468 | 44.0508
geo_advanced_95 | Trans | 2037 | 2.2468 | 44.0508
geo_advanced_95 | Trans | 2038 | 2.6701 | 45.0602
geo_advanced_95 | Trans | 2039 | 2.6701 | 45.0602
geo_advanced_95 | Trans | 2040 | 3.1952 | 46.2676
geo_advanced_95 | Trans | 2041 | 3.1952 | 46.2676
geo_advanced_95 | Trans | 2042 | 3.7553 | 44.4902
geo_advanced_95 | Trans | 2043 | 3.7553 | 44.4902
geo_advanced_95 | Trans | 2044 | 4.3474 | 43.8171
geo_advanced_95 | Trans | 2045 | 4.3474 | 43.8171
geo_advanced_95 | Trans | 2046 | 4.9714 | 44.6265
geo_advanced_95 | Trans | 2047 | 4.9714 | 44.6265
geo_advanced_95 | Trans | 2048 | 5.5971 | 44.1552
geo_advanced_95 | Trans | 2049 | 5.5971 | 44.1552
geo_advanced_95 | Trans | 2050 | 6.0648 | 45.3853
geo_advanced_95 | POI | 2010 | 0.020981 | 61.8829
geo_advanced_95 | POI | 2011 | 0.020981 | 61.4871
geo_advanced_95 | POI | 2012 | 0.048341 | 54.7992
geo_advanced_95 | POI | 2013 | 0.048341 | 54.5284
geo_advanced_95 | POI | 2014 | 0.062655 | 60.7409
geo_advanced_95 | POI | 2015 | 0.062655 | 60.367
geo_advanced_95 | POI | 2016 | 0.083469 | 51.2977
geo_advanced_95 | POI | 2017 | 0.083469 | 51.2151
geo_advanced_95 | POI | 2018 | 0.10222 | 52.5965
geo_advanced_95 | POI | 2019 | 0.10222 | 52.3899
geo_advanced_95 | POI | 2020 | 0.12515 | 46.5751
geo_advanced_95 | POI | 2021 | 0.12515 | 45.7419
geo_advanced_95 | POI | 2022 | 0.20177 | 53.4819
geo_advanced_95 | POI | 2023 | 0.20177 | 52.4657
geo_advanced_95 | POI | 2024 | 0.26909 | 46.7256
geo_advanced_95 | POI | 2025 | 0.26909 | 46.1522
geo_advanced_95 | POI | 2026 | 0.34938 | 45.8715
geo_advanced_95 | POI | 2027 | 0.34938 | 45.3118
geo_advanced_95 | POI | 2028 | 0.42373 | 45.1496
geo_advanced_95 | POI | 2029 | 0.42373 | 44.8447
geo_advanced_95 | POI | 2030 | 0.50627 | 44.4166
geo_advanced_95 | POI | 2031 | 0.50627 | 44.4166
geo_advanced_95 | POI | 2032 | 0.52888 | 43.9429
geo_advanced_95 | POI | 2033 | 0.52888 | 43.9429
geo_advanced_95 | POI | 2034 | 0.57709 | 44.486
geo_advanced_95 | POI | 2035 | 0.57709 | 44.486
geo_advanced_95 | POI | 2036 | 0.59757 | 44.0508
geo_advanced_95 | POI | 2037 | 0.59757 | 44.0508
geo_advanced_95 | POI | 2038 | 0.5989 | 45.0602
geo_advanced_95 | POI | 2039 | 0.5989 | 45.0602
geo_advanced_95 | POI | 2040 | 0.5811 | 46.2676
geo_advanced_95 | POI | 2041 | 0.5811 | 46.2676
geo_advanced_95 | POI | 2042 | 0.52045 | 44.4902
geo_advanced_95 | POI | 2043 | 0.52045 | 44.4902
geo_advanced_95 | POI | 2044 | 0.47367 | 43.8171
geo_advanced_95 | POI | 2045 | 0.47367 | 43.8171
geo_advanced_95 | POI | 2046 | 0.44684 | 44.6265
geo_advanced_95 | POI | 2047 | 0.44684 | 44.6265
geo_advanced_95 | POI | 2048 | 0.44658 | 44.1552
geo_advanced_95 | POI | 2049 | 0.44658 | 44.1552
geo_advanced_95 | POI | 2050 | 0.44508 | 45.3853
geo_advanced_95 | Spur | 2010 | 0.01293 | 61.8829
geo_advanced_95 | Spur | 2011 | 0.01293 | 61.4871
geo_advanced_95 | Spur | 2012 | 0.070329 | 54.7992
geo_advanced_95 | Spur | 2013 | 0.070329 | 54.5284
geo_advanced_95 | Spur | 2014 | 0.094631 | 60.7409
geo_advanced_95 | Spur | 2015 | 0.094631 | 60.367
geo_advanced_95 | Spur | 2016 | 0.1569 | 51.2977
geo_advanced_95 | Spur | 2017 | 0.1569 | 51.2151
geo_advanced_95 | Spur | 2018 | 0.20116 | 52.5965
geo_advanced_95 | Spur | 2019 | 0.20116 | 52.3899
geo_advanced_95 | Spur | 2020 | 0.28011 | 46.5751
geo_advanced_95 | Spur | 2021 | 0.28011 | 45.7419
geo_advanced_95 | Spur | 2022 | 0.57953 | 53.4819
geo_advanced_95 | Spur | 2023 | 0.57953 | 52.4657
geo_advanced_95 | Spur | 2024 | 0.93892 | 46.7256
geo_advanced_95 | Spur | 2025 | 0.93892 | 46.1522
geo_advanced_95 | Spur | 2026 | 1.2381 | 45.8715
geo_advanced_95 | Spur | 2027 | 1.2381 | 45.3118
geo_advanced_95 | Spur | 2028 | 1.5118 | 45.1496
geo_advanced_95 | Spur | 2029 | 1.5118 | 44.8447
geo_advanced_95 | Spur | 2030 | 1.8269 | 44.4166
geo_advanced_95 | Spur | 2031 | 1.8269 | 44.4166
geo_advanced_95 | Spur | 2032 | 1.9066 | 43.9429
geo_advanced_95 | Spur | 2033 | 1.9066 | 43.9429
geo_advanced_95 | Spur | 2034 | 2.0923 | 44.486
geo_advanced_95 | Spur | 2035 | 2.0923 | 44.486
geo_advanced_95 | Spur | 2036 | 2.1623 | 44.0508
geo_advanced_95 | Spur | 2037 | 2.1623 | 44.0508
geo_advanced_95 | Spur | 2038 | 2.1596 | 45.0602
geo_advanced_95 | Spur | 2039 | 2.1596 | 45.0602
geo_advanced_95 | Spur | 2040 | 2.0912 | 46.2676
geo_advanced_95 | Spur | 2041 | 2.0912 | 46.2676
geo_advanced_95 | Spur | 2042 | 1.8592 | 44.4902
geo_advanced_95 | Spur | 2043 | 1.8592 | 44.4902
geo_advanced_95 | Spur | 2044 | 1.5972 | 43.8171
geo_advanced_95 | Spur | 2045 | 1.5972 | 43.8171
geo_advanced_95 | Spur | 2046 | 1.4864 | 44.6265
geo_advanced_95 | Spur | 2047 | 1.4864 | 44.6265
geo_advanced_95 | Spur | 2048 | 1.5082 | 44.1552
geo_advanced_95 | Spur | 2049 | 1.5082 | 44.1552
geo_advanced_95 | Spur | 2050 | 1.4878 | 45.3853
geo_advanced_95 | Trans O&M | 2010 | 2.9658 | 61.8829
geo_advanced_95 | Trans O&M | 2011 | 2.9658 | 61.4871
geo_advanced_95 | Trans O&M | 2012 | 3.0325 | 54.7992
geo_advanced_95 | Trans O&M | 2013 | 3.0325 | 54.5284
geo_advanced_95 | Trans O&M | 2014 | 2.9886 | 60.7409
geo_advanced_95 | Trans O&M | 2015 | 2.9886 | 60.367
geo_advanced_95 | Trans O&M | 2016 | 3.0263 | 51.2977
geo_advanced_95 | Trans O&M | 2017 | 3.0263 | 51.2151
geo_advanced_95 | Trans O&M | 2018 | 3.0199 | 52.5965
geo_advanced_95 | Trans O&M | 2019 | 3.0199 | 52.3899
geo_advanced_95 | Trans O&M | 2020 | 2.9416 | 46.5751
geo_advanced_95 | Trans O&M | 2021 | 2.9416 | 45.7419
geo_advanced_95 | Trans O&M | 2022 | 2.9342 | 53.4819
geo_advanced_95 | Trans O&M | 2023 | 2.9342 | 52.4657
geo_advanced_95 | Trans O&M | 2024 | 2.9623 | 46.7256
geo_advanced_95 | Trans O&M | 2025 | 2.9623 | 46.1522
geo_advanced_95 | Trans O&M | 2026 | 2.9886 | 45.8715
geo_advanced_95 | Trans O&M | 2027 | 2.9886 | 45.3118
geo_advanced_95 | Trans O&M | 2028 | 3.1255 | 45.1496
geo_advanced_95 | Trans O&M | 2029 | 3.1255 | 44.8447
geo_advanced_95 | Trans O&M | 2030 | 3.2702 | 44.4166
geo_advanced_95 | Trans O&M | 2031 | 3.2702 | 44.4166
geo_advanced_95 | Trans O&M | 2032 | 3.4258 | 43.9429
geo_advanced_95 | Trans O&M | 2033 | 3.4258 | 43.9429
geo_advanced_95 | Trans O&M | 2034 | 3.5873 | 44.486
geo_advanced_95 | Trans O&M | 2035 | 3.5873 | 44.486
geo_advanced_95 | Trans O&M | 2036 | 3.7241 | 44.0508
geo_advanced_95 | Trans O&M | 2037 | 3.7241 | 44.0508
geo_advanced_95 | Trans O&M | 2038 | 3.8487 | 45.0602
geo_advanced_95 | Trans O&M | 2039 | 3.8487 | 45.0602
geo_advanced_95 | Trans O&M | 2040 | 4.0083 | 46.2676
geo_advanced_95 | Trans O&M | 2041 | 4.0083 | 46.2676
geo_advanced_95 | Trans O&M | 2042 | 4.1858 | 44.4902
geo_advanced_95 | Trans O&M | 2043 | 4.1858 | 44.4902
geo_advanced_95 | Trans O&M | 2044 | 4.3864 | 43.8171
geo_advanced_95 | Trans O&M | 2045 | 4.3864 | 43.8171
geo_advanced_95 | Trans O&M | 2046 | 4.6207 | 44.6265
geo_advanced_95 | Trans O&M | 2047 | 4.6207 | 44.6265
geo_advanced_95 | Trans O&M | 2048 | 4.878 | 44.1552
geo_advanced_95 | Trans O&M | 2049 | 4.878 | 44.1552
geo_advanced_95 | Trans O&M | 2050 | 5.0849 | 45.3853
geo_advanced_95 | CO2 T&S Capex | 2010 | 0 | 61.8829
geo_advanced_95 | CO2 T&S Capex | 2011 | 0 | 61.4871
geo_advanced_95 | CO2 T&S Capex | 2012 | 0 | 54.7992
geo_advanced_95 | CO2 T&S Capex | 2013 | 0 | 54.5284
geo_advanced_95 | CO2 T&S Capex | 2014 | 0 | 60.7409
geo_advanced_95 | CO2 T&S Capex | 2015 | 0 | 60.367
geo_advanced_95 | CO2 T&S Capex | 2016 | 0 | 51.2977
geo_advanced_95 | CO2 T&S Capex | 2017 | 0 | 51.2151
geo_advanced_95 | CO2 T&S Capex | 2018 | 0 | 52.5965
geo_advanced_95 | CO2 T&S Capex | 2019 | 0 | 52.3899
geo_advanced_95 | CO2 T&S Capex | 2020 | 0 | 46.5751
geo_advanced_95 | CO2 T&S Capex | 2021 | 0 | 45.7419
geo_advanced_95 | CO2 T&S Capex | 2022 | 0 | 53.4819
geo_advanced_95 | CO2 T&S Capex | 2023 | 0 | 52.4657
geo_advanced_95 | CO2 T&S Capex | 2024 | 0 | 46.7256
geo_advanced_95 | CO2 T&S Capex | 2025 | 0 | 46.1522
geo_advanced_95 | CO2 T&S Capex | 2026 | 0 | 45.8715
geo_advanced_95 | CO2 T&S Capex | 2027 | 0 | 45.3118
geo_advanced_95 | CO2 T&S Capex | 2028 | 0.061423 | 45.1496
geo_advanced_95 | CO2 T&S Capex | 2029 | 0.061423 | 44.8447
geo_advanced_95 | CO2 T&S Capex | 2030 | 0.059809 | 44.4166
geo_advanced_95 | CO2 T&S Capex | 2031 | 0.059809 | 44.4166
geo_advanced_95 | CO2 T&S Capex | 2032 | 0.058217 | 43.9429
geo_advanced_95 | CO2 T&S Capex | 2033 | 0.058217 | 43.9429
geo_advanced_95 | CO2 T&S Capex | 2034 | 0.056635 | 44.486
geo_advanced_95 | CO2 T&S Capex | 2035 | 0.056635 | 44.486
geo_advanced_95 | CO2 T&S Capex | 2036 | 0.05495 | 44.0508
geo_advanced_95 | CO2 T&S Capex | 2037 | 0.05495 | 44.0508
geo_advanced_95 | CO2 T&S Capex | 2038 | 0.053282 | 45.0602
geo_advanced_95 | CO2 T&S Capex | 2039 | 0.053282 | 45.0602
geo_advanced_95 | CO2 T&S Capex | 2040 | 0.0035414 | 46.2676
geo_advanced_95 | CO2 T&S Capex | 2041 | 0.0035414 | 46.2676
geo_advanced_95 | CO2 T&S Capex | 2042 | 0.0034455 | 44.4902
geo_advanced_95 | CO2 T&S Capex | 2043 | 0.0034455 | 44.4902
geo_advanced_95 | CO2 T&S Capex | 2044 | 0.0033593 | 43.8171
geo_advanced_95 | CO2 T&S Capex | 2045 | 0.0033593 | 43.8171
geo_advanced_95 | CO2 T&S Capex | 2046 | 0.037602 | 44.6265
geo_advanced_95 | CO2 T&S Capex | 2047 | 0.037602 | 44.6265
geo_advanced_95 | CO2 T&S Capex | 2048 | 0.041941 | 44.1552
geo_advanced_95 | CO2 T&S Capex | 2049 | 0.041941 | 44.1552
geo_advanced_95 | CO2 T&S Capex | 2050 | 0.030156 | 45.3853
geo_advanced_95 | ACP | 2010 | 0 | 61.8829
geo_advanced_95 | ACP | 2011 | 0 | 61.4871
geo_advanced_95 | ACP | 2012 | 0 | 54.7992
geo_advanced_95 | ACP | 2013 | 0 | 54.5284
geo_advanced_95 | ACP | 2014 | 0 | 60.7409
geo_advanced_95 | ACP | 2015 | 0 | 60.367
geo_advanced_95 | ACP | 2016 | 0 | 51.2977
geo_advanced_95 | ACP | 2017 | 0 | 51.2151
geo_advanced_95 | ACP | 2018 | 0 | 52.5965
geo_advanced_95 | ACP | 2019 | 0 | 52.3899
geo_advanced_95 | ACP | 2020 | 0.39486 | 46.5751
geo_advanced_95 | ACP | 2021 | 0.39486 | 45.7419
geo_advanced_95 | ACP | 2022 | 0.00022304 | 53.4819
geo_advanced_95 | ACP | 2023 | 0.00022304 | 52.4657
geo_advanced_95 | ACP | 2024 | 0.00018859 | 46.7256
geo_advanced_95 | ACP | 2025 | 0.00018859 | 46.1522
geo_advanced_95 | ACP | 2026 | 0.00014247 | 45.8715
geo_advanced_95 | ACP | 2027 | 0.00014247 | 45.3118
geo_advanced_95 | ACP | 2028 | 0.00012172 | 45.1496
geo_advanced_95 | ACP | 2029 | 0.00012172 | 44.8447
geo_advanced_95 | ACP | 2030 | 6.3764e-05 | 44.4166
geo_advanced_95 | ACP | 2031 | 6.3764e-05 | 44.4166
geo_advanced_95 | ACP | 2032 | 6.2074e-05 | 43.9429
geo_advanced_95 | ACP | 2033 | 6.2074e-05 | 43.9429
geo_advanced_95 | ACP | 2034 | 6.0387e-05 | 44.486
geo_advanced_95 | ACP | 2035 | 6.0387e-05 | 44.486
geo_advanced_95 | ACP | 2036 | 6.1084e-05 | 44.0508
geo_advanced_95 | ACP | 2037 | 6.1084e-05 | 44.0508
geo_advanced_95 | ACP | 2038 | 6.2303e-05 | 45.0602
geo_advanced_95 | ACP | 2039 | 6.2303e-05 | 45.0602
geo_advanced_95 | ACP | 2040 | 5.6636e-05 | 46.2676
geo_advanced_95 | ACP | 2041 | 5.6636e-05 | 46.2676
geo_advanced_95 | ACP | 2042 | 0.015969 | 44.4902
geo_advanced_95 | ACP | 2043 | 0.015969 | 44.4902
geo_advanced_95 | ACP | 2044 | 5.3723e-05 | 43.8171
geo_advanced_95 | ACP | 2045 | 5.3723e-05 | 43.8171
geo_advanced_95 | ACP | 2046 | 5.2437e-05 | 44.6265
geo_advanced_95 | ACP | 2047 | 5.2437e-05 | 44.6265
geo_advanced_95 | ACP | 2048 | 5.1218e-05 | 44.1552
geo_advanced_95 | ACP | 2049 | 5.1218e-05 | 44.1552
geo_advanced_95 | ACP | 2050 | 5.0034e-05 | 45.3853

## 20_National OpRes Price ($-MW-h
type | subtype | scenario | year | $
oper_res | flex | geo_advanced_95 | 2010 | 0.088316
oper_res | flex | geo_advanced_95 | 2012 | 0.077887
oper_res | flex | geo_advanced_95 | 2014 | 0.098782
oper_res | flex | geo_advanced_95 | 2016 | 0.088839
oper_res | flex | geo_advanced_95 | 2018 | 0.24011
oper_res | flex | geo_advanced_95 | 2020 | 1.2666
oper_res | flex | geo_advanced_95 | 2022 | 0.63478
oper_res | flex | geo_advanced_95 | 2024 | 0.9883
oper_res | flex | geo_advanced_95 | 2026 | 1.2998
oper_res | flex | geo_advanced_95 | 2028 | 1.882
oper_res | flex | geo_advanced_95 | 2030 | 2.1794
oper_res | flex | geo_advanced_95 | 2032 | 1.6713
oper_res | flex | geo_advanced_95 | 2034 | 1.431
oper_res | flex | geo_advanced_95 | 2036 | 1.1782
oper_res | flex | geo_advanced_95 | 2038 | 0.89438
oper_res | flex | geo_advanced_95 | 2040 | 0.7085
oper_res | flex | geo_advanced_95 | 2042 | 0.56923
oper_res | flex | geo_advanced_95 | 2044 | 0.6422
oper_res | flex | geo_advanced_95 | 2046 | 2.0457
oper_res | flex | geo_advanced_95 | 2048 | 2.7104
oper_res | flex | geo_advanced_95 | 2050 | 0.99906
oper_res | reg | geo_advanced_95 | 2010 | 4.8822
oper_res | reg | geo_advanced_95 | 2012 | 4.5581
oper_res | reg | geo_advanced_95 | 2014 | 4.6967
oper_res | reg | geo_advanced_95 | 2016 | 4.2255
oper_res | reg | geo_advanced_95 | 2018 | 4.4538
oper_res | reg | geo_advanced_95 | 2020 | 5.874
oper_res | reg | geo_advanced_95 | 2022 | 4.0869
oper_res | reg | geo_advanced_95 | 2024 | 3.6458
oper_res | reg | geo_advanced_95 | 2026 | 3.4872
oper_res | reg | geo_advanced_95 | 2028 | 2.6951
oper_res | reg | geo_advanced_95 | 2030 | 2.3425
oper_res | reg | geo_advanced_95 | 2032 | 1.7797
oper_res | reg | geo_advanced_95 | 2034 | 1.4003
oper_res | reg | geo_advanced_95 | 2036 | 1.1693
oper_res | reg | geo_advanced_95 | 2038 | 0.93898
oper_res | reg | geo_advanced_95 | 2040 | 0.81567
oper_res | reg | geo_advanced_95 | 2042 | 0.79777
oper_res | reg | geo_advanced_95 | 2044 | 0.90558
oper_res | reg | geo_advanced_95 | 2046 | 1.5873
oper_res | reg | geo_advanced_95 | 2048 | 2.3399
oper_res | reg | geo_advanced_95 | 2050 | 1.0724
oper_res | spin | geo_advanced_95 | 2010 | 2.0066
oper_res | spin | geo_advanced_95 | 2012 | 1.3927
oper_res | spin | geo_advanced_95 | 2014 | 1.7071
oper_res | spin | geo_advanced_95 | 2016 | 1.111
oper_res | spin | geo_advanced_95 | 2018 | 1.2431
oper_res | spin | geo_advanced_95 | 2020 | 2.3803
oper_res | spin | geo_advanced_95 | 2022 | 1.1284
oper_res | spin | geo_advanced_95 | 2024 | 0.84523
oper_res | spin | geo_advanced_95 | 2026 | 0.78127
oper_res | spin | geo_advanced_95 | 2028 | 0.90181
oper_res | spin | geo_advanced_95 | 2030 | 0.80964
oper_res | spin | geo_advanced_95 | 2032 | 0.6744
oper_res | spin | geo_advanced_95 | 2034 | 0.65866
oper_res | spin | geo_advanced_95 | 2036 | 0.56318
oper_res | spin | geo_advanced_95 | 2038 | 0.43454
oper_res | spin | geo_advanced_95 | 2040 | 0.37976
oper_res | spin | geo_advanced_95 | 2042 | 0.37794
oper_res | spin | geo_advanced_95 | 2044 | 0.40699
oper_res | spin | geo_advanced_95 | 2046 | 0.95893
oper_res | spin | geo_advanced_95 | 2048 | 1.4428
oper_res | spin | geo_advanced_95 | 2050 | 0.58069

## 21_National OpRes Price by time
scenario | subtype | type | timeslice | $ | Net Level $
geo_advanced_95 | flex | oper_res | 1 | 0.25764 | 0.25764
geo_advanced_95 | flex | oper_res | 2 | 0.50458 | 0.50458
geo_advanced_95 | flex | oper_res | 3 | 0.013986 | 0.013986
geo_advanced_95 | flex | oper_res | 4 | 0.93311 | 0.93311
geo_advanced_95 | flex | oper_res | 5 | 1.128 | 1.128
geo_advanced_95 | flex | oper_res | 6 | 1.8876 | 1.8876
geo_advanced_95 | flex | oper_res | 7 | 0.5848 | 0.5848
geo_advanced_95 | flex | oper_res | 8 | 3.5687 | 3.5687
geo_advanced_95 | flex | oper_res | 9 | 0.34587 | 0.34587
geo_advanced_95 | flex | oper_res | 10 | -0.0025281 | -0.0025281
geo_advanced_95 | flex | oper_res | 11 | 0.088436 | 0.088436
geo_advanced_95 | flex | oper_res | 12 | 1.3784 | 1.3784
geo_advanced_95 | flex | oper_res | 13 | 0.50399 | 0.50399
geo_advanced_95 | flex | oper_res | 14 | 1.3031 | 1.3031
geo_advanced_95 | flex | oper_res | 15 | 0.17805 | 0.17805
geo_advanced_95 | flex | oper_res | 16 | 3.5166 | 3.5166
geo_advanced_95 | flex | oper_res | 17 | 1.8827 | 1.8827
geo_advanced_95 | reg | oper_res | 1 | 0.54887 | 0.54887
geo_advanced_95 | reg | oper_res | 2 | 0.90226 | 0.90226
geo_advanced_95 | reg | oper_res | 3 | 0.46385 | 0.46385
geo_advanced_95 | reg | oper_res | 4 | 1.1081 | 1.1081
geo_advanced_95 | reg | oper_res | 5 | 0.84356 | 0.84356
geo_advanced_95 | reg | oper_res | 6 | 1.924 | 1.924
geo_advanced_95 | reg | oper_res | 7 | 0.73739 | 0.73739
geo_advanced_95 | reg | oper_res | 8 | 3.2978 | 3.2978
geo_advanced_95 | reg | oper_res | 9 | 0.55287 | 0.55287
geo_advanced_95 | reg | oper_res | 10 | 0.40883 | 0.40883
geo_advanced_95 | reg | oper_res | 11 | 0.49625 | 0.49625
geo_advanced_95 | reg | oper_res | 12 | 1.5719 | 1.5719
geo_advanced_95 | reg | oper_res | 13 | 0.38298 | 0.38298
geo_advanced_95 | reg | oper_res | 14 | 1.6239 | 1.6239
geo_advanced_95 | reg | oper_res | 15 | 0.25433 | 0.25433
geo_advanced_95 | reg | oper_res | 16 | 2.5275 | 2.5275
geo_advanced_95 | reg | oper_res | 17 | 2.5846 | 2.5846
geo_advanced_95 | spin | oper_res | 1 | 0.059592 | 0.059592
geo_advanced_95 | spin | oper_res | 2 | 0.4455 | 0.4455
geo_advanced_95 | spin | oper_res | 3 | 0.0086784 | 0.0086784
geo_advanced_95 | spin | oper_res | 4 | 0.53608 | 0.53608
geo_advanced_95 | spin | oper_res | 5 | 0.24848 | 0.24848
geo_advanced_95 | spin | oper_res | 6 | 1.3166 | 1.3166
geo_advanced_95 | spin | oper_res | 7 | 0.33613 | 0.33613
geo_advanced_95 | spin | oper_res | 8 | 2.1739 | 2.1739
geo_advanced_95 | spin | oper_res | 9 | 0.079535 | 0.079535
geo_advanced_95 | spin | oper_res | 10 | -0.00075713 | -0.00075713
geo_advanced_95 | spin | oper_res | 11 | 0.044174 | 0.044174
geo_advanced_95 | spin | oper_res | 12 | 1.0385 | 1.0385
geo_advanced_95 | spin | oper_res | 13 | 0.12313 | 0.12313
geo_advanced_95 | spin | oper_res | 14 | 1.6556 | 1.6556
geo_advanced_95 | spin | oper_res | 15 | 0.23078 | 0.23078
geo_advanced_95 | spin | oper_res | 16 | 1.8073 | 1.8073
geo_advanced_95 | spin | oper_res | 17 | 1.8272 | 1.8272

## 22_Final Regional Energy Price
type | scenario | rb | $
load | geo_advanced_95 | p1 | 22.8265
load | geo_advanced_95 | p10 | 27.2196
load | geo_advanced_95 | p100 | 31.7743
load | geo_advanced_95 | p101 | 38.2399
load | geo_advanced_95 | p102 | 39.0958
load | geo_advanced_95 | p103 | 29.6768
load | geo_advanced_95 | p104 | 29.3009
load | geo_advanced_95 | p105 | 29.126
load | geo_advanced_95 | p106 | 29.1715
load | geo_advanced_95 | p107 | 29.1947
load | geo_advanced_95 | p108 | 29.2607
load | geo_advanced_95 | p109 | 29.8261
load | geo_advanced_95 | p11 | 27.4764
load | geo_advanced_95 | p110 | 31.1136
load | geo_advanced_95 | p111 | 30.2783
load | geo_advanced_95 | p112 | 30.4682
load | geo_advanced_95 | p113 | 30.3107
load | geo_advanced_95 | p114 | 30.27
load | geo_advanced_95 | p115 | 31.4547
load | geo_advanced_95 | p116 | 31.2348
load | geo_advanced_95 | p117 | 31.0221
load | geo_advanced_95 | p118 | 31.5507
load | geo_advanced_95 | p119 | 33.0643
load | geo_advanced_95 | p12 | 21.1622
load | geo_advanced_95 | p120 | 32.6298
load | geo_advanced_95 | p121 | 32.6041
load | geo_advanced_95 | p122 | 33.2531
load | geo_advanced_95 | p123 | 33.0688
load | geo_advanced_95 | p124 | 32.3909
load | geo_advanced_95 | p125 | 34.0276
load | geo_advanced_95 | p126 | 33.5748
load | geo_advanced_95 | p127 | 33.8335
load | geo_advanced_95 | p128 | 35.0106
load | geo_advanced_95 | p129 | 33.1577
load | geo_advanced_95 | p13 | 22.3186
load | geo_advanced_95 | p130 | 34.1935
load | geo_advanced_95 | p131 | 34.4175
load | geo_advanced_95 | p132 | 34.5599
load | geo_advanced_95 | p133 | 34.7328
load | geo_advanced_95 | p134 | 33.5963
load | geo_advanced_95 | p14 | 22.3684
load | geo_advanced_95 | p15 | 21.9849
load | geo_advanced_95 | p16 | 21.8989
load | geo_advanced_95 | p17 | 21.7267
load | geo_advanced_95 | p18 | 21.7486
load | geo_advanced_95 | p19 | 21.2958
load | geo_advanced_95 | p2 | 22.7157
load | geo_advanced_95 | p20 | 21.8195
load | geo_advanced_95 | p21 | 20.9177
load | geo_advanced_95 | p22 | 20.3982
load | geo_advanced_95 | p23 | 20.1006
load | geo_advanced_95 | p24 | 20.2635
load | geo_advanced_95 | p25 | 21.8778
load | geo_advanced_95 | p26 | 21.2575
load | geo_advanced_95 | p27 | 21.1361
load | geo_advanced_95 | p28 | 22.0023
load | geo_advanced_95 | p29 | 20.4931
load | geo_advanced_95 | p3 | 22.5888
load | geo_advanced_95 | p30 | 22.0537
load | geo_advanced_95 | p31 | 20.9044
load | geo_advanced_95 | p32 | 20.1654
load | geo_advanced_95 | p33 | 20.3373
load | geo_advanced_95 | p34 | 20.0476
load | geo_advanced_95 | p35 | 21.8251
load | geo_advanced_95 | p36 | 21.7996
load | geo_advanced_95 | p37 | 22.338
load | geo_advanced_95 | p38 | 22.7028
load | geo_advanced_95 | p39 | 24.4643
load | geo_advanced_95 | p4 | 22.7391
load | geo_advanced_95 | p40 | 25.3302
load | geo_advanced_95 | p41 | 24.3884
load | geo_advanced_95 | p42 | 22.2449
load | geo_advanced_95 | p43 | 22.9022
load | geo_advanced_95 | p44 | 22.7925
load | geo_advanced_95 | p45 | 24.4023
load | geo_advanced_95 | p46 | 24.8832
load | geo_advanced_95 | p47 | 22.7337
load | geo_advanced_95 | p48 | 23.144
load | geo_advanced_95 | p49 | 23.331
load | geo_advanced_95 | p5 | 22.6061
load | geo_advanced_95 | p50 | 24.4494
load | geo_advanced_95 | p51 | 24.5319
load | geo_advanced_95 | p52 | 23.8624
load | geo_advanced_95 | p53 | 24.4542
load | geo_advanced_95 | p54 | 24.9074
load | geo_advanced_95 | p55 | 25.3554
load | geo_advanced_95 | p56 | 24.7831
load | geo_advanced_95 | p57 | 26.9079
load | geo_advanced_95 | p58 | 29.8401
load | geo_advanced_95 | p59 | 21.2907
load | geo_advanced_95 | p6 | 22.6442
load | geo_advanced_95 | p60 | 22.5592
load | geo_advanced_95 | p61 | 22.129
load | geo_advanced_95 | p62 | 23.598
load | geo_advanced_95 | p63 | 23.8255
load | geo_advanced_95 | p64 | 23.1082
load | geo_advanced_95 | p65 | 23.1017
load | geo_advanced_95 | p66 | 29.0555
load | geo_advanced_95 | p67 | 24.2205
load | geo_advanced_95 | p68 | 23.0016
load | geo_advanced_95 | p69 | 24.5627
load | geo_advanced_95 | p7 | 22.525
load | geo_advanced_95 | p70 | 24.6314
load | geo_advanced_95 | p71 | 25.5822
load | geo_advanced_95 | p72 | 26.0048
load | geo_advanced_95 | p73 | 26.433
load | geo_advanced_95 | p74 | 26.563
load | geo_advanced_95 | p75 | 26.8371
load | geo_advanced_95 | p76 | 26.825
load | geo_advanced_95 | p77 | 24.8948
load | geo_advanced_95 | p78 | 26.5447
load | geo_advanced_95 | p79 | 27.4068
load | geo_advanced_95 | p8 | 22.9298
load | geo_advanced_95 | p80 | 27.9343
load | geo_advanced_95 | p81 | 26.3006
load | geo_advanced_95 | p82 | 26.5019
load | geo_advanced_95 | p83 | 27.6604
load | geo_advanced_95 | p84 | 26.4257
load | geo_advanced_95 | p85 | 26.9533
load | geo_advanced_95 | p86 | 29.2662
load | geo_advanced_95 | p87 | 29.5322
load | geo_advanced_95 | p88 | 30.2563
load | geo_advanced_95 | p89 | 30.5777
load | geo_advanced_95 | p9 | 26.31
load | geo_advanced_95 | p90 | 30.4455
load | geo_advanced_95 | p91 | 30.5049
load | geo_advanced_95 | p92 | 29.6657
load | geo_advanced_95 | p93 | 29.5323
load | geo_advanced_95 | p94 | 31.4926
load | geo_advanced_95 | p95 | 31.9791
load | geo_advanced_95 | p96 | 32.4877
load | geo_advanced_95 | p97 | 32.0226
load | geo_advanced_95 | p98 | 32.6629
load | geo_advanced_95 | p99 | 32.9518

## 23_National Seasonal Capacity P
type | timeslice | scenario | year | $
res_marg | fall | geo_advanced_95 | 2010 | 0
res_marg | fall | geo_advanced_95 | 2012 | 0
res_marg | fall | geo_advanced_95 | 2014 | 0
res_marg | fall | geo_advanced_95 | 2016 | 0
res_marg | fall | geo_advanced_95 | 2018 | 0
res_marg | fall | geo_advanced_95 | 2020 | 0
res_marg | fall | geo_advanced_95 | 2022 | 0
res_marg | fall | geo_advanced_95 | 2024 | 1.1007
res_marg | fall | geo_advanced_95 | 2026 | 4.0785
res_marg | fall | geo_advanced_95 | 2028 | 3.0496
res_marg | fall | geo_advanced_95 | 2030 | 4.4821
res_marg | fall | geo_advanced_95 | 2032 | 5.1823
res_marg | fall | geo_advanced_95 | 2034 | 8.2661
res_marg | fall | geo_advanced_95 | 2036 | 9.0368
res_marg | fall | geo_advanced_95 | 2038 | 8.934
res_marg | fall | geo_advanced_95 | 2040 | 8.5622
res_marg | fall | geo_advanced_95 | 2042 | 5.8974
res_marg | fall | geo_advanced_95 | 2044 | 7.5634
res_marg | fall | geo_advanced_95 | 2046 | 11.8813
res_marg | fall | geo_advanced_95 | 2048 | 13.5693
res_marg | fall | geo_advanced_95 | 2050 | 28.2363
res_marg | spri | geo_advanced_95 | 2010 | 0
res_marg | spri | geo_advanced_95 | 2012 | 0
res_marg | spri | geo_advanced_95 | 2014 | 0
res_marg | spri | geo_advanced_95 | 2016 | 0
res_marg | spri | geo_advanced_95 | 2018 | 0
res_marg | spri | geo_advanced_95 | 2020 | 0
res_marg | spri | geo_advanced_95 | 2022 | 0
res_marg | spri | geo_advanced_95 | 2024 | 0
res_marg | spri | geo_advanced_95 | 2026 | 0
res_marg | spri | geo_advanced_95 | 2028 | 0
res_marg | spri | geo_advanced_95 | 2030 | 0.013596
res_marg | spri | geo_advanced_95 | 2032 | 0
res_marg | spri | geo_advanced_95 | 2034 | -0.0060932
res_marg | spri | geo_advanced_95 | 2036 | 1.1561e-10
res_marg | spri | geo_advanced_95 | 2038 | 0
res_marg | spri | geo_advanced_95 | 2040 | -5.4588e-06
res_marg | spri | geo_advanced_95 | 2042 | 0
res_marg | spri | geo_advanced_95 | 2044 | 0
res_marg | spri | geo_advanced_95 | 2046 | 0.00035667
res_marg | spri | geo_advanced_95 | 2048 | 0
res_marg | spri | geo_advanced_95 | 2050 | 0.0013659
res_marg | summ | geo_advanced_95 | 2010 | 0
res_marg | summ | geo_advanced_95 | 2012 | 0
res_marg | summ | geo_advanced_95 | 2014 | 0
res_marg | summ | geo_advanced_95 | 2016 | 0
res_marg | summ | geo_advanced_95 | 2018 | 0
res_marg | summ | geo_advanced_95 | 2020 | 0
res_marg | summ | geo_advanced_95 | 2022 | 0.19538
res_marg | summ | geo_advanced_95 | 2024 | 12.517
res_marg | summ | geo_advanced_95 | 2026 | 42.5805
res_marg | summ | geo_advanced_95 | 2028 | 55.0185
res_marg | summ | geo_advanced_95 | 2030 | 53.1815
res_marg | summ | geo_advanced_95 | 2032 | 56.4447
res_marg | summ | geo_advanced_95 | 2034 | 63.306
res_marg | summ | geo_advanced_95 | 2036 | 70.5858
res_marg | summ | geo_advanced_95 | 2038 | 77.3543
res_marg | summ | geo_advanced_95 | 2040 | 80.0376
res_marg | summ | geo_advanced_95 | 2042 | 82.0008
res_marg | summ | geo_advanced_95 | 2044 | 80.6294
res_marg | summ | geo_advanced_95 | 2046 | 81.4791
res_marg | summ | geo_advanced_95 | 2048 | 83.509
res_marg | summ | geo_advanced_95 | 2050 | 165.0554
res_marg | wint | geo_advanced_95 | 2010 | 0
res_marg | wint | geo_advanced_95 | 2012 | 0
res_marg | wint | geo_advanced_95 | 2014 | 0
res_marg | wint | geo_advanced_95 | 2016 | 0
res_marg | wint | geo_advanced_95 | 2018 | 0
res_marg | wint | geo_advanced_95 | 2020 | 0
res_marg | wint | geo_advanced_95 | 2022 | 0
res_marg | wint | geo_advanced_95 | 2024 | 0
res_marg | wint | geo_advanced_95 | 2026 | 1.2729e-11
res_marg | wint | geo_advanced_95 | 2028 | 0
res_marg | wint | geo_advanced_95 | 2030 | 0
res_marg | wint | geo_advanced_95 | 2032 | 0
res_marg | wint | geo_advanced_95 | 2034 | 0
res_marg | wint | geo_advanced_95 | 2036 | 0.058005
res_marg | wint | geo_advanced_95 | 2038 | 0
res_marg | wint | geo_advanced_95 | 2040 | 0
res_marg | wint | geo_advanced_95 | 2042 | 0
res_marg | wint | geo_advanced_95 | 2044 | 0
res_marg | wint | geo_advanced_95 | 2046 | 0
res_marg | wint | geo_advanced_95 | 2048 | 0
res_marg | wint | geo_advanced_95 | 2050 | 0.28717

## 24_National Annual Capacity Pri
type | scenario | year | $
res_marg_ann | geo_advanced_95 | 2010 | 0
res_marg_ann | geo_advanced_95 | 2012 | 0
res_marg_ann | geo_advanced_95 | 2014 | 0
res_marg_ann | geo_advanced_95 | 2016 | 0
res_marg_ann | geo_advanced_95 | 2018 | 0
res_marg_ann | geo_advanced_95 | 2020 | 0
res_marg_ann | geo_advanced_95 | 2022 | 0.18904
res_marg_ann | geo_advanced_95 | 2024 | 13.3932
res_marg_ann | geo_advanced_95 | 2026 | 46.2661
res_marg_ann | geo_advanced_95 | 2028 | 57.7607
res_marg_ann | geo_advanced_95 | 2030 | 57.2321
res_marg_ann | geo_advanced_95 | 2032 | 61.1539
res_marg_ann | geo_advanced_95 | 2034 | 70.854
res_marg_ann | geo_advanced_95 | 2036 | 78.9368
res_marg_ann | geo_advanced_95 | 2038 | 85.6213
res_marg_ann | geo_advanced_95 | 2040 | 88.002
res_marg_ann | geo_advanced_95 | 2042 | 87.5016
res_marg_ann | geo_advanced_95 | 2044 | 87.7904
res_marg_ann | geo_advanced_95 | 2046 | 92.7672
res_marg_ann | geo_advanced_95 | 2048 | 96.4814
res_marg_ann | geo_advanced_95 | 2050 | 192.5025

## 25_2022-2050 Present Value of S
cost_cat | scenario | Discounted Cost (Bil $) | Net Level Discounted Cost (Bil $)
PTC | geo_advanced_95 | -325.5604 | 3370.0304
ITC | geo_advanced_95 | -134.478 | 3370.0304
CCS Incentives | geo_advanced_95 | -12.5179 | 3370.0304
Gen & Stor Capex | geo_advanced_95 | 1578.2107 | 3370.0304
Gen & Stor O&M | geo_advanced_95 | 1281.7229 | 3370.0304
Fuel | geo_advanced_95 | 436.9228 | 3370.0304
Trans | geo_advanced_95 | 133.1732 | 3370.0304
POI | geo_advanced_95 | 32.6184 | 3370.0304
Spur | geo_advanced_95 | 114.6646 | 3370.0304
Trans O&M | geo_advanced_95 | 263.0209 | 3370.0304
CO2 T&S Capex | geo_advanced_95 | 2.1838 | 3370.0304
ACP | geo_advanced_95 | 0.06928 | 3370.0304

## 26_Emissions National (tonne)
e | scenario | year | Emissions (tonne)
ch4 | geo_advanced_95 | 2010 | 2918529.7961
ch4 | geo_advanced_95 | 2012 | 4585170.8019
ch4 | geo_advanced_95 | 2014 | 3040289.2742
ch4 | geo_advanced_95 | 2016 | 5111969.9958
ch4 | geo_advanced_95 | 2018 | 4717749.3037
ch4 | geo_advanced_95 | 2020 | 5761635.297
ch4 | geo_advanced_95 | 2022 | 3975115.1054
ch4 | geo_advanced_95 | 2024 | 3439342.3583
ch4 | geo_advanced_95 | 2026 | 2780550.1562
ch4 | geo_advanced_95 | 2028 | 2215727.0856
ch4 | geo_advanced_95 | 2030 | 1445202.1175
ch4 | geo_advanced_95 | 2032 | 1317262.9242
ch4 | geo_advanced_95 | 2034 | 1117029.8105
ch4 | geo_advanced_95 | 2036 | 1079182.2311
ch4 | geo_advanced_95 | 2038 | 1211208.2776
ch4 | geo_advanced_95 | 2040 | 1458120.3592
ch4 | geo_advanced_95 | 2042 | 1770023.0572
ch4 | geo_advanced_95 | 2044 | 1987932.0868
ch4 | geo_advanced_95 | 2046 | 1556771.5571
ch4 | geo_advanced_95 | 2048 | 1063098.5001
ch4 | geo_advanced_95 | 2050 | 782233.5266
co2 | geo_advanced_95 | 2010 | 2415332764.0734
co2 | geo_advanced_95 | 2012 | 1877575507.0833
co2 | geo_advanced_95 | 2014 | 2215046256.1901
co2 | geo_advanced_95 | 2016 | 1639279559.6655
co2 | geo_advanced_95 | 2018 | 1581700078.7153
co2 | geo_advanced_95 | 2020 | 1403671036.7338
co2 | geo_advanced_95 | 2022 | 1470251665.8322
co2 | geo_advanced_95 | 2024 | 898379967.6545
co2 | geo_advanced_95 | 2026 | 688474958.6005
co2 | geo_advanced_95 | 2028 | 460048146.2222
co2 | geo_advanced_95 | 2030 | 342297189.8199
co2 | geo_advanced_95 | 2032 | 318071724.4307
co2 | geo_advanced_95 | 2034 | 278871010.61
co2 | geo_advanced_95 | 2036 | 268590586.7693
co2 | geo_advanced_95 | 2038 | 283605221.2815
co2 | geo_advanced_95 | 2040 | 355795555.9004
co2 | geo_advanced_95 | 2042 | 411417239.5957
co2 | geo_advanced_95 | 2044 | 402794007
co2 | geo_advanced_95 | 2046 | 308716371
co2 | geo_advanced_95 | 2048 | 214638736
co2 | geo_advanced_95 | 2050 | 120561100
co2e | geo_advanced_95 | 2010 | 2514562777.1417
co2e | geo_advanced_95 | 2012 | 2033471314.3493
co2e | geo_advanced_95 | 2014 | 2318416091.513
co2e | geo_advanced_95 | 2016 | 1813086539.5217
co2e | geo_advanced_95 | 2018 | 1742103555.0416
co2e | geo_advanced_95 | 2020 | 1599566636.8324
co2e | geo_advanced_95 | 2022 | 1605405579.4165
co2e | geo_advanced_95 | 2024 | 1015317607.836
co2e | geo_advanced_95 | 2026 | 783013663.9105
co2e | geo_advanced_95 | 2028 | 535382867.1324
co2e | geo_advanced_95 | 2030 | 391434061.8132
co2e | geo_advanced_95 | 2032 | 362858663.8536
co2e | geo_advanced_95 | 2034 | 316850024.1682
co2e | geo_advanced_95 | 2036 | 305282782.6283
co2e | geo_advanced_95 | 2038 | 324786302.7198
co2e | geo_advanced_95 | 2040 | 405371648.1116
co2e | geo_advanced_95 | 2042 | 471598023.5396
co2e | geo_advanced_95 | 2044 | 470383697.9511
co2e | geo_advanced_95 | 2046 | 361646603.9409
co2e | geo_advanced_95 | 2048 | 250784085.0028
co2e | geo_advanced_95 | 2050 | 147157039.9036
nox | geo_advanced_95 | 2010 | 2144871.1214
nox | geo_advanced_95 | 2012 | 1449344.9572
nox | geo_advanced_95 | 2014 | 1906162.9798
nox | geo_advanced_95 | 2016 | 1169269.1144
nox | geo_advanced_95 | 2018 | 1126305.1483
nox | geo_advanced_95 | 2020 | 895387.3066
nox | geo_advanced_95 | 2022 | 1060640.8673
nox | geo_advanced_95 | 2024 | 551754.6271
nox | geo_advanced_95 | 2026 | 398010.0716
nox | geo_advanced_95 | 2028 | 239332.8071
nox | geo_advanced_95 | 2030 | 200666.6512
nox | geo_advanced_95 | 2032 | 193729.7265
nox | geo_advanced_95 | 2034 | 181412.6103
nox | geo_advanced_95 | 2036 | 176969.1996
nox | geo_advanced_95 | 2038 | 177803.6313
nox | geo_advanced_95 | 2040 | 208843.0035
nox | geo_advanced_95 | 2042 | 232631.3283
nox | geo_advanced_95 | 2044 | 205424.2098
nox | geo_advanced_95 | 2046 | 192755.6846
nox | geo_advanced_95 | 2048 | 172519.778
nox | geo_advanced_95 | 2050 | 96229.0336
so2 | geo_advanced_95 | 2010 | 2720105.1418
so2 | geo_advanced_95 | 2012 | 1707567.2695
so2 | geo_advanced_95 | 2014 | 2322616.6156
so2 | geo_advanced_95 | 2016 | 1249221.6254
so2 | geo_advanced_95 | 2018 | 1165578.7334
so2 | geo_advanced_95 | 2020 | 881712.5066
so2 | geo_advanced_95 | 2022 | 1092044.6708
so2 | geo_advanced_95 | 2024 | 515171.1588
so2 | geo_advanced_95 | 2026 | 357843.72
so2 | geo_advanced_95 | 2028 | 180326.3502
so2 | geo_advanced_95 | 2030 | 152208.5716
so2 | geo_advanced_95 | 2032 | 144486.0997
so2 | geo_advanced_95 | 2034 | 135646.9531
so2 | geo_advanced_95 | 2036 | 130699.5543
so2 | geo_advanced_95 | 2038 | 122939.8712
so2 | geo_advanced_95 | 2040 | 141523.193
so2 | geo_advanced_95 | 2042 | 147444.036
so2 | geo_advanced_95 | 2044 | 97089.6734
so2 | geo_advanced_95 | 2046 | 84335.6343
so2 | geo_advanced_95 | 2048 | 69164.6007
so2 | geo_advanced_95 | 2050 | 9687.8402

## 27_Net CO2e Emissions National
e | tech | year | CO2e (MMton) | Cumulative CO2e (MMton) | scenario

## 28_CO2 Abatement Cost ($-tonne)
scenario | year | $/tonne
geo_advanced_95 | 2044 | 13.3825
geo_advanced_95 | 2046 | 46.5031
geo_advanced_95 | 2048 | 73.2312
geo_advanced_95 | 2050 | 564.2848

## 29_Undiscounted Annualized Syst
scenario | cost_cat | year | Cost (Bil $) | Net Level Cost (Bil $)
geo_advanced_95 | PTC | 2010 | -0.26274 | 244.9605
geo_advanced_95 | PTC | 2011 | -0.26274 | 243.3935
geo_advanced_95 | PTC | 2012 | -1.3821 | 212.7321
geo_advanced_95 | PTC | 2013 | -1.3821 | 211.6809
geo_advanced_95 | PTC | 2014 | -1.7847 | 239.6043
geo_advanced_95 | PTC | 2015 | -1.7847 | 238.1294
geo_advanced_95 | PTC | 2016 | -2.7954 | 200.1977
geo_advanced_95 | PTC | 2017 | -2.7954 | 199.8751
geo_advanced_95 | PTC | 2018 | -3.5669 | 206.1207
geo_advanced_95 | PTC | 2019 | -3.5669 | 205.3111
geo_advanced_95 | PTC | 2020 | -4.7529 | 187.8173
geo_advanced_95 | PTC | 2021 | -4.7529 | 184.4574
geo_advanced_95 | PTC | 2022 | -7.8526 | 218.1065
geo_advanced_95 | PTC | 2023 | -7.8526 | 213.9622
geo_advanced_95 | PTC | 2024 | -17.3197 | 193.6895
geo_advanced_95 | PTC | 2025 | -17.3197 | 191.3129
geo_advanced_95 | PTC | 2026 | -23.0534 | 193.5853
geo_advanced_95 | PTC | 2027 | -23.0534 | 191.223
geo_advanced_95 | PTC | 2028 | -26.1681 | 195.0004
geo_advanced_95 | PTC | 2029 | -26.1681 | 193.6837
geo_advanced_95 | PTC | 2030 | -33.0871 | 197.011
geo_advanced_95 | PTC | 2031 | -33.0871 | 197.011
geo_advanced_95 | PTC | 2032 | -33.0211 | 200.2184
geo_advanced_95 | PTC | 2033 | -33.0211 | 200.2184
geo_advanced_95 | PTC | 2034 | -30.1993 | 208.3532
geo_advanced_95 | PTC | 2035 | -30.1993 | 208.3532
geo_advanced_95 | PTC | 2036 | -27.952 | 212.6443
geo_advanced_95 | PTC | 2037 | -27.952 | 212.6443
geo_advanced_95 | PTC | 2038 | -23.5842 | 224.3261
geo_advanced_95 | PTC | 2039 | -23.5842 | 224.3261
geo_advanced_95 | PTC | 2040 | -15.677 | 237.3562
geo_advanced_95 | PTC | 2041 | -15.677 | 237.3562
geo_advanced_95 | PTC | 2042 | -12.2494 | 234.5913
geo_advanced_95 | PTC | 2043 | -12.2494 | 234.5913
geo_advanced_95 | PTC | 2044 | -7.1133 | 236.9741
geo_advanced_95 | PTC | 2045 | -7.1133 | 236.9741
geo_advanced_95 | PTC | 2046 | -4.4017 | 247.2724
geo_advanced_95 | PTC | 2047 | -4.4017 | 247.2724
geo_advanced_95 | PTC | 2048 | -10.0001 | 250.4812
geo_advanced_95 | PTC | 2049 | -10.0001 | 250.4812
geo_advanced_95 | PTC | 2050 | -19.5222 | 263.5545
geo_advanced_95 | PTC | 2051 | -19.5222 | 263.5545
geo_advanced_95 | PTC | 2052 | -19.5222 | 256.5405
geo_advanced_95 | PTC | 2053 | -19.5222 | 256.5405
geo_advanced_95 | PTC | 2054 | -19.5222 | 246.6734
geo_advanced_95 | PTC | 2055 | -19.5222 | 246.6734
geo_advanced_95 | PTC | 2056 | -19.5222 | 238.8318
geo_advanced_95 | PTC | 2057 | -19.5222 | 238.8318
geo_advanced_95 | PTC | 2058 | -19.5222 | 234.1296
geo_advanced_95 | PTC | 2059 | -19.5222 | 234.1296
geo_advanced_95 | PTC | 2060 | -19.5222 | 229.9239
geo_advanced_95 | PTC | 2061 | -19.5222 | 229.9239
geo_advanced_95 | PTC | 2062 | -19.5222 | 224.8368
geo_advanced_95 | PTC | 2063 | -19.5222 | 224.8368
geo_advanced_95 | PTC | 2064 | -19.5222 | 217.9893
geo_advanced_95 | PTC | 2065 | -19.5222 | 217.9893
geo_advanced_95 | PTC | 2066 | -19.5222 | 202.0862
geo_advanced_95 | PTC | 2067 | -19.5222 | 202.0862
geo_advanced_95 | PTC | 2068 | -19.5222 | 184.8021
geo_advanced_95 | PTC | 2069 | -19.5222 | 184.8021
geo_advanced_95 | PTC | 2070 | 0 | 31.0922
geo_advanced_95 | PTC | 2071 | 0 | 31.0922
geo_advanced_95 | PTC | 2072 | 0 | 28.9513
geo_advanced_95 | PTC | 2073 | 0 | 28.9513
geo_advanced_95 | PTC | 2074 | 0 | 26.6716
geo_advanced_95 | PTC | 2075 | 0 | 26.6716
geo_advanced_95 | PTC | 2076 | 0 | 24.3727
geo_advanced_95 | PTC | 2077 | 0 | 24.3727
geo_advanced_95 | PTC | 2078 | 0 | 21.9259
geo_advanced_95 | PTC | 2079 | 0 | 21.9259
geo_advanced_95 | PTC | 2080 | 0 | 18.8272
geo_advanced_95 | PTC | 2081 | 0 | 18.8272
geo_advanced_95 | PTC | 2082 | 0 | 15.4175
geo_advanced_95 | PTC | 2083 | 0 | 15.4175
geo_advanced_95 | PTC | 2084 | 0 | 11.707
geo_advanced_95 | PTC | 2085 | 0 | 11.707
geo_advanced_95 | PTC | 2086 | 0 | 7.6728
geo_advanced_95 | PTC | 2087 | 0 | 7.6728
geo_advanced_95 | PTC | 2088 | 0 | 3.4677
geo_advanced_95 | PTC | 2089 | 0 | 3.4677
geo_advanced_95 | PTC | 2090 | 0 | 6.9707e-15
geo_advanced_95 | ITC | 2010 | -0.026031 | 244.9605
geo_advanced_95 | ITC | 2011 | -0.026031 | 243.3935
geo_advanced_95 | ITC | 2012 | -0.26214 | 212.7321
geo_advanced_95 | ITC | 2013 | -0.26214 | 211.6809
geo_advanced_95 | ITC | 2014 | -0.80268 | 239.6043
geo_advanced_95 | ITC | 2015 | -0.80268 | 238.1294
geo_advanced_95 | ITC | 2016 | -1.3547 | 200.1977
geo_advanced_95 | ITC | 2017 | -1.3547 | 199.8751
geo_advanced_95 | ITC | 2018 | -1.5817 | 206.1207
geo_advanced_95 | ITC | 2019 | -1.5817 | 205.3111
geo_advanced_95 | ITC | 2020 | -1.9545 | 187.8173
geo_advanced_95 | ITC | 2021 | -1.9545 | 184.4574
geo_advanced_95 | ITC | 2022 | -3.2745 | 218.1065
geo_advanced_95 | ITC | 2023 | -3.2745 | 213.9622
geo_advanced_95 | ITC | 2024 | -3.7108 | 193.6895
geo_advanced_95 | ITC | 2025 | -3.7108 | 191.3129
geo_advanced_95 | ITC | 2026 | -5.0319 | 193.5853
geo_advanced_95 | ITC | 2027 | -5.0319 | 191.223
geo_advanced_95 | ITC | 2028 | -6.9045 | 195.0004
geo_advanced_95 | ITC | 2029 | -6.9045 | 193.6837
geo_advanced_95 | ITC | 2030 | -8.6909 | 197.011
geo_advanced_95 | ITC | 2031 | -8.6909 | 197.011
geo_advanced_95 | ITC | 2032 | -10.0236 | 200.2184
geo_advanced_95 | ITC | 2033 | -10.0236 | 200.2184
geo_advanced_95 | ITC | 2034 | -11.5222 | 208.3532
geo_advanced_95 | ITC | 2035 | -11.5222 | 208.3532
geo_advanced_95 | ITC | 2036 | -12.6822 | 212.6443
geo_advanced_95 | ITC | 2037 | -12.6822 | 212.6443
geo_advanced_95 | ITC | 2038 | -13.6956 | 224.3261
geo_advanced_95 | ITC | 2039 | -13.6956 | 224.3261
geo_advanced_95 | ITC | 2040 | -13.6981 | 237.3562
geo_advanced_95 | ITC | 2041 | -13.6981 | 237.3562
geo_advanced_95 | ITC | 2042 | -12.6849 | 234.5913
geo_advanced_95 | ITC | 2043 | -12.6849 | 234.5913
geo_advanced_95 | ITC | 2044 | -12.4955 | 236.9741
geo_advanced_95 | ITC | 2045 | -12.4955 | 236.9741
geo_advanced_95 | ITC | 2046 | -11.1906 | 247.2724
geo_advanced_95 | ITC | 2047 | -11.1906 | 247.2724
geo_advanced_95 | ITC | 2048 | -9.318 | 250.4812
geo_advanced_95 | ITC | 2049 | -9.318 | 250.4812
geo_advanced_95 | ITC | 2050 | -7.505 | 263.5545
geo_advanced_95 | ITC | 2051 | -7.505 | 263.5545
geo_advanced_95 | ITC | 2052 | -5.9362 | 256.5405
geo_advanced_95 | ITC | 2053 | -5.9362 | 256.5405
geo_advanced_95 | ITC | 2054 | -3.8971 | 246.6734
geo_advanced_95 | ITC | 2055 | -3.8971 | 246.6734
geo_advanced_95 | ITC | 2056 | -2.185 | 238.8318
geo_advanced_95 | ITC | 2057 | -2.185 | 238.8318
geo_advanced_95 | ITC | 2058 | -0.94461 | 234.1296
geo_advanced_95 | ITC | 2059 | -0.94461 | 234.1296
geo_advanced_95 | ITC | 2060 | -0.56936 | 229.9239
geo_advanced_95 | ITC | 2061 | -0.56936 | 229.9239
geo_advanced_95 | ITC | 2062 | -0.26247 | 224.8368
geo_advanced_95 | ITC | 2063 | -0.26247 | 224.8368
geo_advanced_95 | ITC | 2064 | -0.015673 | 217.9893
geo_advanced_95 | ITC | 2065 | -0.015673 | 217.9893
geo_advanced_95 | ITC | 2066 | 0.00062214 | 202.0862
geo_advanced_95 | ITC | 2067 | 0.00062214 | 202.0862
geo_advanced_95 | ITC | 2068 | 0.00062383 | 184.8021
geo_advanced_95 | ITC | 2069 | 0.00062383 | 184.8021
geo_advanced_95 | ITC | 2070 | -3.1247e-16 | 31.0922
geo_advanced_95 | ITC | 2071 | -3.1247e-16 | 31.0922
geo_advanced_95 | ITC | 2072 | -3.1247e-16 | 28.9513
geo_advanced_95 | ITC | 2073 | -3.1247e-16 | 28.9513
geo_advanced_95 | ITC | 2074 | -3.1247e-16 | 26.6716
geo_advanced_95 | ITC | 2075 | -3.1247e-16 | 26.6716
geo_advanced_95 | ITC | 2076 | -3.1247e-16 | 24.3727
geo_advanced_95 | ITC | 2077 | -3.1247e-16 | 24.3727
geo_advanced_95 | ITC | 2078 | -3.1247e-16 | 21.9259
geo_advanced_95 | ITC | 2079 | -3.1247e-16 | 21.9259
geo_advanced_95 | ITC | 2080 | -3.1247e-16 | 18.8272
geo_advanced_95 | ITC | 2081 | -3.1247e-16 | 18.8272
geo_advanced_95 | ITC | 2082 | -3.1247e-16 | 15.4175
geo_advanced_95 | ITC | 2083 | -3.1247e-16 | 15.4175
geo_advanced_95 | ITC | 2084 | -3.1247e-16 | 11.707
geo_advanced_95 | ITC | 2085 | -3.1247e-16 | 11.707
geo_advanced_95 | ITC | 2086 | -3.1247e-16 | 7.6728
geo_advanced_95 | ITC | 2087 | -3.1247e-16 | 7.6728
geo_advanced_95 | ITC | 2088 | -3.1247e-16 | 3.4677
geo_advanced_95 | ITC | 2089 | -3.1247e-16 | 3.4677
geo_advanced_95 | ITC | 2090 | -3.1247e-16 | 6.9707e-15
geo_advanced_95 | CCS Incentives | 2010 | 0 | 244.9605
geo_advanced_95 | CCS Incentives | 2011 | 0 | 243.3935
geo_advanced_95 | CCS Incentives | 2012 | 0 | 212.7321
geo_advanced_95 | CCS Incentives | 2013 | 0 | 211.6809
geo_advanced_95 | CCS Incentives | 2014 | 0 | 239.6043
geo_advanced_95 | CCS Incentives | 2015 | 0 | 238.1294
geo_advanced_95 | CCS Incentives | 2016 | 0 | 200.1977
geo_advanced_95 | CCS Incentives | 2017 | 0 | 199.8751
geo_advanced_95 | CCS Incentives | 2018 | 0 | 206.1207
geo_advanced_95 | CCS Incentives | 2019 | 0 | 205.3111
geo_advanced_95 | CCS Incentives | 2020 | 0 | 187.8173
geo_advanced_95 | CCS Incentives | 2021 | 0 | 184.4574
geo_advanced_95 | CCS Incentives | 2022 | 0 | 218.1065
geo_advanced_95 | CCS Incentives | 2023 | 0 | 213.9622
geo_advanced_95 | CCS Incentives | 2024 | 0 | 193.6895
geo_advanced_95 | CCS Incentives | 2025 | 0 | 191.3129
geo_advanced_95 | CCS Incentives | 2026 | 0 | 193.5853
geo_advanced_95 | CCS Incentives | 2027 | 0 | 191.223
geo_advanced_95 | CCS Incentives | 2028 | -1.1845 | 195.0004
geo_advanced_95 | CCS Incentives | 2029 | -1.1845 | 193.6837
geo_advanced_95 | CCS Incentives | 2030 | -1.1845 | 197.011
geo_advanced_95 | CCS Incentives | 2031 | -1.1845 | 197.011
geo_advanced_95 | CCS Incentives | 2032 | -1.1844 | 200.2184
geo_advanced_95 | CCS Incentives | 2033 | -1.1844 | 200.2184
geo_advanced_95 | CCS Incentives | 2034 | -1.1844 | 208.3532
geo_advanced_95 | CCS Incentives | 2035 | -1.1844 | 208.3532
geo_advanced_95 | CCS Incentives | 2036 | -1.1844 | 212.6443
geo_advanced_95 | CCS Incentives | 2037 | -1.1844 | 212.6443
geo_advanced_95 | CCS Incentives | 2038 | -1.1844 | 224.3261
geo_advanced_95 | CCS Incentives | 2039 | -1.1844 | 224.3261
geo_advanced_95 | CCS Incentives | 2040 | -1.1844 | 237.3562
geo_advanced_95 | CCS Incentives | 2041 | -1.1844 | 237.3562
geo_advanced_95 | CCS Incentives | 2042 | -1.1844 | 234.5913
geo_advanced_95 | CCS Incentives | 2043 | -1.1844 | 234.5913
geo_advanced_95 | CCS Incentives | 2044 | -1.1844 | 236.9741
geo_advanced_95 | CCS Incentives | 2045 | -1.1844 | 236.9741
geo_advanced_95 | CCS Incentives | 2046 | -1.1844 | 247.2724
geo_advanced_95 | CCS Incentives | 2047 | -1.1844 | 247.2724
geo_advanced_95 | CCS Incentives | 2048 | -1.1844 | 250.4812
geo_advanced_95 | CCS Incentives | 2049 | -1.1844 | 250.4812
geo_advanced_95 | CCS Incentives | 2050 | -1.1844 | 263.5545
geo_advanced_95 | CCS Incentives | 2051 | -1.1844 | 263.5545
geo_advanced_95 | CCS Incentives | 2052 | -1.1844 | 256.5405
geo_advanced_95 | CCS Incentives | 2053 | -1.1844 | 256.5405
geo_advanced_95 | CCS Incentives | 2054 | -1.1844 | 246.6734
geo_advanced_95 | CCS Incentives | 2055 | -1.1844 | 246.6734
geo_advanced_95 | CCS Incentives | 2056 | -1.1844 | 238.8318
geo_advanced_95 | CCS Incentives | 2057 | -1.1844 | 238.8318
geo_advanced_95 | CCS Incentives | 2058 | 0 | 234.1296
geo_advanced_95 | CCS Incentives | 2059 | 0 | 234.1296
geo_advanced_95 | CCS Incentives | 2060 | 0 | 229.9239
geo_advanced_95 | CCS Incentives | 2061 | 0 | 229.9239
geo_advanced_95 | CCS Incentives | 2062 | 0 | 224.8368
geo_advanced_95 | CCS Incentives | 2063 | 0 | 224.8368
geo_advanced_95 | CCS Incentives | 2064 | 0 | 217.9893
geo_advanced_95 | CCS Incentives | 2065 | 0 | 217.9893
geo_advanced_95 | CCS Incentives | 2066 | 0 | 202.0862
geo_advanced_95 | CCS Incentives | 2067 | 0 | 202.0862
geo_advanced_95 | CCS Incentives | 2068 | 0 | 184.8021
geo_advanced_95 | CCS Incentives | 2069 | 0 | 184.8021
geo_advanced_95 | CCS Incentives | 2070 | 0 | 31.0922
geo_advanced_95 | CCS Incentives | 2071 | 0 | 31.0922
geo_advanced_95 | CCS Incentives | 2072 | 0 | 28.9513
geo_advanced_95 | CCS Incentives | 2073 | 0 | 28.9513
geo_advanced_95 | CCS Incentives | 2074 | 0 | 26.6716
geo_advanced_95 | CCS Incentives | 2075 | 0 | 26.6716
geo_advanced_95 | CCS Incentives | 2076 | 0 | 24.3727
geo_advanced_95 | CCS Incentives | 2077 | 0 | 24.3727
geo_advanced_95 | CCS Incentives | 2078 | 0 | 21.9259
geo_advanced_95 | CCS Incentives | 2079 | 0 | 21.9259
geo_advanced_95 | CCS Incentives | 2080 | 0 | 18.8272
geo_advanced_95 | CCS Incentives | 2081 | 0 | 18.8272
geo_advanced_95 | CCS Incentives | 2082 | 0 | 15.4175
geo_advanced_95 | CCS Incentives | 2083 | 0 | 15.4175
geo_advanced_95 | CCS Incentives | 2084 | 0 | 11.707
geo_advanced_95 | CCS Incentives | 2085 | 0 | 11.707
geo_advanced_95 | CCS Incentives | 2086 | 0 | 7.6728
geo_advanced_95 | CCS Incentives | 2087 | 0 | 7.6728
geo_advanced_95 | CCS Incentives | 2088 | 0 | 3.4677
geo_advanced_95 | CCS Incentives | 2089 | 0 | 3.4677
geo_advanced_95 | CCS Incentives | 2090 | 0 | 6.9707e-15
geo_advanced_95 | Gen & Stor Capex | 2010 | 43.8506 | 244.9605
geo_advanced_95 | Gen & Stor Capex | 2011 | 42.2836 | 243.3935
geo_advanced_95 | Gen & Stor Capex | 2012 | 49.7706 | 212.7321
geo_advanced_95 | Gen & Stor Capex | 2013 | 48.7194 | 211.6809
geo_advanced_95 | Gen & Stor Capex | 2014 | 56.2559 | 239.6043
geo_advanced_95 | Gen & Stor Capex | 2015 | 54.781 | 238.1294
geo_advanced_95 | Gen & Stor Capex | 2016 | 65.2833 | 200.1977
geo_advanced_95 | Gen & Stor Capex | 2017 | 64.9608 | 199.8751
geo_advanced_95 | Gen & Stor Capex | 2018 | 69.6452 | 206.1207
geo_advanced_95 | Gen & Stor Capex | 2019 | 68.8355 | 205.3111
geo_advanced_95 | Gen & Stor Capex | 2020 | 73.1681 | 187.8173
geo_advanced_95 | Gen & Stor Capex | 2021 | 69.8083 | 184.4574
geo_advanced_95 | Gen & Stor Capex | 2022 | 84.0594 | 218.1065
geo_advanced_95 | Gen & Stor Capex | 2023 | 79.9151 | 213.9622
geo_advanced_95 | Gen & Stor Capex | 2024 | 91.5312 | 193.6895
geo_advanced_95 | Gen & Stor Capex | 2025 | 89.1545 | 191.3129
geo_advanced_95 | Gen & Stor Capex | 2026 | 99.3051 | 193.5853
geo_advanced_95 | Gen & Stor Capex | 2027 | 96.9428 | 191.223
geo_advanced_95 | Gen & Stor Capex | 2028 | 106.2721 | 195.0004
geo_advanced_95 | Gen & Stor Capex | 2029 | 102.5953 | 193.6837
geo_advanced_95 | Gen & Stor Capex | 2030 | 110.8814 | 197.011
geo_advanced_95 | Gen & Stor Capex | 2031 | 110.8814 | 197.011
geo_advanced_95 | Gen & Stor Capex | 2032 | 110.0059 | 200.2184
geo_advanced_95 | Gen & Stor Capex | 2033 | 110.0059 | 200.2184
geo_advanced_95 | Gen & Stor Capex | 2034 | 111.7394 | 208.3532
geo_advanced_95 | Gen & Stor Capex | 2035 | 111.7394 | 208.3532
geo_advanced_95 | Gen & Stor Capex | 2036 | 108.2809 | 212.6443
geo_advanced_95 | Gen & Stor Capex | 2037 | 108.2809 | 212.6443
geo_advanced_95 | Gen & Stor Capex | 2038 | 109.8654 | 224.3261
geo_advanced_95 | Gen & Stor Capex | 2039 | 109.8654 | 224.3261
geo_advanced_95 | Gen & Stor Capex | 2040 | 107.7364 | 237.3562
geo_advanced_95 | Gen & Stor Capex | 2041 | 107.7364 | 237.3562
geo_advanced_95 | Gen & Stor Capex | 2042 | 93.8161 | 234.5913
geo_advanced_95 | Gen & Stor Capex | 2043 | 93.8161 | 234.5913
geo_advanced_95 | Gen & Stor Capex | 2044 | 85.566 | 236.9741
geo_advanced_95 | Gen & Stor Capex | 2045 | 85.566 | 236.9741
geo_advanced_95 | Gen & Stor Capex | 2046 | 87.9192 | 247.2724
geo_advanced_95 | Gen & Stor Capex | 2047 | 87.9192 | 247.2724
geo_advanced_95 | Gen & Stor Capex | 2048 | 89.2973 | 250.4812
geo_advanced_95 | Gen & Stor Capex | 2049 | 89.2973 | 250.4812
geo_advanced_95 | Gen & Stor Capex | 2050 | 107.5784 | 263.5545
geo_advanced_95 | Gen & Stor Capex | 2051 | 107.5784 | 263.5545
geo_advanced_95 | Gen & Stor Capex | 2052 | 100.07 | 256.5405
geo_advanced_95 | Gen & Stor Capex | 2053 | 100.07 | 256.5405
geo_advanced_95 | Gen & Stor Capex | 2054 | 89.729 | 246.6734
geo_advanced_95 | Gen & Stor Capex | 2055 | 89.729 | 246.6734
geo_advanced_95 | Gen & Stor Capex | 2056 | 81.3129 | 238.8318
geo_advanced_95 | Gen & Stor Capex | 2057 | 81.3129 | 238.8318
geo_advanced_95 | Gen & Stor Capex | 2058 | 74.8473 | 234.1296
geo_advanced_95 | Gen & Stor Capex | 2059 | 74.8473 | 234.1296
geo_advanced_95 | Gen & Stor Capex | 2060 | 70.6881 | 229.9239
geo_advanced_95 | Gen & Stor Capex | 2061 | 70.6881 | 229.9239
geo_advanced_95 | Gen & Stor Capex | 2062 | 65.6845 | 224.8368
geo_advanced_95 | Gen & Stor Capex | 2063 | 65.6845 | 224.8368
geo_advanced_95 | Gen & Stor Capex | 2064 | 59.4665 | 217.9893
geo_advanced_95 | Gen & Stor Capex | 2065 | 59.4665 | 217.9893
geo_advanced_95 | Gen & Stor Capex | 2066 | 45.1986 | 202.0862
geo_advanced_95 | Gen & Stor Capex | 2067 | 45.1986 | 202.0862
geo_advanced_95 | Gen & Stor Capex | 2068 | 31.4614 | 184.8021
geo_advanced_95 | Gen & Stor Capex | 2069 | 31.4614 | 184.8021
geo_advanced_95 | Gen & Stor Capex | 2070 | 2.6645e-15 | 31.0922
geo_advanced_95 | Gen & Stor Capex | 2071 | 2.6645e-15 | 31.0922
geo_advanced_95 | Gen & Stor Capex | 2072 | 2.6645e-15 | 28.9513
geo_advanced_95 | Gen & Stor Capex | 2073 | 2.6645e-15 | 28.9513
geo_advanced_95 | Gen & Stor Capex | 2074 | 2.6645e-15 | 26.6716
geo_advanced_95 | Gen & Stor Capex | 2075 | 2.6645e-15 | 26.6716
geo_advanced_95 | Gen & Stor Capex | 2076 | 2.6645e-15 | 24.3727
geo_advanced_95 | Gen & Stor Capex | 2077 | 2.6645e-15 | 24.3727
geo_advanced_95 | Gen & Stor Capex | 2078 | 2.6645e-15 | 21.9259
geo_advanced_95 | Gen & Stor Capex | 2079 | 2.6645e-15 | 21.9259
geo_advanced_95 | Gen & Stor Capex | 2080 | 2.6645e-15 | 18.8272
geo_advanced_95 | Gen & Stor Capex | 2081 | 2.6645e-15 | 18.8272
geo_advanced_95 | Gen & Stor Capex | 2082 | 2.6645e-15 | 15.4175
geo_advanced_95 | Gen & Stor Capex | 2083 | 2.6645e-15 | 15.4175
geo_advanced_95 | Gen & Stor Capex | 2084 | 2.6645e-15 | 11.707
geo_advanced_95 | Gen & Stor Capex | 2085 | 2.6645e-15 | 11.707
geo_advanced_95 | Gen & Stor Capex | 2086 | 2.6645e-15 | 7.6728
geo_advanced_95 | Gen & Stor Capex | 2087 | 2.6645e-15 | 7.6728
geo_advanced_95 | Gen & Stor Capex | 2088 | 2.6645e-15 | 3.4677
geo_advanced_95 | Gen & Stor Capex | 2089 | 2.6645e-15 | 3.4677
geo_advanced_95 | Gen & Stor Capex | 2090 | 2.6645e-15 | 6.9707e-15
geo_advanced_95 | Gen & Stor O&M | 2010 | 75.2214 | 244.9605
geo_advanced_95 | Gen & Stor O&M | 2011 | 75.2214 | 243.3935
geo_advanced_95 | Gen & Stor O&M | 2012 | 73.1933 | 212.7321
geo_advanced_95 | Gen & Stor O&M | 2013 | 73.1933 | 211.6809
geo_advanced_95 | Gen & Stor O&M | 2014 | 73.3488 | 239.6043
geo_advanced_95 | Gen & Stor O&M | 2015 | 73.3488 | 238.1294
geo_advanced_95 | Gen & Stor O&M | 2016 | 70.139 | 200.1977
geo_advanced_95 | Gen & Stor O&M | 2017 | 70.139 | 199.8751
geo_advanced_95 | Gen & Stor O&M | 2018 | 68.2317 | 206.1207
geo_advanced_95 | Gen & Stor O&M | 2019 | 68.2317 | 205.3111
geo_advanced_95 | Gen & Stor O&M | 2020 | 66.9552 | 187.8173
geo_advanced_95 | Gen & Stor O&M | 2021 | 66.9552 | 184.4574
geo_advanced_95 | Gen & Stor O&M | 2022 | 70.5579 | 218.1065
geo_advanced_95 | Gen & Stor O&M | 2023 | 70.5579 | 213.9622
geo_advanced_95 | Gen & Stor O&M | 2024 | 69.7452 | 193.6895
geo_advanced_95 | Gen & Stor O&M | 2025 | 69.7452 | 191.3129
geo_advanced_95 | Gen & Stor O&M | 2026 | 72.6533 | 193.5853
geo_advanced_95 | Gen & Stor O&M | 2027 | 72.6533 | 191.223
geo_advanced_95 | Gen & Stor O&M | 2028 | 75.7947 | 195.0004
geo_advanced_95 | Gen & Stor O&M | 2029 | 75.7947 | 193.6837
geo_advanced_95 | Gen & Stor O&M | 2030 | 78.8295 | 197.011
geo_advanced_95 | Gen & Stor O&M | 2031 | 78.8295 | 197.011
geo_advanced_95 | Gen & Stor O&M | 2032 | 81.6849 | 200.2184
geo_advanced_95 | Gen & Stor O&M | 2033 | 81.6849 | 200.2184
geo_advanced_95 | Gen & Stor O&M | 2034 | 84.0418 | 208.3532
geo_advanced_95 | Gen & Stor O&M | 2035 | 84.0418 | 208.3532
geo_advanced_95 | Gen & Stor O&M | 2036 | 87.004 | 212.6443
geo_advanced_95 | Gen & Stor O&M | 2037 | 87.004 | 212.6443
geo_advanced_95 | Gen & Stor O&M | 2038 | 89.0848 | 224.3261
geo_advanced_95 | Gen & Stor O&M | 2039 | 89.0848 | 224.3261
geo_advanced_95 | Gen & Stor O&M | 2040 | 89.7352 | 237.3562
geo_advanced_95 | Gen & Stor O&M | 2041 | 89.7352 | 237.3562
geo_advanced_95 | Gen & Stor O&M | 2042 | 90.284 | 234.5913
geo_advanced_95 | Gen & Stor O&M | 2043 | 90.284 | 234.5913
geo_advanced_95 | Gen & Stor O&M | 2044 | 91.085 | 236.9741
geo_advanced_95 | Gen & Stor O&M | 2045 | 91.085 | 236.9741
geo_advanced_95 | Gen & Stor O&M | 2046 | 93.439 | 247.2724
geo_advanced_95 | Gen & Stor O&M | 2047 | 93.439 | 247.2724
geo_advanced_95 | Gen & Stor O&M | 2048 | 96.5399 | 250.4812
geo_advanced_95 | Gen & Stor O&M | 2049 | 96.5399 | 250.4812
geo_advanced_95 | Gen & Stor O&M | 2050 | 97.3061 | 263.5545
geo_advanced_95 | Gen & Stor O&M | 2051 | 97.3061 | 263.5545
geo_advanced_95 | Gen & Stor O&M | 2052 | 97.3061 | 256.5405
geo_advanced_95 | Gen & Stor O&M | 2053 | 97.3061 | 256.5405
geo_advanced_95 | Gen & Stor O&M | 2054 | 97.3061 | 246.6734
geo_advanced_95 | Gen & Stor O&M | 2055 | 97.3061 | 246.6734
geo_advanced_95 | Gen & Stor O&M | 2056 | 97.3061 | 238.8318
geo_advanced_95 | Gen & Stor O&M | 2057 | 97.3061 | 238.8318
geo_advanced_95 | Gen & Stor O&M | 2058 | 97.3061 | 234.1296
geo_advanced_95 | Gen & Stor O&M | 2059 | 97.3061 | 234.1296
geo_advanced_95 | Gen & Stor O&M | 2060 | 97.3061 | 229.9239
geo_advanced_95 | Gen & Stor O&M | 2061 | 97.3061 | 229.9239
geo_advanced_95 | Gen & Stor O&M | 2062 | 97.3061 | 224.8368
geo_advanced_95 | Gen & Stor O&M | 2063 | 97.3061 | 224.8368
geo_advanced_95 | Gen & Stor O&M | 2064 | 97.3061 | 217.9893
geo_advanced_95 | Gen & Stor O&M | 2065 | 97.3061 | 217.9893
geo_advanced_95 | Gen & Stor O&M | 2066 | 97.3061 | 202.0862
geo_advanced_95 | Gen & Stor O&M | 2067 | 97.3061 | 202.0862
geo_advanced_95 | Gen & Stor O&M | 2068 | 97.3061 | 184.8021
geo_advanced_95 | Gen & Stor O&M | 2069 | 97.3061 | 184.8021
geo_advanced_95 | Gen & Stor O&M | 2070 | 0 | 31.0922
geo_advanced_95 | Gen & Stor O&M | 2071 | 0 | 31.0922
geo_advanced_95 | Gen & Stor O&M | 2072 | 0 | 28.9513
geo_advanced_95 | Gen & Stor O&M | 2073 | 0 | 28.9513
geo_advanced_95 | Gen & Stor O&M | 2074 | 0 | 26.6716
geo_advanced_95 | Gen & Stor O&M | 2075 | 0 | 26.6716
geo_advanced_95 | Gen & Stor O&M | 2076 | 0 | 24.3727
geo_advanced_95 | Gen & Stor O&M | 2077 | 0 | 24.3727
geo_advanced_95 | Gen & Stor O&M | 2078 | 0 | 21.9259
geo_advanced_95 | Gen & Stor O&M | 2079 | 0 | 21.9259
geo_advanced_95 | Gen & Stor O&M | 2080 | 0 | 18.8272
geo_advanced_95 | Gen & Stor O&M | 2081 | 0 | 18.8272
geo_advanced_95 | Gen & Stor O&M | 2082 | 0 | 15.4175
geo_advanced_95 | Gen & Stor O&M | 2083 | 0 | 15.4175
geo_advanced_95 | Gen & Stor O&M | 2084 | 0 | 11.707
geo_advanced_95 | Gen & Stor O&M | 2085 | 0 | 11.707
geo_advanced_95 | Gen & Stor O&M | 2086 | 0 | 7.6728
geo_advanced_95 | Gen & Stor O&M | 2087 | 0 | 7.6728
geo_advanced_95 | Gen & Stor O&M | 2088 | 0 | 3.4677
geo_advanced_95 | Gen & Stor O&M | 2089 | 0 | 3.4677
geo_advanced_95 | Gen & Stor O&M | 2090 | 0 | 6.9707e-15
geo_advanced_95 | Fuel | 2010 | 114.3029 | 244.9605
geo_advanced_95 | Fuel | 2011 | 114.3029 | 243.3935
geo_advanced_95 | Fuel | 2012 | 79.1794 | 212.7321
geo_advanced_95 | Fuel | 2013 | 79.1794 | 211.6809
geo_advanced_95 | Fuel | 2014 | 100.1773 | 239.6043
geo_advanced_95 | Fuel | 2015 | 100.1773 | 238.1294
geo_advanced_95 | Fuel | 2016 | 56.1768 | 200.1977
geo_advanced_95 | Fuel | 2017 | 56.1768 | 199.8751
geo_advanced_95 | Fuel | 2018 | 60.3689 | 206.1207
geo_advanced_95 | Fuel | 2019 | 60.3689 | 205.3111
geo_advanced_95 | Fuel | 2020 | 39.3125 | 187.8173
geo_advanced_95 | Fuel | 2021 | 39.3125 | 184.4574
geo_advanced_95 | Fuel | 2022 | 59.463 | 218.1065
geo_advanced_95 | Fuel | 2023 | 59.463 | 213.9622
geo_advanced_95 | Fuel | 2024 | 36.1557 | 193.6895
geo_advanced_95 | Fuel | 2025 | 36.1557 | 191.3129
geo_advanced_95 | Fuel | 2026 | 30.4001 | 193.5853
geo_advanced_95 | Fuel | 2027 | 30.4001 | 191.223
geo_advanced_95 | Fuel | 2028 | 25.0663 | 195.0004
geo_advanced_95 | Fuel | 2029 | 25.0663 | 193.6837
geo_advanced_95 | Fuel | 2030 | 21.0164 | 197.011
geo_advanced_95 | Fuel | 2031 | 21.0164 | 197.011
geo_advanced_95 | Fuel | 2032 | 19.5175 | 200.2184
geo_advanced_95 | Fuel | 2033 | 19.5175 | 200.2184
geo_advanced_95 | Fuel | 2034 | 17.3611 | 208.3532
geo_advanced_95 | Fuel | 2035 | 17.3611 | 208.3532
geo_advanced_95 | Fuel | 2036 | 16.7667 | 212.6443
geo_advanced_95 | Fuel | 2037 | 16.7667 | 212.6443
geo_advanced_95 | Fuel | 2038 | 17.3884 | 224.3261
geo_advanced_95 | Fuel | 2039 | 17.3884 | 224.3261
geo_advanced_95 | Fuel | 2040 | 19.762 | 237.3562
geo_advanced_95 | Fuel | 2041 | 19.762 | 237.3562
geo_advanced_95 | Fuel | 2042 | 22.0873 | 234.5913
geo_advanced_95 | Fuel | 2043 | 22.0873 | 234.5913
geo_advanced_95 | Fuel | 2044 | 22.6636 | 236.9741
geo_advanced_95 | Fuel | 2045 | 22.6636 | 236.9741
geo_advanced_95 | Fuel | 2046 | 18.6216 | 247.2724
geo_advanced_95 | Fuel | 2047 | 18.6216 | 247.2724
geo_advanced_95 | Fuel | 2048 | 14.3964 | 250.4812
geo_advanced_95 | Fuel | 2049 | 14.3964 | 250.4812
geo_advanced_95 | Fuel | 2050 | 10.735 | 263.5545
geo_advanced_95 | Fuel | 2051 | 10.735 | 263.5545
geo_advanced_95 | Fuel | 2052 | 10.735 | 256.5405
geo_advanced_95 | Fuel | 2053 | 10.735 | 256.5405
geo_advanced_95 | Fuel | 2054 | 10.735 | 246.6734
geo_advanced_95 | Fuel | 2055 | 10.735 | 246.6734
geo_advanced_95 | Fuel | 2056 | 10.735 | 238.8318
geo_advanced_95 | Fuel | 2057 | 10.735 | 238.8318
geo_advanced_95 | Fuel | 2058 | 10.735 | 234.1296
geo_advanced_95 | Fuel | 2059 | 10.735 | 234.1296
geo_advanced_95 | Fuel | 2060 | 10.735 | 229.9239
geo_advanced_95 | Fuel | 2061 | 10.735 | 229.9239
geo_advanced_95 | Fuel | 2062 | 10.735 | 224.8368
geo_advanced_95 | Fuel | 2063 | 10.735 | 224.8368
geo_advanced_95 | Fuel | 2064 | 10.735 | 217.9893
geo_advanced_95 | Fuel | 2065 | 10.735 | 217.9893
geo_advanced_95 | Fuel | 2066 | 10.735 | 202.0862
geo_advanced_95 | Fuel | 2067 | 10.735 | 202.0862
geo_advanced_95 | Fuel | 2068 | 10.735 | 184.8021
geo_advanced_95 | Fuel | 2069 | 10.735 | 184.8021
geo_advanced_95 | Fuel | 2070 | 0 | 31.0922
geo_advanced_95 | Fuel | 2071 | 0 | 31.0922
geo_advanced_95 | Fuel | 2072 | 0 | 28.9513
geo_advanced_95 | Fuel | 2073 | 0 | 28.9513
geo_advanced_95 | Fuel | 2074 | 0 | 26.6716
geo_advanced_95 | Fuel | 2075 | 0 | 26.6716
geo_advanced_95 | Fuel | 2076 | 0 | 24.3727
geo_advanced_95 | Fuel | 2077 | 0 | 24.3727
geo_advanced_95 | Fuel | 2078 | 0 | 21.9259
geo_advanced_95 | Fuel | 2079 | 0 | 21.9259
geo_advanced_95 | Fuel | 2080 | 0 | 18.8272
geo_advanced_95 | Fuel | 2081 | 0 | 18.8272
geo_advanced_95 | Fuel | 2082 | 0 | 15.4175
geo_advanced_95 | Fuel | 2083 | 0 | 15.4175
geo_advanced_95 | Fuel | 2084 | 0 | 11.707
geo_advanced_95 | Fuel | 2085 | 0 | 11.707
geo_advanced_95 | Fuel | 2086 | 0 | 7.6728
geo_advanced_95 | Fuel | 2087 | 0 | 7.6728
geo_advanced_95 | Fuel | 2088 | 0 | 3.4677
geo_advanced_95 | Fuel | 2089 | 0 | 3.4677
geo_advanced_95 | Fuel | 2090 | 0 | 6.9707e-15
geo_advanced_95 | Trans | 2010 | 0 | 244.9605
geo_advanced_95 | Trans | 2011 | 0 | 243.3935
geo_advanced_95 | Trans | 2012 | 0 | 212.7321
geo_advanced_95 | Trans | 2013 | 0 | 211.6809
geo_advanced_95 | Trans | 2014 | 0 | 239.6043
geo_advanced_95 | Trans | 2015 | 0 | 238.1294
geo_advanced_95 | Trans | 2016 | 0 | 200.1977
geo_advanced_95 | Trans | 2017 | 0 | 199.8751
geo_advanced_95 | Trans | 2018 | 0 | 206.1207
geo_advanced_95 | Trans | 2019 | 0 | 205.3111
geo_advanced_95 | Trans | 2020 | 0 | 187.8173
geo_advanced_95 | Trans | 2021 | 0 | 184.4574
geo_advanced_95 | Trans | 2022 | 0 | 218.1065
geo_advanced_95 | Trans | 2023 | 0 | 213.9622
geo_advanced_95 | Trans | 2024 | 0 | 193.6895
geo_advanced_95 | Trans | 2025 | 0 | 191.3129
geo_advanced_95 | Trans | 2026 | 0 | 193.5853
geo_advanced_95 | Trans | 2027 | 0 | 191.223
geo_advanced_95 | Trans | 2028 | 0 | 195.0004
geo_advanced_95 | Trans | 2029 | 2.36 | 193.6837
geo_advanced_95 | Trans | 2030 | 4.1266 | 197.011
geo_advanced_95 | Trans | 2031 | 4.1266 | 197.011
geo_advanced_95 | Trans | 2032 | 6.2675 | 200.2184
geo_advanced_95 | Trans | 2033 | 6.2675 | 200.2184
geo_advanced_95 | Trans | 2034 | 8.5472 | 208.3532
geo_advanced_95 | Trans | 2035 | 8.5472 | 208.3532
geo_advanced_95 | Trans | 2036 | 10.8461 | 212.6443
geo_advanced_95 | Trans | 2037 | 10.8461 | 212.6443
geo_advanced_95 | Trans | 2038 | 13.2929 | 224.3261
geo_advanced_95 | Trans | 2039 | 13.2929 | 224.3261
geo_advanced_95 | Trans | 2040 | 16.3916 | 237.3562
geo_advanced_95 | Trans | 2041 | 16.3916 | 237.3562
geo_advanced_95 | Trans | 2042 | 19.8012 | 234.5913
geo_advanced_95 | Trans | 2043 | 19.8012 | 234.5913
geo_advanced_95 | Trans | 2044 | 23.5118 | 236.9741
geo_advanced_95 | Trans | 2045 | 23.5118 | 236.9741
geo_advanced_95 | Trans | 2046 | 27.546 | 247.2724
geo_advanced_95 | Trans | 2047 | 27.546 | 247.2724
geo_advanced_95 | Trans | 2048 | 31.7511 | 250.4812
geo_advanced_95 | Trans | 2049 | 31.7511 | 250.4812
geo_advanced_95 | Trans | 2050 | 35.2188 | 263.5545
geo_advanced_95 | Trans | 2051 | 35.2188 | 263.5545
geo_advanced_95 | Trans | 2052 | 35.2188 | 256.5405
geo_advanced_95 | Trans | 2053 | 35.2188 | 256.5405
geo_advanced_95 | Trans | 2054 | 35.2188 | 246.6734
geo_advanced_95 | Trans | 2055 | 35.2188 | 246.6734
geo_advanced_95 | Trans | 2056 | 35.2188 | 238.8318
geo_advanced_95 | Trans | 2057 | 35.2188 | 238.8318
geo_advanced_95 | Trans | 2058 | 35.2188 | 234.1296
geo_advanced_95 | Trans | 2059 | 35.2188 | 234.1296
geo_advanced_95 | Trans | 2060 | 35.2188 | 229.9239
geo_advanced_95 | Trans | 2061 | 35.2188 | 229.9239
geo_advanced_95 | Trans | 2062 | 35.2188 | 224.8368
geo_advanced_95 | Trans | 2063 | 35.2188 | 224.8368
geo_advanced_95 | Trans | 2064 | 34.8157 | 217.9893
geo_advanced_95 | Trans | 2065 | 34.8157 | 217.9893
geo_advanced_95 | Trans | 2066 | 34.3681 | 202.0862
geo_advanced_95 | Trans | 2067 | 34.3681 | 202.0862
geo_advanced_95 | Trans | 2068 | 32.8588 | 184.8021
geo_advanced_95 | Trans | 2069 | 32.8588 | 184.8021
geo_advanced_95 | Trans | 2070 | 31.0922 | 31.0922
geo_advanced_95 | Trans | 2071 | 31.0922 | 31.0922
geo_advanced_95 | Trans | 2072 | 28.9513 | 28.9513
geo_advanced_95 | Trans | 2073 | 28.9513 | 28.9513
geo_advanced_95 | Trans | 2074 | 26.6716 | 26.6716
geo_advanced_95 | Trans | 2075 | 26.6716 | 26.6716
geo_advanced_95 | Trans | 2076 | 24.3727 | 24.3727
geo_advanced_95 | Trans | 2077 | 24.3727 | 24.3727
geo_advanced_95 | Trans | 2078 | 21.9259 | 21.9259
geo_advanced_95 | Trans | 2079 | 21.9259 | 21.9259
geo_advanced_95 | Trans | 2080 | 18.8272 | 18.8272
geo_advanced_95 | Trans | 2081 | 18.8272 | 18.8272
geo_advanced_95 | Trans | 2082 | 15.4175 | 15.4175
geo_advanced_95 | Trans | 2083 | 15.4175 | 15.4175
geo_advanced_95 | Trans | 2084 | 11.707 | 11.707
geo_advanced_95 | Trans | 2085 | 11.707 | 11.707
geo_advanced_95 | Trans | 2086 | 7.6728 | 7.6728
geo_advanced_95 | Trans | 2087 | 7.6728 | 7.6728
geo_advanced_95 | Trans | 2088 | 3.4677 | 3.4677
geo_advanced_95 | Trans | 2089 | 3.4677 | 3.4677
geo_advanced_95 | Trans | 2090 | 1.51e-15 | 6.9707e-15
geo_advanced_95 | POI | 2010 | 0.083054 | 244.9605
geo_advanced_95 | POI | 2011 | 0.083054 | 243.3935
geo_advanced_95 | POI | 2012 | 0.18766 | 212.7321
geo_advanced_95 | POI | 2013 | 0.18766 | 211.6809
geo_advanced_95 | POI | 2014 | 0.24715 | 239.6043
geo_advanced_95 | POI | 2015 | 0.24715 | 238.1294
geo_advanced_95 | POI | 2016 | 0.32575 | 200.1977
geo_advanced_95 | POI | 2017 | 0.32575 | 199.8751
geo_advanced_95 | POI | 2018 | 0.40059 | 206.1207
geo_advanced_95 | POI | 2019 | 0.40059 | 205.3111
geo_advanced_95 | POI | 2020 | 0.50466 | 187.8173
geo_advanced_95 | POI | 2021 | 0.50466 | 184.4574
geo_advanced_95 | POI | 2022 | 0.82286 | 218.1065
geo_advanced_95 | POI | 2023 | 0.82286 | 213.9622
geo_advanced_95 | POI | 2024 | 1.1154 | 193.6895
geo_advanced_95 | POI | 2025 | 1.1154 | 191.3129
geo_advanced_95 | POI | 2026 | 1.4744 | 193.5853
geo_advanced_95 | POI | 2027 | 1.4744 | 191.223
geo_advanced_95 | POI | 2028 | 1.8301 | 195.0004
geo_advanced_95 | POI | 2029 | 1.8301 | 193.6837
geo_advanced_95 | POI | 2030 | 2.2456 | 197.011
geo_advanced_95 | POI | 2031 | 2.2456 | 197.011
geo_advanced_95 | POI | 2032 | 2.4098 | 200.2184
geo_advanced_95 | POI | 2033 | 2.4098 | 200.2184
geo_advanced_95 | POI | 2034 | 2.7028 | 208.3532
geo_advanced_95 | POI | 2035 | 2.7028 | 208.3532
geo_advanced_95 | POI | 2036 | 2.8846 | 212.6443
geo_advanced_95 | POI | 2037 | 2.8846 | 212.6443
geo_advanced_95 | POI | 2038 | 2.9815 | 224.3261
geo_advanced_95 | POI | 2039 | 2.9815 | 224.3261
geo_advanced_95 | POI | 2040 | 2.9811 | 237.3562
geo_advanced_95 | POI | 2041 | 2.9811 | 237.3562
geo_advanced_95 | POI | 2042 | 2.7443 | 234.5913
geo_advanced_95 | POI | 2043 | 2.7443 | 234.5913
geo_advanced_95 | POI | 2044 | 2.5618 | 236.9741
geo_advanced_95 | POI | 2045 | 2.5618 | 236.9741
geo_advanced_95 | POI | 2046 | 2.4759 | 247.2724
geo_advanced_95 | POI | 2047 | 2.4759 | 247.2724
geo_advanced_95 | POI | 2048 | 2.5333 | 250.4812
geo_advanced_95 | POI | 2049 | 2.5333 | 250.4812
geo_advanced_95 | POI | 2050 | 2.5846 | 263.5545
geo_advanced_95 | POI | 2051 | 2.5846 | 263.5545
geo_advanced_95 | POI | 2052 | 2.3159 | 256.5405
geo_advanced_95 | POI | 2053 | 2.3159 | 256.5405
geo_advanced_95 | POI | 2054 | 1.9633 | 246.6734
geo_advanced_95 | POI | 2055 | 1.9633 | 246.6734
geo_advanced_95 | POI | 2056 | 1.7029 | 238.8318
geo_advanced_95 | POI | 2057 | 1.7029 | 238.8318
geo_advanced_95 | POI | 2058 | 1.5311 | 234.1296
geo_advanced_95 | POI | 2059 | 1.5311 | 234.1296
geo_advanced_95 | POI | 2060 | 1.4275 | 229.9239
geo_advanced_95 | POI | 2061 | 1.4275 | 229.9239
geo_advanced_95 | POI | 2062 | 1.3461 | 224.8368
geo_advanced_95 | POI | 2063 | 1.3461 | 224.8368
geo_advanced_95 | POI | 2064 | 1.2361 | 217.9893
geo_advanced_95 | POI | 2065 | 1.2361 | 217.9893
geo_advanced_95 | POI | 2066 | 0.96291 | 202.0862
geo_advanced_95 | POI | 2067 | 0.96291 | 202.0862
geo_advanced_95 | POI | 2068 | 0.54988 | 184.8021
geo_advanced_95 | POI | 2069 | 0.54988 | 184.8021
geo_advanced_95 | POI | 2070 | 2.2204e-16 | 31.0922
geo_advanced_95 | POI | 2071 | 2.2204e-16 | 31.0922
geo_advanced_95 | POI | 2072 | 2.2204e-16 | 28.9513
geo_advanced_95 | POI | 2073 | 2.2204e-16 | 28.9513
geo_advanced_95 | POI | 2074 | 2.2204e-16 | 26.6716
geo_advanced_95 | POI | 2075 | 2.2204e-16 | 26.6716
geo_advanced_95 | POI | 2076 | 2.2204e-16 | 24.3727
geo_advanced_95 | POI | 2077 | 2.2204e-16 | 24.3727
geo_advanced_95 | POI | 2078 | 2.2204e-16 | 21.9259
geo_advanced_95 | POI | 2079 | 2.2204e-16 | 21.9259
geo_advanced_95 | POI | 2080 | 2.2204e-16 | 18.8272
geo_advanced_95 | POI | 2081 | 2.2204e-16 | 18.8272
geo_advanced_95 | POI | 2082 | 2.2204e-16 | 15.4175
geo_advanced_95 | POI | 2083 | 2.2204e-16 | 15.4175
geo_advanced_95 | POI | 2084 | 2.2204e-16 | 11.707
geo_advanced_95 | POI | 2085 | 2.2204e-16 | 11.707
geo_advanced_95 | POI | 2086 | 2.2204e-16 | 7.6728
geo_advanced_95 | POI | 2087 | 2.2204e-16 | 7.6728
geo_advanced_95 | POI | 2088 | 2.2204e-16 | 3.4677
geo_advanced_95 | POI | 2089 | 2.2204e-16 | 3.4677
geo_advanced_95 | POI | 2090 | 2.2204e-16 | 6.9707e-15
geo_advanced_95 | Spur | 2010 | 0.051182 | 244.9605
geo_advanced_95 | Spur | 2011 | 0.051182 | 243.3935
geo_advanced_95 | Spur | 2012 | 0.27302 | 212.7321
geo_advanced_95 | Spur | 2013 | 0.27302 | 211.6809
geo_advanced_95 | Spur | 2014 | 0.37329 | 239.6043
geo_advanced_95 | Spur | 2015 | 0.37329 | 238.1294
geo_advanced_95 | Spur | 2016 | 0.61234 | 200.1977
geo_advanced_95 | Spur | 2017 | 0.61234 | 199.8751
geo_advanced_95 | Spur | 2018 | 0.78833 | 206.1207
geo_advanced_95 | Spur | 2019 | 0.78833 | 205.3111
geo_advanced_95 | Spur | 2020 | 1.1296 | 187.8173
geo_advanced_95 | Spur | 2021 | 1.1296 | 184.4574
geo_advanced_95 | Spur | 2022 | 2.3634 | 218.1065
geo_advanced_95 | Spur | 2023 | 2.3634 | 213.9622
geo_advanced_95 | Spur | 2024 | 3.8921 | 193.6895
geo_advanced_95 | Spur | 2025 | 3.8921 | 191.3129
geo_advanced_95 | Spur | 2026 | 5.2249 | 193.5853
geo_advanced_95 | Spur | 2027 | 5.2249 | 191.223
geo_advanced_95 | Spur | 2028 | 6.5296 | 195.0004
geo_advanced_95 | Spur | 2029 | 6.5296 | 193.6837
geo_advanced_95 | Spur | 2030 | 8.1034 | 197.011
geo_advanced_95 | Spur | 2031 | 8.1034 | 197.011
geo_advanced_95 | Spur | 2032 | 8.6873 | 200.2184
geo_advanced_95 | Spur | 2033 | 8.6873 | 200.2184
geo_advanced_95 | Spur | 2034 | 9.7996 | 208.3532
geo_advanced_95 | Spur | 2035 | 9.7996 | 208.3532
geo_advanced_95 | Spur | 2036 | 10.4378 | 212.6443
geo_advanced_95 | Spur | 2037 | 10.4378 | 212.6443
geo_advanced_95 | Spur | 2038 | 10.7513 | 224.3261
geo_advanced_95 | Spur | 2039 | 10.7513 | 224.3261
geo_advanced_95 | Spur | 2040 | 10.7282 | 237.3562
geo_advanced_95 | Spur | 2041 | 10.7282 | 237.3562
geo_advanced_95 | Spur | 2042 | 9.8035 | 234.5913
geo_advanced_95 | Spur | 2043 | 9.8035 | 234.5913
geo_advanced_95 | Spur | 2044 | 8.6379 | 236.9741
geo_advanced_95 | Spur | 2045 | 8.6379 | 236.9741
geo_advanced_95 | Spur | 2046 | 8.2358 | 247.2724
geo_advanced_95 | Spur | 2047 | 8.2358 | 247.2724
geo_advanced_95 | Spur | 2048 | 8.5557 | 250.4812
geo_advanced_95 | Spur | 2049 | 8.5557 | 250.4812
geo_advanced_95 | Spur | 2050 | 8.6396 | 263.5545
geo_advanced_95 | Spur | 2051 | 8.6396 | 263.5545
geo_advanced_95 | Spur | 2052 | 7.8339 | 256.5405
geo_advanced_95 | Spur | 2053 | 7.8339 | 256.5405
geo_advanced_95 | Spur | 2054 | 6.6213 | 246.6734
geo_advanced_95 | Spur | 2055 | 6.6213 | 246.6734
geo_advanced_95 | Spur | 2056 | 5.7441 | 238.8318
geo_advanced_95 | Spur | 2057 | 5.7441 | 238.8318
geo_advanced_95 | Spur | 2058 | 5.2545 | 234.1296
geo_advanced_95 | Spur | 2059 | 5.2545 | 234.1296
geo_advanced_95 | Spur | 2060 | 4.9364 | 229.9239
geo_advanced_95 | Spur | 2061 | 4.9364 | 229.9239
geo_advanced_95 | Spur | 2062 | 4.6273 | 224.8368
geo_advanced_95 | Spur | 2063 | 4.6273 | 224.8368
geo_advanced_95 | Spur | 2064 | 4.2642 | 217.9893
geo_advanced_95 | Spur | 2065 | 4.2642 | 217.9893
geo_advanced_95 | Spur | 2066 | 3.3335 | 202.0862
geo_advanced_95 | Spur | 2067 | 3.3335 | 202.0862
geo_advanced_95 | Spur | 2068 | 1.7089 | 184.8021
geo_advanced_95 | Spur | 2069 | 1.7089 | 184.8021
geo_advanced_95 | Spur | 2070 | 2.8866e-15 | 31.0922
geo_advanced_95 | Spur | 2071 | 2.8866e-15 | 31.0922
geo_advanced_95 | Spur | 2072 | 2.8866e-15 | 28.9513
geo_advanced_95 | Spur | 2073 | 2.8866e-15 | 28.9513
geo_advanced_95 | Spur | 2074 | 2.8866e-15 | 26.6716
geo_advanced_95 | Spur | 2075 | 2.8866e-15 | 26.6716
geo_advanced_95 | Spur | 2076 | 2.8866e-15 | 24.3727
geo_advanced_95 | Spur | 2077 | 2.8866e-15 | 24.3727
geo_advanced_95 | Spur | 2078 | 2.8866e-15 | 21.9259
geo_advanced_95 | Spur | 2079 | 2.8866e-15 | 21.9259
geo_advanced_95 | Spur | 2080 | 2.8866e-15 | 18.8272
geo_advanced_95 | Spur | 2081 | 2.8866e-15 | 18.8272
geo_advanced_95 | Spur | 2082 | 2.8866e-15 | 15.4175
geo_advanced_95 | Spur | 2083 | 2.8866e-15 | 15.4175
geo_advanced_95 | Spur | 2084 | 2.8866e-15 | 11.707
geo_advanced_95 | Spur | 2085 | 2.8866e-15 | 11.707
geo_advanced_95 | Spur | 2086 | 2.8866e-15 | 7.6728
geo_advanced_95 | Spur | 2087 | 2.8866e-15 | 7.6728
geo_advanced_95 | Spur | 2088 | 2.8866e-15 | 3.4677
geo_advanced_95 | Spur | 2089 | 2.8866e-15 | 3.4677
geo_advanced_95 | Spur | 2090 | 2.8866e-15 | 6.9707e-15
geo_advanced_95 | Trans O&M | 2010 | 11.7401 | 244.9605
geo_advanced_95 | Trans O&M | 2011 | 11.7401 | 243.3935
geo_advanced_95 | Trans O&M | 2012 | 11.7724 | 212.7321
geo_advanced_95 | Trans O&M | 2013 | 11.7724 | 211.6809
geo_advanced_95 | Trans O&M | 2014 | 11.7893 | 239.6043
geo_advanced_95 | Trans O&M | 2015 | 11.7893 | 238.1294
geo_advanced_95 | Trans O&M | 2016 | 11.8106 | 200.1977
geo_advanced_95 | Trans O&M | 2017 | 11.8106 | 199.8751
geo_advanced_95 | Trans O&M | 2018 | 11.8346 | 206.1207
geo_advanced_95 | Trans O&M | 2019 | 11.8346 | 205.3111
geo_advanced_95 | Trans O&M | 2020 | 11.8622 | 187.8173
geo_advanced_95 | Trans O&M | 2021 | 11.8622 | 184.4574
geo_advanced_95 | Trans O&M | 2022 | 11.9661 | 218.1065
geo_advanced_95 | Trans O&M | 2023 | 11.9661 | 213.9622
geo_advanced_95 | Trans O&M | 2024 | 12.2796 | 193.6895
geo_advanced_95 | Trans O&M | 2025 | 12.2796 | 191.3129
geo_advanced_95 | Trans O&M | 2026 | 12.6122 | 193.5853
geo_advanced_95 | Trans O&M | 2027 | 12.6122 | 191.223
geo_advanced_95 | Trans O&M | 2028 | 13.4991 | 195.0004
geo_advanced_95 | Trans O&M | 2029 | 13.4991 | 193.6837
geo_advanced_95 | Trans O&M | 2030 | 14.505 | 197.011
geo_advanced_95 | Trans O&M | 2031 | 14.505 | 197.011
geo_advanced_95 | Trans O&M | 2032 | 15.6092 | 200.2184
geo_advanced_95 | Trans O&M | 2033 | 15.6092 | 200.2184
geo_advanced_95 | Trans O&M | 2034 | 16.8014 | 208.3532
geo_advanced_95 | Trans O&M | 2035 | 16.8014 | 208.3532
geo_advanced_95 | Trans O&M | 2036 | 17.9773 | 212.6443
geo_advanced_95 | Trans O&M | 2037 | 17.9773 | 212.6443
geo_advanced_95 | Trans O&M | 2038 | 19.1603 | 224.3261
geo_advanced_95 | Trans O&M | 2039 | 19.1603 | 224.3261
geo_advanced_95 | Trans O&M | 2040 | 20.5627 | 237.3562
geo_advanced_95 | Trans O&M | 2041 | 20.5627 | 237.3562
geo_advanced_95 | Trans O&M | 2042 | 22.0712 | 234.5913
geo_advanced_95 | Trans O&M | 2043 | 22.0712 | 234.5913
geo_advanced_95 | Trans O&M | 2044 | 23.7227 | 236.9741
geo_advanced_95 | Trans O&M | 2045 | 23.7227 | 236.9741
geo_advanced_95 | Trans O&M | 2046 | 25.603 | 247.2724
geo_advanced_95 | Trans O&M | 2047 | 25.603 | 247.2724
geo_advanced_95 | Trans O&M | 2048 | 27.6718 | 250.4812
geo_advanced_95 | Trans O&M | 2049 | 27.6718 | 250.4812
geo_advanced_95 | Trans O&M | 2050 | 29.5282 | 263.5545
geo_advanced_95 | Trans O&M | 2051 | 29.5282 | 263.5545
geo_advanced_95 | Trans O&M | 2052 | 29.5282 | 256.5405
geo_advanced_95 | Trans O&M | 2053 | 29.5282 | 256.5405
geo_advanced_95 | Trans O&M | 2054 | 29.5282 | 246.6734
geo_advanced_95 | Trans O&M | 2055 | 29.5282 | 246.6734
geo_advanced_95 | Trans O&M | 2056 | 29.5282 | 238.8318
geo_advanced_95 | Trans O&M | 2057 | 29.5282 | 238.8318
geo_advanced_95 | Trans O&M | 2058 | 29.5282 | 234.1296
geo_advanced_95 | Trans O&M | 2059 | 29.5282 | 234.1296
geo_advanced_95 | Trans O&M | 2060 | 29.5282 | 229.9239
geo_advanced_95 | Trans O&M | 2061 | 29.5282 | 229.9239
geo_advanced_95 | Trans O&M | 2062 | 29.5282 | 224.8368
geo_advanced_95 | Trans O&M | 2063 | 29.5282 | 224.8368
geo_advanced_95 | Trans O&M | 2064 | 29.5282 | 217.9893
geo_advanced_95 | Trans O&M | 2065 | 29.5282 | 217.9893
geo_advanced_95 | Trans O&M | 2066 | 29.5282 | 202.0862
geo_advanced_95 | Trans O&M | 2067 | 29.5282 | 202.0862
geo_advanced_95 | Trans O&M | 2068 | 29.5282 | 184.8021
geo_advanced_95 | Trans O&M | 2069 | 29.5282 | 184.8021
geo_advanced_95 | Trans O&M | 2070 | 0 | 31.0922
geo_advanced_95 | Trans O&M | 2071 | 0 | 31.0922
geo_advanced_95 | Trans O&M | 2072 | 0 | 28.9513
geo_advanced_95 | Trans O&M | 2073 | 0 | 28.9513
geo_advanced_95 | Trans O&M | 2074 | 0 | 26.6716
geo_advanced_95 | Trans O&M | 2075 | 0 | 26.6716
geo_advanced_95 | Trans O&M | 2076 | 0 | 24.3727
geo_advanced_95 | Trans O&M | 2077 | 0 | 24.3727
geo_advanced_95 | Trans O&M | 2078 | 0 | 21.9259
geo_advanced_95 | Trans O&M | 2079 | 0 | 21.9259
geo_advanced_95 | Trans O&M | 2080 | 0 | 18.8272
geo_advanced_95 | Trans O&M | 2081 | 0 | 18.8272
geo_advanced_95 | Trans O&M | 2082 | 0 | 15.4175
geo_advanced_95 | Trans O&M | 2083 | 0 | 15.4175
geo_advanced_95 | Trans O&M | 2084 | 0 | 11.707
geo_advanced_95 | Trans O&M | 2085 | 0 | 11.707
geo_advanced_95 | Trans O&M | 2086 | 0 | 7.6728
geo_advanced_95 | Trans O&M | 2087 | 0 | 7.6728
geo_advanced_95 | Trans O&M | 2088 | 0 | 3.4677
geo_advanced_95 | Trans O&M | 2089 | 0 | 3.4677
geo_advanced_95 | Trans O&M | 2090 | 0 | 6.9707e-15
geo_advanced_95 | CO2 T&S Capex | 2010 | 0 | 244.9605
geo_advanced_95 | CO2 T&S Capex | 2011 | 0 | 243.3935
geo_advanced_95 | CO2 T&S Capex | 2012 | 0 | 212.7321
geo_advanced_95 | CO2 T&S Capex | 2013 | 0 | 211.6809
geo_advanced_95 | CO2 T&S Capex | 2014 | 0 | 239.6043
geo_advanced_95 | CO2 T&S Capex | 2015 | 0 | 238.1294
geo_advanced_95 | CO2 T&S Capex | 2016 | 0 | 200.1977
geo_advanced_95 | CO2 T&S Capex | 2017 | 0 | 199.8751
geo_advanced_95 | CO2 T&S Capex | 2018 | 0 | 206.1207
geo_advanced_95 | CO2 T&S Capex | 2019 | 0 | 205.3111
geo_advanced_95 | CO2 T&S Capex | 2020 | 0 | 187.8173
geo_advanced_95 | CO2 T&S Capex | 2021 | 0 | 184.4574
geo_advanced_95 | CO2 T&S Capex | 2022 | 0 | 218.1065
geo_advanced_95 | CO2 T&S Capex | 2023 | 0 | 213.9622
geo_advanced_95 | CO2 T&S Capex | 2024 | 0 | 193.6895
geo_advanced_95 | CO2 T&S Capex | 2025 | 0 | 191.3129
geo_advanced_95 | CO2 T&S Capex | 2026 | 0 | 193.5853
geo_advanced_95 | CO2 T&S Capex | 2027 | 0 | 191.223
geo_advanced_95 | CO2 T&S Capex | 2028 | 0.26529 | 195.0004
geo_advanced_95 | CO2 T&S Capex | 2029 | 0.26529 | 193.6837
geo_advanced_95 | CO2 T&S Capex | 2030 | 0.26529 | 197.011
geo_advanced_95 | CO2 T&S Capex | 2031 | 0.26529 | 197.011
geo_advanced_95 | CO2 T&S Capex | 2032 | 0.26526 | 200.2184
geo_advanced_95 | CO2 T&S Capex | 2033 | 0.26526 | 200.2184
geo_advanced_95 | CO2 T&S Capex | 2034 | 0.26526 | 208.3532
geo_advanced_95 | CO2 T&S Capex | 2035 | 0.26526 | 208.3532
geo_advanced_95 | CO2 T&S Capex | 2036 | 0.26526 | 212.6443
geo_advanced_95 | CO2 T&S Capex | 2037 | 0.26526 | 212.6443
geo_advanced_95 | CO2 T&S Capex | 2038 | 0.26526 | 224.3261
geo_advanced_95 | CO2 T&S Capex | 2039 | 0.26526 | 224.3261
geo_advanced_95 | CO2 T&S Capex | 2040 | 0.018168 | 237.3562
geo_advanced_95 | CO2 T&S Capex | 2041 | 0.018168 | 237.3562
geo_advanced_95 | CO2 T&S Capex | 2042 | 0.018168 | 234.5913
geo_advanced_95 | CO2 T&S Capex | 2043 | 0.018168 | 234.5913
geo_advanced_95 | CO2 T&S Capex | 2044 | 0.018168 | 236.9741
geo_advanced_95 | CO2 T&S Capex | 2045 | 0.018168 | 236.9741
geo_advanced_95 | CO2 T&S Capex | 2046 | 0.20835 | 247.2724
geo_advanced_95 | CO2 T&S Capex | 2047 | 0.20835 | 247.2724
geo_advanced_95 | CO2 T&S Capex | 2048 | 0.23792 | 250.4812
geo_advanced_95 | CO2 T&S Capex | 2049 | 0.23792 | 250.4812
geo_advanced_95 | CO2 T&S Capex | 2050 | 0.17512 | 263.5545
geo_advanced_95 | CO2 T&S Capex | 2051 | 0.17512 | 263.5545
geo_advanced_95 | CO2 T&S Capex | 2052 | 0.17512 | 256.5405
geo_advanced_95 | CO2 T&S Capex | 2053 | 0.17512 | 256.5405
geo_advanced_95 | CO2 T&S Capex | 2054 | 0.17512 | 246.6734
geo_advanced_95 | CO2 T&S Capex | 2055 | 0.17512 | 246.6734
geo_advanced_95 | CO2 T&S Capex | 2056 | 0.17512 | 238.8318
geo_advanced_95 | CO2 T&S Capex | 2057 | 0.17512 | 238.8318
geo_advanced_95 | CO2 T&S Capex | 2058 | 0.17512 | 234.1296
geo_advanced_95 | CO2 T&S Capex | 2059 | 0.17512 | 234.1296
geo_advanced_95 | CO2 T&S Capex | 2060 | 0.17512 | 229.9239
geo_advanced_95 | CO2 T&S Capex | 2061 | 0.17512 | 229.9239
geo_advanced_95 | CO2 T&S Capex | 2062 | 0.17512 | 224.8368
geo_advanced_95 | CO2 T&S Capex | 2063 | 0.17512 | 224.8368
geo_advanced_95 | CO2 T&S Capex | 2064 | 0.17512 | 217.9893
geo_advanced_95 | CO2 T&S Capex | 2065 | 0.17512 | 217.9893
geo_advanced_95 | CO2 T&S Capex | 2066 | 0.17512 | 202.0862
geo_advanced_95 | CO2 T&S Capex | 2067 | 0.17512 | 202.0862
geo_advanced_95 | CO2 T&S Capex | 2068 | 0.17512 | 184.8021
geo_advanced_95 | CO2 T&S Capex | 2069 | 0.17512 | 184.8021
geo_advanced_95 | CO2 T&S Capex | 2070 | 0 | 31.0922
geo_advanced_95 | CO2 T&S Capex | 2071 | 0 | 31.0922
geo_advanced_95 | CO2 T&S Capex | 2072 | 0 | 28.9513
geo_advanced_95 | CO2 T&S Capex | 2073 | 0 | 28.9513
geo_advanced_95 | CO2 T&S Capex | 2074 | 0 | 26.6716
geo_advanced_95 | CO2 T&S Capex | 2075 | 0 | 26.6716
geo_advanced_95 | CO2 T&S Capex | 2076 | 0 | 24.3727
geo_advanced_95 | CO2 T&S Capex | 2077 | 0 | 24.3727
geo_advanced_95 | CO2 T&S Capex | 2078 | 0 | 21.9259
geo_advanced_95 | CO2 T&S Capex | 2079 | 0 | 21.9259
geo_advanced_95 | CO2 T&S Capex | 2080 | 0 | 18.8272
geo_advanced_95 | CO2 T&S Capex | 2081 | 0 | 18.8272
geo_advanced_95 | CO2 T&S Capex | 2082 | 0 | 15.4175
geo_advanced_95 | CO2 T&S Capex | 2083 | 0 | 15.4175
geo_advanced_95 | CO2 T&S Capex | 2084 | 0 | 11.707
geo_advanced_95 | CO2 T&S Capex | 2085 | 0 | 11.707
geo_advanced_95 | CO2 T&S Capex | 2086 | 0 | 7.6728
geo_advanced_95 | CO2 T&S Capex | 2087 | 0 | 7.6728
geo_advanced_95 | CO2 T&S Capex | 2088 | 0 | 3.4677
geo_advanced_95 | CO2 T&S Capex | 2089 | 0 | 3.4677
geo_advanced_95 | CO2 T&S Capex | 2090 | 0 | 6.9707e-15
geo_advanced_95 | ACP | 2010 | 0 | 244.9605
geo_advanced_95 | ACP | 2011 | 0 | 243.3935
geo_advanced_95 | ACP | 2012 | 0 | 212.7321
geo_advanced_95 | ACP | 2013 | 0 | 211.6809
geo_advanced_95 | ACP | 2014 | 0 | 239.6043
geo_advanced_95 | ACP | 2015 | 0 | 238.1294
geo_advanced_95 | ACP | 2016 | 0 | 200.1977
geo_advanced_95 | ACP | 2017 | 0 | 199.8751
geo_advanced_95 | ACP | 2018 | 0 | 206.1207
geo_advanced_95 | ACP | 2019 | 0 | 205.3111
geo_advanced_95 | ACP | 2020 | 1.5923 | 187.8173
geo_advanced_95 | ACP | 2021 | 1.5923 | 184.4574
geo_advanced_95 | ACP | 2022 | 0.00090959 | 218.1065
geo_advanced_95 | ACP | 2023 | 0.00090959 | 213.9622
geo_advanced_95 | ACP | 2024 | 0.00078176 | 193.6895
geo_advanced_95 | ACP | 2025 | 0.00078176 | 191.3129
geo_advanced_95 | ACP | 2026 | 0.00060125 | 193.5853
geo_advanced_95 | ACP | 2027 | 0.00060125 | 191.223
geo_advanced_95 | ACP | 2028 | 0.00052569 | 195.0004
geo_advanced_95 | ACP | 2029 | 0.00052569 | 193.6837
geo_advanced_95 | ACP | 2030 | 0.00028283 | 197.011
geo_advanced_95 | ACP | 2031 | 0.00028283 | 197.011
geo_advanced_95 | ACP | 2032 | 0.00028283 | 200.2184
geo_advanced_95 | ACP | 2033 | 0.00028283 | 200.2184
geo_advanced_95 | ACP | 2034 | 0.00028283 | 208.3532
geo_advanced_95 | ACP | 2035 | 0.00028283 | 208.3532
geo_advanced_95 | ACP | 2036 | 0.00029487 | 212.6443
geo_advanced_95 | ACP | 2037 | 0.00029487 | 212.6443
geo_advanced_95 | ACP | 2038 | 0.00031016 | 224.3261
geo_advanced_95 | ACP | 2039 | 0.00031016 | 224.3261
geo_advanced_95 | ACP | 2040 | 0.00029055 | 237.3562
geo_advanced_95 | ACP | 2041 | 0.00029055 | 237.3562
geo_advanced_95 | ACP | 2042 | 0.084204 | 234.5913
geo_advanced_95 | ACP | 2043 | 0.084204 | 234.5913
geo_advanced_95 | ACP | 2044 | 0.00029055 | 236.9741
geo_advanced_95 | ACP | 2045 | 0.00029055 | 236.9741
geo_advanced_95 | ACP | 2046 | 0.00029055 | 247.2724
geo_advanced_95 | ACP | 2047 | 0.00029055 | 247.2724
geo_advanced_95 | ACP | 2048 | 0.00029055 | 250.4812
geo_advanced_95 | ACP | 2049 | 0.00029055 | 250.4812
geo_advanced_95 | ACP | 2050 | 0.00029055 | 263.5545
geo_advanced_95 | ACP | 2051 | 0.00029055 | 263.5545
geo_advanced_95 | ACP | 2052 | 0.00029055 | 256.5405
geo_advanced_95 | ACP | 2053 | 0.00029055 | 256.5405
geo_advanced_95 | ACP | 2054 | 0.00029055 | 246.6734
geo_advanced_95 | ACP | 2055 | 0.00029055 | 246.6734
geo_advanced_95 | ACP | 2056 | 0.00029055 | 238.8318
geo_advanced_95 | ACP | 2057 | 0.00029055 | 238.8318
geo_advanced_95 | ACP | 2058 | 0.00029055 | 234.1296
geo_advanced_95 | ACP | 2059 | 0.00029055 | 234.1296
geo_advanced_95 | ACP | 2060 | 0.00029055 | 229.9239
geo_advanced_95 | ACP | 2061 | 0.00029055 | 229.9239
geo_advanced_95 | ACP | 2062 | 0.00029055 | 224.8368
geo_advanced_95 | ACP | 2063 | 0.00029055 | 224.8368
geo_advanced_95 | ACP | 2064 | 0.00029055 | 217.9893
geo_advanced_95 | ACP | 2065 | 0.00029055 | 217.9893
geo_advanced_95 | ACP | 2066 | 0.00029055 | 202.0862
geo_advanced_95 | ACP | 2067 | 0.00029055 | 202.0862
geo_advanced_95 | ACP | 2068 | 0.00029055 | 184.8021
geo_advanced_95 | ACP | 2069 | 0.00029055 | 184.8021
geo_advanced_95 | ACP | 2070 | 0 | 31.0922
geo_advanced_95 | ACP | 2071 | 0 | 31.0922
geo_advanced_95 | ACP | 2072 | 0 | 28.9513
geo_advanced_95 | ACP | 2073 | 0 | 28.9513
geo_advanced_95 | ACP | 2074 | 0 | 26.6716
geo_advanced_95 | ACP | 2075 | 0 | 26.6716
geo_advanced_95 | ACP | 2076 | 0 | 24.3727
geo_advanced_95 | ACP | 2077 | 0 | 24.3727
geo_advanced_95 | ACP | 2078 | 0 | 21.9259
geo_advanced_95 | ACP | 2079 | 0 | 21.9259
geo_advanced_95 | ACP | 2080 | 0 | 18.8272
geo_advanced_95 | ACP | 2081 | 0 | 18.8272
geo_advanced_95 | ACP | 2082 | 0 | 15.4175
geo_advanced_95 | ACP | 2083 | 0 | 15.4175
geo_advanced_95 | ACP | 2084 | 0 | 11.707
geo_advanced_95 | ACP | 2085 | 0 | 11.707
geo_advanced_95 | ACP | 2086 | 0 | 7.6728
geo_advanced_95 | ACP | 2087 | 0 | 7.6728
geo_advanced_95 | ACP | 2088 | 0 | 3.4677
geo_advanced_95 | ACP | 2089 | 0 | 3.4677
geo_advanced_95 | ACP | 2090 | 0 | 6.9707e-15

## 30_Hydrogen Production (Million
tech | region | year | Production (Million tonnes) | scenario

## 31_Hydrogen Price ($ per kg)
product | year | Price ($/kg) | scenario

## 32_Final Wind Capacity (GW)
scenario | rs | Capacity (GW)
geo_advanced_95 | s1 | 0.006
geo_advanced_95 | s100 | 1.0109
geo_advanced_95 | s101 | 0.432
geo_advanced_95 | s102 | 1.5741
geo_advanced_95 | s103 | 0.75204
geo_advanced_95 | s104 | 3.1227
geo_advanced_95 | s105 | 1.9054
geo_advanced_95 | s107 | 3.658
geo_advanced_95 | s108 | 2.7664
geo_advanced_95 | s109 | 0.77968
geo_advanced_95 | s110 | 1.9321
geo_advanced_95 | s111 | 0.45414
geo_advanced_95 | s112 | 2.8669
geo_advanced_95 | s114 | 3.2193
geo_advanced_95 | s115 | 0.17537
geo_advanced_95 | s116 | 6.0108
geo_advanced_95 | s117 | 0.65176
geo_advanced_95 | s118 | 1.8934
geo_advanced_95 | s119 | 1.8426
geo_advanced_95 | s12 | 0.16971
geo_advanced_95 | s120 | 1.3654
geo_advanced_95 | s121 | 2.8572
geo_advanced_95 | s122 | 0.12487
geo_advanced_95 | s123 | 5.3214
geo_advanced_95 | s124 | 0.2324
geo_advanced_95 | s125 | 0.025
geo_advanced_95 | s127 | 0.0025
geo_advanced_95 | s128 | 0.76311
geo_advanced_95 | s129 | 0.073701
geo_advanced_95 | s130 | 0.27206
geo_advanced_95 | s132 | 15.4406
geo_advanced_95 | s133 | 0.5018
geo_advanced_95 | s134 | 8.8543
geo_advanced_95 | s135 | 2.8884
geo_advanced_95 | s136 | 8.5325
geo_advanced_95 | s137 | 1.0747
geo_advanced_95 | s138 | 0
geo_advanced_95 | s139 | 1.3222
geo_advanced_95 | s14 | 0.10347
geo_advanced_95 | s140 | 0.72811
geo_advanced_95 | s141 | 0.52825
geo_advanced_95 | s143 | 5.8159
geo_advanced_95 | s144 | 11.1259
geo_advanced_95 | s146 | 1.4886
geo_advanced_95 | s147 | 3.1907
geo_advanced_95 | s148 | 3.9716
geo_advanced_95 | s149 | 5.6954
geo_advanced_95 | s150 | 6.5714
geo_advanced_95 | s151 | 0.044688
geo_advanced_95 | s152 | 4.6618
geo_advanced_95 | s153 | 15.4331
geo_advanced_95 | s154 | 19.3754
geo_advanced_95 | s155 | 2.7587
geo_advanced_95 | s156 | 3.4833
geo_advanced_95 | s157 | 15.2841
geo_advanced_95 | s158 | 0.62118
geo_advanced_95 | s159 | 0.62813
geo_advanced_95 | s16 | 4.0492
geo_advanced_95 | s160 | 0.69124
geo_advanced_95 | s162 | 4.2886
geo_advanced_95 | s163 | 5.3281
geo_advanced_95 | s164 | 3.6628
geo_advanced_95 | s165 | 11.893
geo_advanced_95 | s166 | 6.2397
geo_advanced_95 | s167 | 10.5382
geo_advanced_95 | s168 | 0.66526
geo_advanced_95 | s169 | 6.0672
geo_advanced_95 | s17 | 0.10806
geo_advanced_95 | s171 | 26.0086
geo_advanced_95 | s172 | 6.3833
geo_advanced_95 | s174 | 8.5063
geo_advanced_95 | s176 | 4.5752
geo_advanced_95 | s177 | 1.0027
geo_advanced_95 | s178 | 3.1149
geo_advanced_95 | s179 | 1.1537
geo_advanced_95 | s180 | 9.8263
geo_advanced_95 | s181 | 0.0094
geo_advanced_95 | s182 | 0.103
geo_advanced_95 | s183 | 0.0059
geo_advanced_95 | s184 | 0.9399
geo_advanced_95 | s185 | 0.88883
geo_advanced_95 | s186 | 4.659
geo_advanced_95 | s187 | 4.1638
geo_advanced_95 | s188 | 3.2497
geo_advanced_95 | s19 | 0.0027574
geo_advanced_95 | s190 | 0.93795
geo_advanced_95 | s191 | 1.3732
geo_advanced_95 | s192 | 0.95125
geo_advanced_95 | s193 | 1.5283
geo_advanced_95 | s194 | 0.65957
geo_advanced_95 | s195 | 0.40916
geo_advanced_95 | s196 | 0.027046
geo_advanced_95 | s197 | 0.050854
geo_advanced_95 | s198 | 0.14762
geo_advanced_95 | s199 | 5.7184
geo_advanced_95 | s20 | 21.3059
geo_advanced_95 | s200 | 5.0468
geo_advanced_95 | s201 | 0.14118
geo_advanced_95 | s202 | 3.1052
geo_advanced_95 | s203 | 4.4143
geo_advanced_95 | s205 | 3.0965
geo_advanced_95 | s206 | 0.29967
geo_advanced_95 | s207 | 5.2254
geo_advanced_95 | s208 | 6.2536
geo_advanced_95 | s209 | 9.1318
geo_advanced_95 | s21 | 0.091757
geo_advanced_95 | s210 | 6.1754
geo_advanced_95 | s211 | 0.81248
geo_advanced_95 | s212 | 1.5765
geo_advanced_95 | s214 | 5.5218
geo_advanced_95 | s215 | 1.4076
geo_advanced_95 | s216 | 1.0587
geo_advanced_95 | s217 | 0.13824
geo_advanced_95 | s218 | 2.8326
geo_advanced_95 | s219 | 0.48105
geo_advanced_95 | s22 | 0.47922
geo_advanced_95 | s221 | 9.7648
geo_advanced_95 | s222 | 0.52925
geo_advanced_95 | s223 | 0.035114
geo_advanced_95 | s224 | 7.4276
geo_advanced_95 | s226 | 2.507
geo_advanced_95 | s227 | 0.0054
geo_advanced_95 | s228 | 3.632
geo_advanced_95 | s230 | 1.187
geo_advanced_95 | s234 | 0.022
geo_advanced_95 | s235 | 0.078991
geo_advanced_95 | s236 | 3.7777
geo_advanced_95 | s240 | 0.84226
geo_advanced_95 | s243 | 0.85444
geo_advanced_95 | s244 | 0.62074
geo_advanced_95 | s245 | 0.056036
geo_advanced_95 | s248 | 0.04809
geo_advanced_95 | s249 | 0.45403
geo_advanced_95 | s25 | 2.9757
geo_advanced_95 | s250 | 2.8026
geo_advanced_95 | s252 | 0.79667
geo_advanced_95 | s253 | 0.83257
geo_advanced_95 | s254 | 0.39923
geo_advanced_95 | s255 | 0.44621
geo_advanced_95 | s256 | 2.6461
geo_advanced_95 | s257 | 0.74856
geo_advanced_95 | s259 | 4.2867
geo_advanced_95 | s26 | 0.53608
geo_advanced_95 | s260 | 2.2039
geo_advanced_95 | s261 | 0.556
geo_advanced_95 | s262 | 6.4623
geo_advanced_95 | s263 | 1.6881
geo_advanced_95 | s265 | 1.9927
geo_advanced_95 | s266 | 0.35181
geo_advanced_95 | s267 | 12.4684
geo_advanced_95 | s268 | 0.22466
geo_advanced_95 | s27 | 0.58801
geo_advanced_95 | s270 | 0.90343
geo_advanced_95 | s272 | 0.080652
geo_advanced_95 | s273 | 0.2246
geo_advanced_95 | s274 | 0.27717
geo_advanced_95 | s275 | 3.5307
geo_advanced_95 | s276 | 0.39051
geo_advanced_95 | s277 | 9.6892
geo_advanced_95 | s279 | 1.866
geo_advanced_95 | s28 | 0.0618
geo_advanced_95 | s280 | 0.35626
geo_advanced_95 | s281 | 0.0284
geo_advanced_95 | s286 | 2.8387
geo_advanced_95 | s289 | 0.04702
geo_advanced_95 | s29 | 3.4296
geo_advanced_95 | s290 | 0.11163
geo_advanced_95 | s291 | 0.83083
geo_advanced_95 | s292 | 1.0075
geo_advanced_95 | s293 | 1.9653
geo_advanced_95 | s294 | 6.4672
geo_advanced_95 | s296 | 0.58092
geo_advanced_95 | s297 | 0.36947
geo_advanced_95 | s298 | 0.099071
geo_advanced_95 | s3 | 0
geo_advanced_95 | s30 | 1.0401
geo_advanced_95 | s300 | 0.45796
geo_advanced_95 | s302 | 0.065877
geo_advanced_95 | s304 | 2.6207
geo_advanced_95 | s306 | 0.038345
geo_advanced_95 | s307 | 0.60292
geo_advanced_95 | s308 | 0.34739
geo_advanced_95 | s309 | 1.7011
geo_advanced_95 | s31 | 2.5637
geo_advanced_95 | s311 | 0.18107
geo_advanced_95 | s312 | 0.76681
geo_advanced_95 | s313 | 3.7466
geo_advanced_95 | s314 | 4.6538
geo_advanced_95 | s315 | 2.022
geo_advanced_95 | s32 | 0.14101
geo_advanced_95 | s320 | 1.9427
geo_advanced_95 | s321 | 1.6018
geo_advanced_95 | s322 | 4.2781
geo_advanced_95 | s323 | 1.675
geo_advanced_95 | s324 | 0.96974
geo_advanced_95 | s325 | 1.3418
geo_advanced_95 | s326 | 0.78403
geo_advanced_95 | s329 | 0.0001
geo_advanced_95 | s33 | 4.7079
geo_advanced_95 | s330 | 1.6004
geo_advanced_95 | s331 | 0.000364
geo_advanced_95 | s332 | 6.1393
geo_advanced_95 | s333 | 1.9391
geo_advanced_95 | s334 | 2.595
geo_advanced_95 | s335 | 3.1426
geo_advanced_95 | s336 | 2.4519
geo_advanced_95 | s337 | 1.45
geo_advanced_95 | s338 | 3.1271
geo_advanced_95 | s339 | 2.0292
geo_advanced_95 | s340 | 0.10647
geo_advanced_95 | s341 | 0.018006
geo_advanced_95 | s342 | 3.7637
geo_advanced_95 | s343 | 0.076545
geo_advanced_95 | s345 | 0.96517
geo_advanced_95 | s346 | 0.57288
geo_advanced_95 | s347 | 0.2427
geo_advanced_95 | s348 | 0.82079
geo_advanced_95 | s349 | 5.7107
geo_advanced_95 | s350 | 0.01
geo_advanced_95 | s351 | 0.62286
geo_advanced_95 | s352 | 0.42846
geo_advanced_95 | s353 | 2.1626
geo_advanced_95 | s354 | 0.21094
geo_advanced_95 | s355 | 1.4238
geo_advanced_95 | s356 | 1.1679
geo_advanced_95 | s36 | 0.12734
geo_advanced_95 | s38 | 0
geo_advanced_95 | s4 | 1.2548
geo_advanced_95 | s40 | 0.79262
geo_advanced_95 | s42 | 0
geo_advanced_95 | s44 | 0.2936
geo_advanced_95 | s46 | 1.3144
geo_advanced_95 | s47 | 0.3048
geo_advanced_95 | s48 | 0.1052
geo_advanced_95 | s49 | 0
geo_advanced_95 | s5 | 1.2877
geo_advanced_95 | s50 | 0.2047
geo_advanced_95 | s52 | 0
geo_advanced_95 | s53 | 0.5302
geo_advanced_95 | s54 | 0.49409
geo_advanced_95 | s55 | 0.014173
geo_advanced_95 | s57 | 0
geo_advanced_95 | s59 | 0
geo_advanced_95 | s62 | 0.86346
geo_advanced_95 | s63 | 1.0431
geo_advanced_95 | s64 | 0.39916
geo_advanced_95 | s65 | 2.9353
geo_advanced_95 | s66 | 0.83118
geo_advanced_95 | s67 | 0.71175
geo_advanced_95 | s68 | 0.33902
geo_advanced_95 | s7 | 0.126
geo_advanced_95 | s70 | 0.89638
geo_advanced_95 | s71 | 6.4048
geo_advanced_95 | s72 | 0.25187
geo_advanced_95 | s73 | 1.2801
geo_advanced_95 | s74 | 23.3219
geo_advanced_95 | s79 | 0.073955
geo_advanced_95 | s8 | 0.28646
geo_advanced_95 | s80 | 0.076472
geo_advanced_95 | s81 | 0.031385
geo_advanced_95 | s82 | 0.073143
geo_advanced_95 | s83 | 0
geo_advanced_95 | s84 | 0.0145
geo_advanced_95 | s85 | 6.5354
geo_advanced_95 | s86 | 3.1242
geo_advanced_95 | s87 | 10.1938
geo_advanced_95 | s88 | 0
geo_advanced_95 | s9 | 1.9503
geo_advanced_95 | s90 | 0.1
geo_advanced_95 | s92 | 4.7905
geo_advanced_95 | s93 | 11.251
geo_advanced_95 | s95 | 0.94496
geo_advanced_95 | s96 | 0.26275
geo_advanced_95 | s97 | 0.4488
geo_advanced_95 | s98 | 2.5712
geo_advanced_95 | s99 | 10.194

## 33_PV Capacity (GW)
scenario | rb | Capacity (GW)
geo_advanced_95 | p1 | 1.8493
geo_advanced_95 | p10 | 33.6675
geo_advanced_95 | p100 | 2.9372
geo_advanced_95 | p101 | 47.3472
geo_advanced_95 | p102 | 22.0405
geo_advanced_95 | p103 | 7.4635
geo_advanced_95 | p104 | 11.5609
geo_advanced_95 | p105 | 2.8906
geo_advanced_95 | p106 | 4.8202
geo_advanced_95 | p107 | 7.3892
geo_advanced_95 | p108 | 4.8654
geo_advanced_95 | p109 | 18.2742
geo_advanced_95 | p11 | 6.9525
geo_advanced_95 | p110 | 0.69662
geo_advanced_95 | p111 | 14.1611
geo_advanced_95 | p112 | 14.8314
geo_advanced_95 | p113 | 17.7729
geo_advanced_95 | p114 | 10.1607
geo_advanced_95 | p115 | 1.5235
geo_advanced_95 | p116 | 1.026
geo_advanced_95 | p117 | 0.58937
geo_advanced_95 | p118 | 4.001
geo_advanced_95 | p119 | 0.18009
geo_advanced_95 | p12 | 1.1691
geo_advanced_95 | p120 | 0.38018
geo_advanced_95 | p121 | 2.112
geo_advanced_95 | p122 | 11.7602
geo_advanced_95 | p123 | 7.3011
geo_advanced_95 | p124 | 0.097552
geo_advanced_95 | p125 | 2.6873
geo_advanced_95 | p126 | 8.5534
geo_advanced_95 | p127 | 21.9282
geo_advanced_95 | p128 | 2.6527
geo_advanced_95 | p129 | 1.9398
geo_advanced_95 | p13 | 4.0541
geo_advanced_95 | p130 | 3.9635
geo_advanced_95 | p131 | 6.8698
geo_advanced_95 | p132 | 4.3234
geo_advanced_95 | p133 | 0.71581
geo_advanced_95 | p134 | 2.9707
geo_advanced_95 | p14 | 0.16073
geo_advanced_95 | p15 | 5.7775
geo_advanced_95 | p16 | 0.62878
geo_advanced_95 | p17 | 0.21336
geo_advanced_95 | p18 | 0.11791
geo_advanced_95 | p19 | 0.003
geo_advanced_95 | p2 | 0.87591
geo_advanced_95 | p20 | 0.14782
geo_advanced_95 | p21 | 0.068455
geo_advanced_95 | p22 | 0.011158
geo_advanced_95 | p23 | 0.036315
geo_advanced_95 | p24 | 0.087636
geo_advanced_95 | p25 | 7.6052
geo_advanced_95 | p26 | 0.33468
geo_advanced_95 | p27 | 8.8901
geo_advanced_95 | p28 | 12.1085
geo_advanced_95 | p29 | 1.654
geo_advanced_95 | p3 | 0.73967
geo_advanced_95 | p30 | 4.2876
geo_advanced_95 | p31 | 1.1365
geo_advanced_95 | p32 | 0.077
geo_advanced_95 | p33 | 7.0307
geo_advanced_95 | p34 | 2.6619
geo_advanced_95 | p35 | 0.17382
geo_advanced_95 | p36 | 0.18157
geo_advanced_95 | p37 | 44.2521
geo_advanced_95 | p38 | 2.6398
geo_advanced_95 | p39 | 0.47125
geo_advanced_95 | p4 | 0.41928
geo_advanced_95 | p40 | 7.646
geo_advanced_95 | p41 | 9.5447
geo_advanced_95 | p42 | 0.40605
geo_advanced_95 | p43 | 30.9207
geo_advanced_95 | p44 | 1.4981
geo_advanced_95 | p45 | 6.2787
geo_advanced_95 | p46 | 5.3724
geo_advanced_95 | p47 | 1.4446
geo_advanced_95 | p48 | 6.5552
geo_advanced_95 | p49 | 3.0765
geo_advanced_95 | p5 | 1.65
geo_advanced_95 | p50 | 4.4404
geo_advanced_95 | p51 | 7.2155
geo_advanced_95 | p52 | 0.63503
geo_advanced_95 | p53 | 11.4522
geo_advanced_95 | p54 | 1.9393
geo_advanced_95 | p55 | 1.7021
geo_advanced_95 | p56 | 2.9134
geo_advanced_95 | p57 | 2.7115
geo_advanced_95 | p58 | 17.1406
geo_advanced_95 | p59 | 3.4775
geo_advanced_95 | p6 | 4.7534
geo_advanced_95 | p60 | 4.3681
geo_advanced_95 | p61 | 3.4516
geo_advanced_95 | p62 | 4.2088
geo_advanced_95 | p63 | 17.0867
geo_advanced_95 | p64 | 12.5974
geo_advanced_95 | p65 | 12.6841
geo_advanced_95 | p66 | 6.961
geo_advanced_95 | p67 | 16.8534
geo_advanced_95 | p68 | 4.6899
geo_advanced_95 | p69 | 0.4743
geo_advanced_95 | p7 | 17.4437
geo_advanced_95 | p70 | 4.4969
geo_advanced_95 | p71 | 0.66824
geo_advanced_95 | p72 | 7.9752
geo_advanced_95 | p73 | 0.21327
geo_advanced_95 | p74 | 0.071636
geo_advanced_95 | p75 | 2.5359
geo_advanced_95 | p76 | 3.3626
geo_advanced_95 | p77 | 1.3107
geo_advanced_95 | p78 | 1.8857
geo_advanced_95 | p79 | 2.6093
geo_advanced_95 | p8 | 3.3121
geo_advanced_95 | p80 | 22.008
geo_advanced_95 | p81 | 3.0824
geo_advanced_95 | p82 | 1.4334
geo_advanced_95 | p83 | 1.5874
geo_advanced_95 | p84 | 1.1255
geo_advanced_95 | p85 | 4.1832
geo_advanced_95 | p86 | 11.6003
geo_advanced_95 | p87 | 5.7426
geo_advanced_95 | p88 | 9.9507
geo_advanced_95 | p89 | 12.0591
geo_advanced_95 | p9 | 28.4779
geo_advanced_95 | p90 | 9.357
geo_advanced_95 | p91 | 9.723
geo_advanced_95 | p92 | 41.6713
geo_advanced_95 | p93 | 9.5043
geo_advanced_95 | p94 | 44.776
geo_advanced_95 | p95 | 4.6865
geo_advanced_95 | p96 | 19.4885
geo_advanced_95 | p97 | 20.4438
geo_advanced_95 | p98 | 10.0079
geo_advanced_95 | p99 | 19.348

## 36_Biopower Capacity (GW)
scenario | rb | Capacity (GW)
geo_advanced_95 | p1 | 0.0099
geo_advanced_95 | p10 | 0.1972
geo_advanced_95 | p100 | 0
geo_advanced_95 | p101 | 0.3565
geo_advanced_95 | p102 | 0.3111
geo_advanced_95 | p103 | 0.1837
geo_advanced_95 | p104 | 0.0086
geo_advanced_95 | p105 | 0.0546
geo_advanced_95 | p106 | 0
geo_advanced_95 | p107 | 0.0022
geo_advanced_95 | p108 | 0
geo_advanced_95 | p109 | 0.0222
geo_advanced_95 | p11 | 0.0182
geo_advanced_95 | p110 | 0
geo_advanced_95 | p111 | 0.0744
geo_advanced_95 | p112 | 0.0108
geo_advanced_95 | p113 | 0
geo_advanced_95 | p114 | 0.0045
geo_advanced_95 | p115 | 0.0048
geo_advanced_95 | p116 | 0
geo_advanced_95 | p117 | 0.0054
geo_advanced_95 | p118 | 0.0118
geo_advanced_95 | p119 | 0
geo_advanced_95 | p12 | 0.0032
geo_advanced_95 | p120 | 0.0208
geo_advanced_95 | p121 | 0.002
geo_advanced_95 | p122 | 0.2935
geo_advanced_95 | p123 | 0.1288
geo_advanced_95 | p124 | 0
geo_advanced_95 | p125 | 0.01
geo_advanced_95 | p126 | 0.1563
geo_advanced_95 | p127 | 0.2403
geo_advanced_95 | p128 | 0.0993
geo_advanced_95 | p129 | 0.0091
geo_advanced_95 | p13 | 0.0066
geo_advanced_95 | p130 | 0.1059
geo_advanced_95 | p131 | 0.2603
geo_advanced_95 | p132 | 0.1991
geo_advanced_95 | p133 | 0.0401
geo_advanced_95 | p134 | 0.0303
geo_advanced_95 | p14 | 0.0032
geo_advanced_95 | p15 | 0.0229
geo_advanced_95 | p16 | 0.005
geo_advanced_95 | p17 | 0.0032
geo_advanced_95 | p18 | 0
geo_advanced_95 | p19 | 0
geo_advanced_95 | p2 | 0.0365
geo_advanced_95 | p20 | 0
geo_advanced_95 | p21 | 0
geo_advanced_95 | p22 | 0
geo_advanced_95 | p23 | 0
geo_advanced_95 | p24 | 0
geo_advanced_95 | p25 | 0.0106
geo_advanced_95 | p26 | 0
geo_advanced_95 | p27 | 0
geo_advanced_95 | p28 | 0.0282
geo_advanced_95 | p29 | 0
geo_advanced_95 | p3 | 0.0227
geo_advanced_95 | p30 | 0
geo_advanced_95 | p31 | 0.0032
geo_advanced_95 | p32 | 0
geo_advanced_95 | p33 | 0.0189
geo_advanced_95 | p34 | 0
geo_advanced_95 | p35 | 0
geo_advanced_95 | p36 | 0
geo_advanced_95 | p37 | 0
geo_advanced_95 | p38 | 0
geo_advanced_95 | p39 | 0
geo_advanced_95 | p4 | 0
geo_advanced_95 | p40 | 0
geo_advanced_95 | p41 | 0.011
geo_advanced_95 | p42 | 0
geo_advanced_95 | p43 | 0.074
geo_advanced_95 | p44 | 0
geo_advanced_95 | p45 | 0.004
geo_advanced_95 | p46 | 0.0083
geo_advanced_95 | p47 | 0
geo_advanced_95 | p48 | 0
geo_advanced_95 | p49 | 0
geo_advanced_95 | p5 | 0.0501
geo_advanced_95 | p50 | 0
geo_advanced_95 | p51 | 0.0056
geo_advanced_95 | p52 | 0
geo_advanced_95 | p53 | 0.009
geo_advanced_95 | p54 | 0.0016
geo_advanced_95 | p55 | 0.003
geo_advanced_95 | p56 | 0.004
geo_advanced_95 | p57 | 0
geo_advanced_95 | p58 | 0
geo_advanced_95 | p59 | 0
geo_advanced_95 | p6 | 0.0156
geo_advanced_95 | p60 | 0
geo_advanced_95 | p61 | 0
geo_advanced_95 | p62 | 0
geo_advanced_95 | p63 | 0.0788
geo_advanced_95 | p64 | 0.008
geo_advanced_95 | p65 | 0.0238
geo_advanced_95 | p66 | 0.1499
geo_advanced_95 | p67 | 0
geo_advanced_95 | p68 | 0
geo_advanced_95 | p69 | 0
geo_advanced_95 | p7 | 0
geo_advanced_95 | p70 | 0.0122
geo_advanced_95 | p71 | 0
geo_advanced_95 | p72 | 0.0057
geo_advanced_95 | p73 | 0
geo_advanced_95 | p74 | 0
geo_advanced_95 | p75 | 0.0559
geo_advanced_95 | p76 | 0.0141
geo_advanced_95 | p77 | 0.0016
geo_advanced_95 | p78 | 0.0094
geo_advanced_95 | p79 | 0.0379
geo_advanced_95 | p8 | 0
geo_advanced_95 | p80 | 0.0756
geo_advanced_95 | p81 | 0
geo_advanced_95 | p82 | 0.0024
geo_advanced_95 | p83 | 0.0073
geo_advanced_95 | p84 | 0.0038
geo_advanced_95 | p85 | 0.0048
geo_advanced_95 | p86 | 0
geo_advanced_95 | p87 | 0
geo_advanced_95 | p88 | 0.0016
geo_advanced_95 | p89 | 0.0064
geo_advanced_95 | p9 | 0.1515
geo_advanced_95 | p90 | 0
geo_advanced_95 | p91 | 0.0178
geo_advanced_95 | p92 | 0.0124
geo_advanced_95 | p93 | 0
geo_advanced_95 | p94 | 0.2887
geo_advanced_95 | p95 | 0.01
geo_advanced_95 | p96 | 0.0851
geo_advanced_95 | p97 | 0.0415
geo_advanced_95 | p98 | 0.0473
geo_advanced_95 | p99 | 0.2176

## 37_Geothermal Capacity (GW)
scenario | rb | Capacity (GW)
geo_advanced_95 | p1 | 0
geo_advanced_95 | p10 | 6.3126
geo_advanced_95 | p100 | 0
geo_advanced_95 | p101 | 0
geo_advanced_95 | p102 | 0
geo_advanced_95 | p103 | 0
geo_advanced_95 | p104 | 0
geo_advanced_95 | p105 | 0
geo_advanced_95 | p106 | 0
geo_advanced_95 | p107 | 0
geo_advanced_95 | p108 | 0
geo_advanced_95 | p109 | 0
geo_advanced_95 | p11 | 0
geo_advanced_95 | p110 | 0
geo_advanced_95 | p111 | 0
geo_advanced_95 | p112 | 0
geo_advanced_95 | p113 | 0
geo_advanced_95 | p114 | 0
geo_advanced_95 | p115 | 0
geo_advanced_95 | p116 | 0
geo_advanced_95 | p117 | 0
geo_advanced_95 | p118 | 0
geo_advanced_95 | p119 | 0
geo_advanced_95 | p12 | 11.4971
geo_advanced_95 | p120 | 0
geo_advanced_95 | p121 | 0
geo_advanced_95 | p122 | 0
geo_advanced_95 | p123 | 0
geo_advanced_95 | p124 | 0
geo_advanced_95 | p125 | 0
geo_advanced_95 | p126 | 0
geo_advanced_95 | p127 | 0
geo_advanced_95 | p128 | 0
geo_advanced_95 | p129 | 0
geo_advanced_95 | p13 | 0
geo_advanced_95 | p130 | 0
geo_advanced_95 | p131 | 0
geo_advanced_95 | p132 | 0
geo_advanced_95 | p133 | 0
geo_advanced_95 | p134 | 0
geo_advanced_95 | p14 | 0
geo_advanced_95 | p15 | 0
geo_advanced_95 | p16 | 0.11287
geo_advanced_95 | p17 | 0
geo_advanced_95 | p18 | 0
geo_advanced_95 | p19 | 0
geo_advanced_95 | p2 | 0
geo_advanced_95 | p20 | 0
geo_advanced_95 | p21 | 0
geo_advanced_95 | p22 | 0
geo_advanced_95 | p23 | 0
geo_advanced_95 | p24 | 0
geo_advanced_95 | p25 | 0.95282
geo_advanced_95 | p26 | 0
geo_advanced_95 | p27 | 0
geo_advanced_95 | p28 | 0
geo_advanced_95 | p29 | 0
geo_advanced_95 | p3 | 0
geo_advanced_95 | p30 | 0
geo_advanced_95 | p31 | 0.95213
geo_advanced_95 | p32 | 0
geo_advanced_95 | p33 | 0
geo_advanced_95 | p34 | 0
geo_advanced_95 | p35 | 0
geo_advanced_95 | p36 | 0
geo_advanced_95 | p37 | 0
geo_advanced_95 | p38 | 0
geo_advanced_95 | p39 | 0
geo_advanced_95 | p4 | 0
geo_advanced_95 | p40 | 0
geo_advanced_95 | p41 | 0
geo_advanced_95 | p42 | 0
geo_advanced_95 | p43 | 0
geo_advanced_95 | p44 | 0
geo_advanced_95 | p45 | 0
geo_advanced_95 | p46 | 0
geo_advanced_95 | p47 | 0
geo_advanced_95 | p48 | 0
geo_advanced_95 | p49 | 0
geo_advanced_95 | p5 | 0.55165
geo_advanced_95 | p50 | 0
geo_advanced_95 | p51 | 0
geo_advanced_95 | p52 | 0
geo_advanced_95 | p53 | 0
geo_advanced_95 | p54 | 0
geo_advanced_95 | p55 | 0
geo_advanced_95 | p56 | 0
geo_advanced_95 | p57 | 0
geo_advanced_95 | p58 | 0
geo_advanced_95 | p59 | 0
geo_advanced_95 | p6 | 0
geo_advanced_95 | p60 | 0
geo_advanced_95 | p61 | 0
geo_advanced_95 | p62 | 0
geo_advanced_95 | p63 | 0
geo_advanced_95 | p64 | 0
geo_advanced_95 | p65 | 0
geo_advanced_95 | p66 | 0
geo_advanced_95 | p67 | 0
geo_advanced_95 | p68 | 0
geo_advanced_95 | p69 | 0
geo_advanced_95 | p7 | 0
geo_advanced_95 | p70 | 0
geo_advanced_95 | p71 | 0
geo_advanced_95 | p72 | 0
geo_advanced_95 | p73 | 0
geo_advanced_95 | p74 | 0
geo_advanced_95 | p75 | 0
geo_advanced_95 | p76 | 0
geo_advanced_95 | p77 | 0
geo_advanced_95 | p78 | 0
geo_advanced_95 | p79 | 0
geo_advanced_95 | p8 | 0.70701
geo_advanced_95 | p80 | 0
geo_advanced_95 | p81 | 0
geo_advanced_95 | p82 | 0
geo_advanced_95 | p83 | 0
geo_advanced_95 | p84 | 0
geo_advanced_95 | p85 | 0
geo_advanced_95 | p86 | 0
geo_advanced_95 | p87 | 0
geo_advanced_95 | p88 | 0
geo_advanced_95 | p89 | 0
geo_advanced_95 | p9 | 3.2899
geo_advanced_95 | p90 | 0
geo_advanced_95 | p91 | 0
geo_advanced_95 | p92 | 0
geo_advanced_95 | p93 | 0
geo_advanced_95 | p94 | 0
geo_advanced_95 | p95 | 0
geo_advanced_95 | p96 | 0
geo_advanced_95 | p97 | 0
geo_advanced_95 | p98 | 0
geo_advanced_95 | p99 | 0

## 38_Hydro and Canadian Import Ca
scenario | rb | Capacity (GW)
geo_advanced_95 | p1 | 3.5397
geo_advanced_95 | p10 | 1.1575
geo_advanced_95 | p100 | 0.0024
geo_advanced_95 | p101 | 0.0575
geo_advanced_95 | p102 | 0
geo_advanced_95 | p103 | 0.56763
geo_advanced_95 | p104 | 0.0098
geo_advanced_95 | p105 | 0.0154
geo_advanced_95 | p106 | 0
geo_advanced_95 | p107 | 0.0508
geo_advanced_95 | p108 | 0
geo_advanced_95 | p109 | 0.3071
geo_advanced_95 | p11 | 0.0169
geo_advanced_95 | p110 | 0.0879
geo_advanced_95 | p111 | 0
geo_advanced_95 | p112 | 0.0999
geo_advanced_95 | p113 | 0
geo_advanced_95 | p114 | 0.002
geo_advanced_95 | p115 | 0.1551
geo_advanced_95 | p116 | 0.1903
geo_advanced_95 | p117 | 0.0475
geo_advanced_95 | p118 | 0.1856
geo_advanced_95 | p119 | 0
geo_advanced_95 | p12 | 0.0123
geo_advanced_95 | p120 | 0
geo_advanced_95 | p121 | 0.018
geo_advanced_95 | p122 | 0.7946
geo_advanced_95 | p123 | 0.625
geo_advanced_95 | p124 | 0
geo_advanced_95 | p125 | 0
geo_advanced_95 | p126 | 0.0123
geo_advanced_95 | p127 | 7.9177
geo_advanced_95 | p128 | 0
geo_advanced_95 | p129 | 2.8067
geo_advanced_95 | p13 | 1.0394
geo_advanced_95 | p130 | 0.5075
geo_advanced_95 | p131 | 0.2668
geo_advanced_95 | p132 | 0.1292
geo_advanced_95 | p133 | 0.0027
geo_advanced_95 | p134 | 0.95885
geo_advanced_95 | p14 | 0.3395
geo_advanced_95 | p15 | 1.9027
geo_advanced_95 | p16 | 0.63914
geo_advanced_95 | p17 | 1.9603
geo_advanced_95 | p18 | 0.79724
geo_advanced_95 | p19 | 0.218
geo_advanced_95 | p2 | 3.2995
geo_advanced_95 | p20 | 0
geo_advanced_95 | p21 | 0.0663
geo_advanced_95 | p22 | 0
geo_advanced_95 | p23 | 0
geo_advanced_95 | p24 | 0.2408
geo_advanced_95 | p25 | 0.0865
geo_advanced_95 | p26 | 0.1837
geo_advanced_95 | p27 | 1.2945
geo_advanced_95 | p28 | 1.9434
geo_advanced_95 | p29 | 0
geo_advanced_95 | p3 | 3.1428
geo_advanced_95 | p30 | 0
geo_advanced_95 | p31 | 0.0827
geo_advanced_95 | p32 | 0.004
geo_advanced_95 | p33 | 0.3064
geo_advanced_95 | p34 | 0.3882
geo_advanced_95 | p35 | 0
geo_advanced_95 | p36 | 0.049
geo_advanced_95 | p37 | 1.8767
geo_advanced_95 | p38 | 1.723
geo_advanced_95 | p39 | 0.041
geo_advanced_95 | p4 | 14.4907
geo_advanced_95 | p40 | 0.2509
geo_advanced_95 | p41 | 0
geo_advanced_95 | p42 | 1.3672
geo_advanced_95 | p43 | 0.195
geo_advanced_95 | p44 | 0.0019
geo_advanced_95 | p45 | 0
geo_advanced_95 | p46 | 0.1745
geo_advanced_95 | p47 | 0
geo_advanced_95 | p48 | 0
geo_advanced_95 | p49 | 0
geo_advanced_95 | p5 | 7.9591
geo_advanced_95 | p50 | 0.4149
geo_advanced_95 | p51 | 0.4569
geo_advanced_95 | p52 | 0
geo_advanced_95 | p53 | 0.007
geo_advanced_95 | p54 | 0
geo_advanced_95 | p55 | 0.2865
geo_advanced_95 | p56 | 0.4162
geo_advanced_95 | p57 | 0
geo_advanced_95 | p58 | 0.192
geo_advanced_95 | p59 | 0
geo_advanced_95 | p6 | 0.4373
geo_advanced_95 | p60 | 0
geo_advanced_95 | p61 | 0.058
geo_advanced_95 | p62 | 0
geo_advanced_95 | p63 | 0.164
geo_advanced_95 | p64 | 0.3102
geo_advanced_95 | p65 | 0.0365
geo_advanced_95 | p66 | 0.17026
geo_advanced_95 | p67 | 0
geo_advanced_95 | p68 | 0.0066
geo_advanced_95 | p69 | 0
geo_advanced_95 | p7 | 0.2502
geo_advanced_95 | p70 | 0.2195
geo_advanced_95 | p71 | 0.027
geo_advanced_95 | p72 | 0.255
geo_advanced_95 | p73 | 0
geo_advanced_95 | p74 | 0.1183
geo_advanced_95 | p75 | 0.1053
geo_advanced_95 | p76 | 0.0883
geo_advanced_95 | p77 | 0.0386
geo_advanced_95 | p78 | 0
geo_advanced_95 | p79 | 0
geo_advanced_95 | p8 | 0.1176
geo_advanced_95 | p80 | 0.0389
geo_advanced_95 | p81 | 0.0044
geo_advanced_95 | p82 | 0
geo_advanced_95 | p83 | 0
geo_advanced_95 | p84 | 0.003
geo_advanced_95 | p85 | 0.8966
geo_advanced_95 | p86 | 0
geo_advanced_95 | p87 | 0
geo_advanced_95 | p88 | 0
geo_advanced_95 | p89 | 1.7144
geo_advanced_95 | p9 | 10.609
geo_advanced_95 | p90 | 1.7566
geo_advanced_95 | p91 | 0
geo_advanced_95 | p92 | 2.7635
geo_advanced_95 | p93 | 0.7634
geo_advanced_95 | p94 | 2.105
geo_advanced_95 | p95 | 0.4564
geo_advanced_95 | p96 | 0.9163
geo_advanced_95 | p97 | 1.5712
geo_advanced_95 | p98 | 0.5747
geo_advanced_95 | p99 | 0.7351

## 39_Pumped-hydro Capacity (GW)
scenario | rb | Capacity (GW)
geo_advanced_95 | p1 | 0
geo_advanced_95 | p10 | 2.7223
geo_advanced_95 | p100 | 0
geo_advanced_95 | p101 | 0
geo_advanced_95 | p102 | 0
geo_advanced_95 | p103 | 2.235
geo_advanced_95 | p104 | 0
geo_advanced_95 | p105 | 0
geo_advanced_95 | p106 | 0
geo_advanced_95 | p107 | 0
geo_advanced_95 | p108 | 0
geo_advanced_95 | p109 | 0
geo_advanced_95 | p11 | 0.042
geo_advanced_95 | p110 | 0
geo_advanced_95 | p111 | 0
geo_advanced_95 | p112 | 0
geo_advanced_95 | p113 | 0
geo_advanced_95 | p114 | 0
geo_advanced_95 | p115 | 0
geo_advanced_95 | p116 | 0
geo_advanced_95 | p117 | 0
geo_advanced_95 | p118 | 0
geo_advanced_95 | p119 | 0
geo_advanced_95 | p12 | 0
geo_advanced_95 | p120 | 0
geo_advanced_95 | p121 | 0
geo_advanced_95 | p122 | 1.572
geo_advanced_95 | p123 | 0
geo_advanced_95 | p124 | 0
geo_advanced_95 | p125 | 0
geo_advanced_95 | p126 | 0.42
geo_advanced_95 | p127 | 1.4271
geo_advanced_95 | p128 | 0
geo_advanced_95 | p129 | 0
geo_advanced_95 | p13 | 0
geo_advanced_95 | p130 | 0
geo_advanced_95 | p131 | 1.768
geo_advanced_95 | p132 | 0
geo_advanced_95 | p133 | 0
geo_advanced_95 | p134 | 0
geo_advanced_95 | p14 | 0
geo_advanced_95 | p15 | 0
geo_advanced_95 | p16 | 0
geo_advanced_95 | p17 | 0
geo_advanced_95 | p18 | 0
geo_advanced_95 | p19 | 0
geo_advanced_95 | p2 | 0
geo_advanced_95 | p20 | 0
geo_advanced_95 | p21 | 0
geo_advanced_95 | p22 | 0
geo_advanced_95 | p23 | 0
geo_advanced_95 | p24 | 0
geo_advanced_95 | p25 | 0
geo_advanced_95 | p26 | 0
geo_advanced_95 | p27 | 1.3061
geo_advanced_95 | p28 | 0.2163
geo_advanced_95 | p29 | 0
geo_advanced_95 | p3 | 0
geo_advanced_95 | p30 | 0
geo_advanced_95 | p31 | 0
geo_advanced_95 | p32 | 0
geo_advanced_95 | p33 | 0.5808
geo_advanced_95 | p34 | 0
geo_advanced_95 | p35 | 0
geo_advanced_95 | p36 | 0
geo_advanced_95 | p37 | 0
geo_advanced_95 | p38 | 0
geo_advanced_95 | p39 | 0
geo_advanced_95 | p4 | 0.314
geo_advanced_95 | p40 | 0
geo_advanced_95 | p41 | 0
geo_advanced_95 | p42 | 0
geo_advanced_95 | p43 | 0
geo_advanced_95 | p44 | 0
geo_advanced_95 | p45 | 0
geo_advanced_95 | p46 | 0
geo_advanced_95 | p47 | 0
geo_advanced_95 | p48 | 0
geo_advanced_95 | p49 | 0
geo_advanced_95 | p5 | 0
geo_advanced_95 | p50 | 0
geo_advanced_95 | p51 | 0.258
geo_advanced_95 | p52 | 0
geo_advanced_95 | p53 | 0
geo_advanced_95 | p54 | 0
geo_advanced_95 | p55 | 0.186
geo_advanced_95 | p56 | 0
geo_advanced_95 | p57 | 0
geo_advanced_95 | p58 | 0
geo_advanced_95 | p59 | 0
geo_advanced_95 | p6 | 0
geo_advanced_95 | p60 | 0
geo_advanced_95 | p61 | 0
geo_advanced_95 | p62 | 0
geo_advanced_95 | p63 | 0
geo_advanced_95 | p64 | 0.005
geo_advanced_95 | p65 | 0
geo_advanced_95 | p66 | 0
geo_advanced_95 | p67 | 0
geo_advanced_95 | p68 | 0
geo_advanced_95 | p69 | 0
geo_advanced_95 | p7 | 0
geo_advanced_95 | p70 | 0
geo_advanced_95 | p71 | 0.031
geo_advanced_95 | p72 | 0
geo_advanced_95 | p73 | 0.44
geo_advanced_95 | p74 | 0
geo_advanced_95 | p75 | 0
geo_advanced_95 | p76 | 0
geo_advanced_95 | p77 | 0
geo_advanced_95 | p78 | 0
geo_advanced_95 | p79 | 0
geo_advanced_95 | p8 | 0
geo_advanced_95 | p80 | 0
geo_advanced_95 | p81 | 0
geo_advanced_95 | p82 | 0
geo_advanced_95 | p83 | 0
geo_advanced_95 | p84 | 0
geo_advanced_95 | p85 | 0.03
geo_advanced_95 | p86 | 0
geo_advanced_95 | p87 | 0
geo_advanced_95 | p88 | 0
geo_advanced_95 | p89 | 0
geo_advanced_95 | p9 | 5.7562
geo_advanced_95 | p90 | 0
geo_advanced_95 | p91 | 0
geo_advanced_95 | p92 | 1.6163
geo_advanced_95 | p93 | 0
geo_advanced_95 | p94 | 1.8974
geo_advanced_95 | p95 | 2.22
geo_advanced_95 | p96 | 0.576
geo_advanced_95 | p97 | 0.086
geo_advanced_95 | p98 | 0
geo_advanced_95 | p99 | 3.241

## 40_Battery Storage Capacity (GW
scenario | rb | Capacity (GW)
geo_advanced_95 | p1 | 0.54494
geo_advanced_95 | p10 | 22.4653
geo_advanced_95 | p100 | 5.0115
geo_advanced_95 | p101 | 21.2959
geo_advanced_95 | p102 | 6.5742
geo_advanced_95 | p103 | 0.64267
geo_advanced_95 | p104 | 0.54674
geo_advanced_95 | p105 | 0.40806
geo_advanced_95 | p106 | 1.736
geo_advanced_95 | p107 | 2.0606
geo_advanced_95 | p108 | 0.30173
geo_advanced_95 | p109 | 8.4493
geo_advanced_95 | p11 | 0.12849
geo_advanced_95 | p110 | 0.24803
geo_advanced_95 | p111 | 5.4931
geo_advanced_95 | p112 | 1.9227
geo_advanced_95 | p113 | 3.472
geo_advanced_95 | p114 | 4.1639
geo_advanced_95 | p115 | 0.52182
geo_advanced_95 | p116 | 0.73472
geo_advanced_95 | p117 | 0.086801
geo_advanced_95 | p118 | 3.11
geo_advanced_95 | p119 | 0.15999
geo_advanced_95 | p12 | 1.7282
geo_advanced_95 | p120 | 0
geo_advanced_95 | p121 | 0.21776
geo_advanced_95 | p122 | 1.3219
geo_advanced_95 | p123 | 3.7473
geo_advanced_95 | p124 | 0.29278
geo_advanced_95 | p125 | 1.2437
geo_advanced_95 | p126 | 2.0396
geo_advanced_95 | p127 | 9.0539
geo_advanced_95 | p128 | 0.59986
geo_advanced_95 | p129 | 0.38969
geo_advanced_95 | p13 | 5.1393
geo_advanced_95 | p130 | 0.70361
geo_advanced_95 | p131 | 3.7112
geo_advanced_95 | p132 | 0.39959
geo_advanced_95 | p133 | 0.44424
geo_advanced_95 | p134 | 3.186
geo_advanced_95 | p14 | 0.001805
geo_advanced_95 | p15 | 0.062892
geo_advanced_95 | p16 | 0.059543
geo_advanced_95 | p17 | 0.015252
geo_advanced_95 | p18 | 0
geo_advanced_95 | p19 | 0
geo_advanced_95 | p2 | 0.0051655
geo_advanced_95 | p20 | 0.029366
geo_advanced_95 | p21 | 0.029188
geo_advanced_95 | p22 | 0.0049781
geo_advanced_95 | p23 | 0
geo_advanced_95 | p24 | 0
geo_advanced_95 | p25 | 7.545
geo_advanced_95 | p26 | 0.1587
geo_advanced_95 | p27 | 0.79967
geo_advanced_95 | p28 | 7.968
geo_advanced_95 | p29 | 0.43679
geo_advanced_95 | p3 | 0.063992
geo_advanced_95 | p30 | 0.18077
geo_advanced_95 | p31 | 0.86656
geo_advanced_95 | p32 | 0.081907
geo_advanced_95 | p33 | 2.6848
geo_advanced_95 | p34 | 0
geo_advanced_95 | p35 | 0
geo_advanced_95 | p36 | 0
geo_advanced_95 | p37 | 1.7901
geo_advanced_95 | p38 | 0
geo_advanced_95 | p39 | 0.010218
geo_advanced_95 | p4 | 0
geo_advanced_95 | p40 | 0.7923
geo_advanced_95 | p41 | 1.4312
geo_advanced_95 | p42 | 0
geo_advanced_95 | p43 | 9.9755
geo_advanced_95 | p44 | 0.20177
geo_advanced_95 | p45 | 0.68061
geo_advanced_95 | p46 | 0.055046
geo_advanced_95 | p47 | 0.12096
geo_advanced_95 | p48 | 1.4697
geo_advanced_95 | p49 | 2.66
geo_advanced_95 | p5 | 2.2467
geo_advanced_95 | p50 | 0.022811
geo_advanced_95 | p51 | 0.025594
geo_advanced_95 | p52 | 0
geo_advanced_95 | p53 | 3.3021
geo_advanced_95 | p54 | 0.67876
geo_advanced_95 | p55 | 0.041073
geo_advanced_95 | p56 | 0
geo_advanced_95 | p57 | 2.4142
geo_advanced_95 | p58 | 13.1056
geo_advanced_95 | p59 | 2.7753
geo_advanced_95 | p6 | 0.64034
geo_advanced_95 | p60 | 2.7392
geo_advanced_95 | p61 | 0.12406
geo_advanced_95 | p62 | 0.10179
geo_advanced_95 | p63 | 16.4361
geo_advanced_95 | p64 | 1.449
geo_advanced_95 | p65 | 0.0018266
geo_advanced_95 | p66 | 3.5967
geo_advanced_95 | p67 | 6.7193
geo_advanced_95 | p68 | 0
geo_advanced_95 | p69 | 0.19336
geo_advanced_95 | p7 | 2.4013
geo_advanced_95 | p70 | 0
geo_advanced_95 | p71 | 0.54858
geo_advanced_95 | p72 | 11.0667
geo_advanced_95 | p73 | 0.04535
geo_advanced_95 | p74 | 0
geo_advanced_95 | p75 | 0.24625
geo_advanced_95 | p76 | 0.5866
geo_advanced_95 | p77 | 0.016961
geo_advanced_95 | p78 | 0
geo_advanced_95 | p79 | 1.0039
geo_advanced_95 | p8 | 1.1951
geo_advanced_95 | p80 | 4
geo_advanced_95 | p81 | 0.73226
geo_advanced_95 | p82 | 0.15701
geo_advanced_95 | p83 | 1.262
geo_advanced_95 | p84 | 0.60491
geo_advanced_95 | p85 | 0.60636
geo_advanced_95 | p86 | 1.1751
geo_advanced_95 | p87 | 0.015225
geo_advanced_95 | p88 | 2.1011
geo_advanced_95 | p89 | 1.9682
geo_advanced_95 | p9 | 7.434
geo_advanced_95 | p90 | 0
geo_advanced_95 | p91 | 0.0097006
geo_advanced_95 | p92 | 12.3792
geo_advanced_95 | p93 | 0
geo_advanced_95 | p94 | 20.2141
geo_advanced_95 | p95 | 0.17472
geo_advanced_95 | p96 | 14.7775
geo_advanced_95 | p97 | 5.2172
geo_advanced_95 | p98 | 2.2402
geo_advanced_95 | p99 | 17.2237

## 41_Capacity Factor - Generation
tech | scenario | year | CF
nuclear | geo_advanced_95 | 2010 | 0.9187
nuclear | geo_advanced_95 | 2012 | 0.91845
nuclear | geo_advanced_95 | 2014 | 0.9189
nuclear | geo_advanced_95 | 2016 | 0.91811
nuclear | geo_advanced_95 | 2018 | 0.91814
nuclear | geo_advanced_95 | 2020 | 0.9179
nuclear | geo_advanced_95 | 2022 | 0.91597
nuclear | geo_advanced_95 | 2024 | 0.90929
nuclear | geo_advanced_95 | 2026 | 0.90859
nuclear | geo_advanced_95 | 2028 | 0.89778
nuclear | geo_advanced_95 | 2030 | 0.87781
nuclear | geo_advanced_95 | 2032 | 0.87479
nuclear | geo_advanced_95 | 2034 | 0.87492
nuclear | geo_advanced_95 | 2036 | 0.86599
nuclear | geo_advanced_95 | 2038 | 0.87122
nuclear | geo_advanced_95 | 2040 | 0.89443
nuclear | geo_advanced_95 | 2042 | 0.90455
nuclear | geo_advanced_95 | 2044 | 0.90277
nuclear | geo_advanced_95 | 2046 | 0.89234
nuclear | geo_advanced_95 | 2048 | 0.82827
nuclear | geo_advanced_95 | 2050 | 0.76922
coal | geo_advanced_95 | 2010 | 0.71395
coal | geo_advanced_95 | 2012 | 0.47349
coal | geo_advanced_95 | 2014 | 0.68502
coal | geo_advanced_95 | 2016 | 0.41327
coal | geo_advanced_95 | 2018 | 0.4536
coal | geo_advanced_95 | 2020 | 0.33416
coal | geo_advanced_95 | 2022 | 0.51823
coal | geo_advanced_95 | 2024 | 0.2566
coal | geo_advanced_95 | 2026 | 0.17695
coal | geo_advanced_95 | 2028 | 0.087409
coal | geo_advanced_95 | 2030 | 0.080223
coal | geo_advanced_95 | 2032 | 0.079213
coal | geo_advanced_95 | 2034 | 0.07771
coal | geo_advanced_95 | 2036 | 0.075699
coal | geo_advanced_95 | 2038 | 0.071444
coal | geo_advanced_95 | 2040 | 0.085284
coal | geo_advanced_95 | 2042 | 0.091564
coal | geo_advanced_95 | 2044 | 0.06
coal | geo_advanced_95 | 2046 | 0.06
coal | geo_advanced_95 | 2048 | 0.06
gas-cc | geo_advanced_95 | 2010 | 0.41014
gas-cc | geo_advanced_95 | 2012 | 0.63417
gas-cc | geo_advanced_95 | 2014 | 0.39395
gas-cc | geo_advanced_95 | 2016 | 0.66009
gas-cc | geo_advanced_95 | 2018 | 0.56659
gas-cc | geo_advanced_95 | 2020 | 0.66307
gas-cc | geo_advanced_95 | 2022 | 0.46313
gas-cc | geo_advanced_95 | 2024 | 0.43764
gas-cc | geo_advanced_95 | 2026 | 0.38039
gas-cc | geo_advanced_95 | 2028 | 0.31422
gas-cc | geo_advanced_95 | 2030 | 0.21409
gas-cc | geo_advanced_95 | 2032 | 0.1911
gas-cc | geo_advanced_95 | 2034 | 0.15323
gas-cc | geo_advanced_95 | 2036 | 0.14582
gas-cc | geo_advanced_95 | 2038 | 0.16471
gas-cc | geo_advanced_95 | 2040 | 0.21611
gas-cc | geo_advanced_95 | 2042 | 0.2589
gas-cc | geo_advanced_95 | 2044 | 0.2779
gas-cc | geo_advanced_95 | 2046 | 0.18715
gas-cc | geo_advanced_95 | 2048 | 0.089642
gas-cc | geo_advanced_95 | 2050 | 0.06
gas-cc-ccs_mod_upgrade | geo_advanced_95 | 2028 | 0.87612
gas-cc-ccs_mod_upgrade | geo_advanced_95 | 2030 | 0.87612
gas-cc-ccs_mod_upgrade | geo_advanced_95 | 2032 | 0.87601
gas-cc-ccs_mod_upgrade | geo_advanced_95 | 2034 | 0.87601
gas-cc-ccs_mod_upgrade | geo_advanced_95 | 2036 | 0.87601
gas-cc-ccs_mod_upgrade | geo_advanced_95 | 2038 | 0.87601
gas-cc-ccs_mod_upgrade | geo_advanced_95 | 2040 | 0.06
gas-cc-ccs_mod_upgrade | geo_advanced_95 | 2042 | 0.06
gas-cc-ccs_mod_upgrade | geo_advanced_95 | 2044 | 0.06
gas-cc-ccs_mod_upgrade | geo_advanced_95 | 2046 | 0.68808
gas-cc-ccs_mod_upgrade | geo_advanced_95 | 2048 | 0.69784
gas-cc-ccs_mod_upgrade | geo_advanced_95 | 2050 | 0.06
gas-ct | geo_advanced_95 | 2010 | 0.06
gas-ct | geo_advanced_95 | 2012 | 0.06
gas-ct | geo_advanced_95 | 2014 | 0.060222
gas-ct | geo_advanced_95 | 2016 | 0.062204
gas-ct | geo_advanced_95 | 2018 | 0.061733
gas-ct | geo_advanced_95 | 2020 | 0.070357
gas-ct | geo_advanced_95 | 2022 | 0.06
gas-ct | geo_advanced_95 | 2024 | 0.06
gas-ct | geo_advanced_95 | 2026 | 0.06
gas-ct | geo_advanced_95 | 2028 | 0.06
gas-ct | geo_advanced_95 | 2030 | 0.06
gas-ct | geo_advanced_95 | 2032 | 0.06
gas-ct | geo_advanced_95 | 2034 | 0.06
gas-ct | geo_advanced_95 | 2036 | 0.06
gas-ct | geo_advanced_95 | 2038 | 0.06
gas-ct | geo_advanced_95 | 2040 | 0.06
gas-ct | geo_advanced_95 | 2042 | 0.06
gas-ct | geo_advanced_95 | 2044 | 0.06
gas-ct | geo_advanced_95 | 2046 | 0.06
gas-ct | geo_advanced_95 | 2048 | 0.06
gas-ct | geo_advanced_95 | 2050 | 0.06
o-g-s | geo_advanced_95 | 2010 | 0.063894
o-g-s | geo_advanced_95 | 2012 | 0.063452
o-g-s | geo_advanced_95 | 2014 | 0.064712
o-g-s | geo_advanced_95 | 2016 | 0.076996
o-g-s | geo_advanced_95 | 2018 | 0.063805
o-g-s | geo_advanced_95 | 2020 | 0.094028
o-g-s | geo_advanced_95 | 2022 | 0.06
o-g-s | geo_advanced_95 | 2024 | 0.06
o-g-s | geo_advanced_95 | 2026 | 0.06
o-g-s | geo_advanced_95 | 2028 | 0.06
o-g-s | geo_advanced_95 | 2030 | 0.06
o-g-s | geo_advanced_95 | 2032 | 0.06
o-g-s | geo_advanced_95 | 2034 | 0.06
o-g-s | geo_advanced_95 | 2036 | 0.06
o-g-s | geo_advanced_95 | 2038 | 0.06
o-g-s | geo_advanced_95 | 2040 | 0.06
o-g-s | geo_advanced_95 | 2042 | 0.06
o-g-s | geo_advanced_95 | 2044 | 0.06
o-g-s | geo_advanced_95 | 2046 | 0.06
o-g-s | geo_advanced_95 | 2048 | 0.06
o-g-s | geo_advanced_95 | 2050 | 0.06
hydro | geo_advanced_95 | 2010 | 0.38664
hydro | geo_advanced_95 | 2012 | 0.39881
hydro | geo_advanced_95 | 2014 | 0.37773
hydro | geo_advanced_95 | 2016 | 0.38583
hydro | geo_advanced_95 | 2018 | 0.41396
hydro | geo_advanced_95 | 2020 | 0.40857
hydro | geo_advanced_95 | 2022 | 0.40871
hydro | geo_advanced_95 | 2024 | 0.41007
hydro | geo_advanced_95 | 2026 | 0.41109
hydro | geo_advanced_95 | 2028 | 0.41056
hydro | geo_advanced_95 | 2030 | 0.40636
hydro | geo_advanced_95 | 2032 | 0.40435
hydro | geo_advanced_95 | 2034 | 0.39873
hydro | geo_advanced_95 | 2036 | 0.39201
hydro | geo_advanced_95 | 2038 | 0.38719
hydro | geo_advanced_95 | 2040 | 0.39076
hydro | geo_advanced_95 | 2042 | 0.39829
hydro | geo_advanced_95 | 2044 | 0.39788
hydro | geo_advanced_95 | 2046 | 0.38619
hydro | geo_advanced_95 | 2048 | 0.37983
hydro | geo_advanced_95 | 2050 | 0.36678
geothermal | geo_advanced_95 | 2010 | 0.062212
geothermal | geo_advanced_95 | 2012 | 0.099983
geothermal | geo_advanced_95 | 2014 | 0.12206
geothermal | geo_advanced_95 | 2016 | 0.13439
geothermal | geo_advanced_95 | 2018 | 0.14872
geothermal | geo_advanced_95 | 2020 | 0.34216
geothermal | geo_advanced_95 | 2022 | 0.34715
geothermal | geo_advanced_95 | 2024 | 0.34724
geothermal | geo_advanced_95 | 2026 | 0.34724
geothermal | geo_advanced_95 | 2028 | 0.51281
geothermal | geo_advanced_95 | 2030 | 0.51281
geothermal | geo_advanced_95 | 2032 | 0.51206
geothermal | geo_advanced_95 | 2034 | 0.51259
geothermal | geo_advanced_95 | 2036 | 0.53621
geothermal | geo_advanced_95 | 2038 | 0.55016
geothermal | geo_advanced_95 | 2040 | 0.5428
geothermal | geo_advanced_95 | 2042 | 0.57898
geothermal | geo_advanced_95 | 2044 | 0.59824
geothermal | geo_advanced_95 | 2046 | 0.68953
geothermal | geo_advanced_95 | 2048 | 0.72906
geothermal | geo_advanced_95 | 2050 | 0.73557
biopower | geo_advanced_95 | 2010 | 0.13646
biopower | geo_advanced_95 | 2012 | 0.0777
biopower | geo_advanced_95 | 2014 | 0.1747
biopower | geo_advanced_95 | 2016 | 0.11399
biopower | geo_advanced_95 | 2018 | 0.13305
biopower | geo_advanced_95 | 2020 | 0.16161
biopower | geo_advanced_95 | 2022 | 0.21811
biopower | geo_advanced_95 | 2024 | 0.06401
biopower | geo_advanced_95 | 2026 | 0.06
biopower | geo_advanced_95 | 2028 | 0.06
biopower | geo_advanced_95 | 2030 | 0.06
biopower | geo_advanced_95 | 2032 | 0.06
biopower | geo_advanced_95 | 2034 | 0.06
biopower | geo_advanced_95 | 2036 | 0.06
biopower | geo_advanced_95 | 2038 | 0.06
biopower | geo_advanced_95 | 2040 | 0.06
biopower | geo_advanced_95 | 2042 | 0.063654
biopower | geo_advanced_95 | 2044 | 0.06417
biopower | geo_advanced_95 | 2046 | 0.064188
biopower | geo_advanced_95 | 2048 | 0.06431
biopower | geo_advanced_95 | 2050 | 0.06
lfill-gas | geo_advanced_95 | 2010 | 0.52418
lfill-gas | geo_advanced_95 | 2012 | 0.52331
lfill-gas | geo_advanced_95 | 2014 | 0.52406
lfill-gas | geo_advanced_95 | 2016 | 0.52221
lfill-gas | geo_advanced_95 | 2018 | 0.52222
lfill-gas | geo_advanced_95 | 2020 | 0.515
lfill-gas | geo_advanced_95 | 2022 | 0.52102
lfill-gas | geo_advanced_95 | 2024 | 0.50766
lfill-gas | geo_advanced_95 | 2026 | 0.50557
lfill-gas | geo_advanced_95 | 2028 | 0.49601
lfill-gas | geo_advanced_95 | 2030 | 0.48536
lfill-gas | geo_advanced_95 | 2032 | 0.4827
lfill-gas | geo_advanced_95 | 2034 | 0.47872
lfill-gas | geo_advanced_95 | 2036 | 0.47611
lfill-gas | geo_advanced_95 | 2038 | 0.48567
lfill-gas | geo_advanced_95 | 2040 | 0.49428
lfill-gas | geo_advanced_95 | 2042 | 0.49765
lfill-gas | geo_advanced_95 | 2044 | 0.50008
lfill-gas | geo_advanced_95 | 2046 | 0.5095
lfill-gas | geo_advanced_95 | 2048 | 0.48183
lfill-gas | geo_advanced_95 | 2050 | 0.47538
wind-ons | geo_advanced_95 | 2010 | 0.32427
wind-ons | geo_advanced_95 | 2012 | 0.34193
wind-ons | geo_advanced_95 | 2014 | 0.34725
wind-ons | geo_advanced_95 | 2016 | 0.36237
wind-ons | geo_advanced_95 | 2018 | 0.36589
wind-ons | geo_advanced_95 | 2020 | 0.37816
wind-ons | geo_advanced_95 | 2022 | 0.3268
wind-ons | geo_advanced_95 | 2024 | 0.4057
wind-ons | geo_advanced_95 | 2026 | 0.4068
wind-ons | geo_advanced_95 | 2028 | 0.40953
wind-ons | geo_advanced_95 | 2030 | 0.40807
wind-ons | geo_advanced_95 | 2032 | 0.4084
wind-ons | geo_advanced_95 | 2034 | 0.41219
wind-ons | geo_advanced_95 | 2036 | 0.41019
wind-ons | geo_advanced_95 | 2038 | 0.40966
wind-ons | geo_advanced_95 | 2040 | 0.41804
wind-ons | geo_advanced_95 | 2042 | 0.42098
wind-ons | geo_advanced_95 | 2044 | 0.42389
wind-ons | geo_advanced_95 | 2046 | 0.42678
wind-ons | geo_advanced_95 | 2048 | 0.42304
wind-ons | geo_advanced_95 | 2050 | 0.41886
wind-ofs | geo_advanced_95 | 2016 | 0.40754
wind-ofs | geo_advanced_95 | 2018 | 0.40534
wind-ofs | geo_advanced_95 | 2020 | 0.39749
wind-ofs | geo_advanced_95 | 2022 | 0.19904
wind-ofs | geo_advanced_95 | 2024 | 0.39064
wind-ofs | geo_advanced_95 | 2026 | 0.39337
wind-ofs | geo_advanced_95 | 2028 | 0.41268
wind-ofs | geo_advanced_95 | 2030 | 0.41317
wind-ofs | geo_advanced_95 | 2032 | 0.40771
wind-ofs | geo_advanced_95 | 2034 | 0.40893
wind-ofs | geo_advanced_95 | 2036 | 0.4107
wind-ofs | geo_advanced_95 | 2038 | 0.38435
wind-ofs | geo_advanced_95 | 2040 | 0.41026
wind-ofs | geo_advanced_95 | 2042 | 0.4077
wind-ofs | geo_advanced_95 | 2044 | 0.40122
wind-ofs | geo_advanced_95 | 2046 | 0.41462
wind-ofs | geo_advanced_95 | 2048 | 0.40815
wind-ofs | geo_advanced_95 | 2050 | 0.41942
csp | geo_advanced_95 | 2014 | 0.3148
csp | geo_advanced_95 | 2016 | 0.3148
csp | geo_advanced_95 | 2018 | 0.3148
csp | geo_advanced_95 | 2020 | 0.3148
csp | geo_advanced_95 | 2022 | 0.29293
csp | geo_advanced_95 | 2024 | 0.3148
csp | geo_advanced_95 | 2026 | 0.2909
csp | geo_advanced_95 | 2028 | 0.29807
csp | geo_advanced_95 | 2030 | 0.28349
csp | geo_advanced_95 | 2032 | 0.2705
csp | geo_advanced_95 | 2034 | 0.26865
csp | geo_advanced_95 | 2036 | 0.2643
csp | geo_advanced_95 | 2038 | 0.24272
csp | geo_advanced_95 | 2040 | 0.29171
csp | geo_advanced_95 | 2042 | 0.27856
csp | geo_advanced_95 | 2044 | 0.29124
upv | geo_advanced_95 | 2010 | 0.2966
upv | geo_advanced_95 | 2012 | 0.30065
upv | geo_advanced_95 | 2014 | 0.30525
upv | geo_advanced_95 | 2016 | 0.29463
upv | geo_advanced_95 | 2018 | 0.28514
upv | geo_advanced_95 | 2020 | 0.28054
upv | geo_advanced_95 | 2022 | 0.21727
upv | geo_advanced_95 | 2024 | 0.26122
upv | geo_advanced_95 | 2026 | 0.25332
upv | geo_advanced_95 | 2028 | 0.25738
upv | geo_advanced_95 | 2030 | 0.25767
upv | geo_advanced_95 | 2032 | 0.25546
upv | geo_advanced_95 | 2034 | 0.24954
upv | geo_advanced_95 | 2036 | 0.24828
upv | geo_advanced_95 | 2038 | 0.24607
upv | geo_advanced_95 | 2040 | 0.24452
upv | geo_advanced_95 | 2042 | 0.24459
upv | geo_advanced_95 | 2044 | 0.24423
upv | geo_advanced_95 | 2046 | 0.2462
upv | geo_advanced_95 | 2048 | 0.24805
upv | geo_advanced_95 | 2050 | 0.24618
dupv | geo_advanced_95 | 2010 | 0.26575
dupv | geo_advanced_95 | 2012 | 0.26305
dupv | geo_advanced_95 | 2014 | 0.2613
dupv | geo_advanced_95 | 2016 | 0.25749
dupv | geo_advanced_95 | 2018 | 0.25209
dupv | geo_advanced_95 | 2020 | 0.24804
dupv | geo_advanced_95 | 2022 | 0.18805
dupv | geo_advanced_95 | 2024 | 0.23465
dupv | geo_advanced_95 | 2026 | 0.22644
dupv | geo_advanced_95 | 2028 | 0.23016
dupv | geo_advanced_95 | 2030 | 0.21478
dupv | geo_advanced_95 | 2032 | 0.21167
dupv | geo_advanced_95 | 2034 | 0.21106
dupv | geo_advanced_95 | 2036 | 0.20544
dupv | geo_advanced_95 | 2038 | 0.21187
dupv | geo_advanced_95 | 2040 | 0.20238
dupv | geo_advanced_95 | 2042 | 0.21293
dupv | geo_advanced_95 | 2044 | 0.20843
dupv | geo_advanced_95 | 2046 | 0.20846
dupv | geo_advanced_95 | 2048 | 0.21601
dupv | geo_advanced_95 | 2050 | 0.24164
distpv | geo_advanced_95 | 2010 | 0.19755
distpv | geo_advanced_95 | 2012 | 0.18315
distpv | geo_advanced_95 | 2014 | 0.18233
distpv | geo_advanced_95 | 2016 | 0.18214
distpv | geo_advanced_95 | 2018 | 0.1811
distpv | geo_advanced_95 | 2020 | 0.18085
distpv | geo_advanced_95 | 2022 | 0.16794
distpv | geo_advanced_95 | 2024 | 0.16402
distpv | geo_advanced_95 | 2026 | 0.16177
distpv | geo_advanced_95 | 2028 | 0.15469
distpv | geo_advanced_95 | 2030 | 0.14143
distpv | geo_advanced_95 | 2032 | 0.13673
distpv | geo_advanced_95 | 2034 | 0.13921
distpv | geo_advanced_95 | 2036 | 0.13379
distpv | geo_advanced_95 | 2038 | 0.14978
distpv | geo_advanced_95 | 2040 | 0.15312
distpv | geo_advanced_95 | 2042 | 0.16276
distpv | geo_advanced_95 | 2044 | 0.16921
distpv | geo_advanced_95 | 2046 | 0.16942
distpv | geo_advanced_95 | 2048 | 0.16864
distpv | geo_advanced_95 | 2050 | 0.16645
pvb | geo_advanced_95 | 2012 | 0.35286
pvb | geo_advanced_95 | 2014 | 0.3324
pvb | geo_advanced_95 | 2016 | 0.34357
pvb | geo_advanced_95 | 2018 | 0.34322
pvb | geo_advanced_95 | 2020 | 0.3523
pvb | geo_advanced_95 | 2022 | 0.22427
pvb | geo_advanced_95 | 2024 | 0.27617
pvb | geo_advanced_95 | 2026 | 0.25749
pvb | geo_advanced_95 | 2028 | 0.27646
pvb | geo_advanced_95 | 2030 | 0.31718
pvb | geo_advanced_95 | 2032 | 0.33401
pvb | geo_advanced_95 | 2034 | 0.32355
pvb | geo_advanced_95 | 2036 | 0.33012
pvb | geo_advanced_95 | 2038 | 0.34032
pvb | geo_advanced_95 | 2040 | 0.30786
pvb | geo_advanced_95 | 2042 | 0.29166
pvb | geo_advanced_95 | 2044 | 0.28071
pvb | geo_advanced_95 | 2046 | 0.26499
pvb | geo_advanced_95 | 2048 | 0.26085
pvb | geo_advanced_95 | 2050 | 0.24034
battery_2 | geo_advanced_95 | 2010 | 0.035717
battery_2 | geo_advanced_95 | 2012 | 0.020151
battery_2 | geo_advanced_95 | 2014 | 0.021744
battery_2 | geo_advanced_95 | 2016 | 0.0087944
battery_2 | geo_advanced_95 | 2018 | 0.013464
battery_2 | geo_advanced_95 | 2020 | 0.023122
battery_2 | geo_advanced_95 | 2022 | 0.20664
battery_2 | geo_advanced_95 | 2024 | 0.066859
battery_2 | geo_advanced_95 | 2026 | 0.079321
battery_2 | geo_advanced_95 | 2028 | 0.071558
battery_2 | geo_advanced_95 | 2030 | 0.07385
battery_2 | geo_advanced_95 | 2032 | 0.064506
battery_2 | geo_advanced_95 | 2034 | 0.072227
battery_2 | geo_advanced_95 | 2036 | 0.067644
battery_2 | geo_advanced_95 | 2038 | 0.081455
battery_2 | geo_advanced_95 | 2040 | 0.058784
battery_2 | geo_advanced_95 | 2042 | 0.0808
battery_2 | geo_advanced_95 | 2044 | 0.07969
battery_2 | geo_advanced_95 | 2046 | 0.066034
battery_2 | geo_advanced_95 | 2048 | 0.066198
battery_2 | geo_advanced_95 | 2050 | 0.067422
battery_4 | geo_advanced_95 | 2012 | 0.0044749
battery_4 | geo_advanced_95 | 2014 | 0.0044749
battery_4 | geo_advanced_95 | 2016 | 0.0044749
battery_4 | geo_advanced_95 | 2018 | 0.0044749
battery_4 | geo_advanced_95 | 2020 | 0.0044749
battery_4 | geo_advanced_95 | 2022 | 0.23691
battery_4 | geo_advanced_95 | 2024 | 0.15587
battery_4 | geo_advanced_95 | 2026 | 0.19413
battery_4 | geo_advanced_95 | 2028 | 0.16707
battery_4 | geo_advanced_95 | 2030 | 0.16542
battery_4 | geo_advanced_95 | 2032 | 0.15031
battery_4 | geo_advanced_95 | 2034 | 0.13632
battery_4 | geo_advanced_95 | 2036 | 0.14102
battery_4 | geo_advanced_95 | 2038 | 0.13361
battery_4 | geo_advanced_95 | 2040 | 0.1318
battery_4 | geo_advanced_95 | 2042 | 0.13844
battery_4 | geo_advanced_95 | 2044 | 0.1449
battery_4 | geo_advanced_95 | 2046 | 0.14362
battery_4 | geo_advanced_95 | 2048 | 0.13526
battery_4 | geo_advanced_95 | 2050 | 0.12628
battery_6 | geo_advanced_95 | 2022 | 0.32319
battery_6 | geo_advanced_95 | 2024 | 0.02791
battery_6 | geo_advanced_95 | 2026 | 0.18372
battery_6 | geo_advanced_95 | 2028 | 0.25631
battery_6 | geo_advanced_95 | 2030 | 0.24505
battery_6 | geo_advanced_95 | 2032 | 0.23235
battery_6 | geo_advanced_95 | 2034 | 0.22422
battery_6 | geo_advanced_95 | 2036 | 0.2043
battery_6 | geo_advanced_95 | 2038 | 0.18969
battery_6 | geo_advanced_95 | 2040 | 0.175
battery_6 | geo_advanced_95 | 2042 | 0.16933
battery_6 | geo_advanced_95 | 2044 | 0.16613
battery_6 | geo_advanced_95 | 2046 | 0.18993
battery_6 | geo_advanced_95 | 2048 | 0.20407
battery_6 | geo_advanced_95 | 2050 | 0.1681
battery_8 | geo_advanced_95 | 2030 | 0.30837
battery_8 | geo_advanced_95 | 2032 | 0.27395
battery_8 | geo_advanced_95 | 2034 | 0.28221
battery_8 | geo_advanced_95 | 2036 | 0.25275
battery_8 | geo_advanced_95 | 2038 | 0.22805
battery_8 | geo_advanced_95 | 2040 | 0.17318
battery_8 | geo_advanced_95 | 2042 | 0.17059
battery_8 | geo_advanced_95 | 2044 | 0.14625
battery_8 | geo_advanced_95 | 2046 | 0.16956
battery_8 | geo_advanced_95 | 2048 | 0.22667
battery_8 | geo_advanced_95 | 2050 | 0.24638
battery_10 | geo_advanced_95 | 2050 | 0.29691
pumped-hydro | geo_advanced_95 | 2010 | 0.10209
pumped-hydro | geo_advanced_95 | 2012 | 0.077215
pumped-hydro | geo_advanced_95 | 2014 | 0.077177
pumped-hydro | geo_advanced_95 | 2016 | 0.076603
pumped-hydro | geo_advanced_95 | 2018 | 0.070335
pumped-hydro | geo_advanced_95 | 2020 | 0.08532
pumped-hydro | geo_advanced_95 | 2022 | 0.07838
pumped-hydro | geo_advanced_95 | 2024 | 0.12792
pumped-hydro | geo_advanced_95 | 2026 | 0.14859
pumped-hydro | geo_advanced_95 | 2028 | 0.13416
pumped-hydro | geo_advanced_95 | 2030 | 0.14234
pumped-hydro | geo_advanced_95 | 2032 | 0.098293
pumped-hydro | geo_advanced_95 | 2034 | 0.082296
pumped-hydro | geo_advanced_95 | 2036 | 0.037623
pumped-hydro | geo_advanced_95 | 2038 | 0.014398
pumped-hydro | geo_advanced_95 | 2040 | 0.011088
pumped-hydro | geo_advanced_95 | 2042 | 0.0081752
pumped-hydro | geo_advanced_95 | 2044 | 0.0054769
pumped-hydro | geo_advanced_95 | 2046 | 0.030061
pumped-hydro | geo_advanced_95 | 2048 | 0.039632
pumped-hydro | geo_advanced_95 | 2050 | 0.016173
Canada | geo_advanced_95 | 2010 | 0.87519
Canada | geo_advanced_95 | 2012 | 0.87519
Canada | geo_advanced_95 | 2014 | 0.87519
Canada | geo_advanced_95 | 2016 | 0.87519
Canada | geo_advanced_95 | 2018 | 0.87519
Canada | geo_advanced_95 | 2020 | 0.87519
Canada | geo_advanced_95 | 2022 | 0.57538
Canada | geo_advanced_95 | 2024 | 0.87519
Canada | geo_advanced_95 | 2026 | 0.87519
Canada | geo_advanced_95 | 2028 | 0.87519
Canada | geo_advanced_95 | 2030 | 0.87389
Canada | geo_advanced_95 | 2032 | 0.87519
Canada | geo_advanced_95 | 2034 | 0.87519
Canada | geo_advanced_95 | 2036 | 0.87519
Canada | geo_advanced_95 | 2038 | 0.87519
Canada | geo_advanced_95 | 2040 | 0.87519
Canada | geo_advanced_95 | 2042 | 0.87519
Canada | geo_advanced_95 | 2044 | 0.87519
Canada | geo_advanced_95 | 2046 | 0.87519
Canada | geo_advanced_95 | 2048 | 0.87519
Canada | geo_advanced_95 | 2050 | 0.87519

## 43_Monetized health damages ove
cr | model | scenario | year | Total health damages (billion $)
acs | ap2 | geo_advanced_95 | 2010 | 145.8935
acs | ap2 | geo_advanced_95 | 2011 | 143.9108
acs | ap2 | geo_advanced_95 | 2012 | 90.1073
acs | ap2 | geo_advanced_95 | 2013 | 89.9393
acs | ap2 | geo_advanced_95 | 2014 | 122.0669
acs | ap2 | geo_advanced_95 | 2015 | 121.4742
acs | ap2 | geo_advanced_95 | 2016 | 68.4651
acs | ap2 | geo_advanced_95 | 2017 | 68.3991
acs | ap2 | geo_advanced_95 | 2018 | 61.5562
acs | ap2 | geo_advanced_95 | 2019 | 61.4779
acs | ap2 | geo_advanced_95 | 2020 | 48.1787
acs | ap2 | geo_advanced_95 | 2021 | 48.05
acs | ap2 | geo_advanced_95 | 2022 | 57.73
acs | ap2 | geo_advanced_95 | 2023 | 57.5747
acs | ap2 | geo_advanced_95 | 2024 | 29.3175
acs | ap2 | geo_advanced_95 | 2025 | 29.2389
acs | ap2 | geo_advanced_95 | 2026 | 20.9774
acs | ap2 | geo_advanced_95 | 2027 | 20.9045
acs | ap2 | geo_advanced_95 | 2028 | 10.5931
acs | ap2 | geo_advanced_95 | 2029 | 10.5266
acs | ap2 | geo_advanced_95 | 2030 | 9.1763
acs | ap2 | geo_advanced_95 | 2031 | 9.1273
acs | ap2 | geo_advanced_95 | 2032 | 8.5931
acs | ap2 | geo_advanced_95 | 2033 | 8.5461
acs | ap2 | geo_advanced_95 | 2034 | 8.2157
acs | ap2 | geo_advanced_95 | 2035 | 8.169
acs | ap2 | geo_advanced_95 | 2036 | 7.936
acs | ap2 | geo_advanced_95 | 2037 | 7.8941
acs | ap2 | geo_advanced_95 | 2038 | 7.779
acs | ap2 | geo_advanced_95 | 2039 | 7.7353
acs | ap2 | geo_advanced_95 | 2040 | 8.5564
acs | ap2 | geo_advanced_95 | 2041 | 8.5122
acs | ap2 | geo_advanced_95 | 2042 | 8.837
acs | ap2 | geo_advanced_95 | 2043 | 8.8222
acs | ap2 | geo_advanced_95 | 2044 | 6.766
acs | ap2 | geo_advanced_95 | 2045 | 6.7519
acs | ap2 | geo_advanced_95 | 2046 | 6.3001
acs | ap2 | geo_advanced_95 | 2047 | 6.2968
acs | ap2 | geo_advanced_95 | 2048 | 5.4783
acs | ap2 | geo_advanced_95 | 2049 | 5.4774
acs | ap2 | geo_advanced_95 | 2050 | 3.338
acs | easiur | geo_advanced_95 | 2010 | 161.4867
acs | easiur | geo_advanced_95 | 2011 | 159.9887
acs | easiur | geo_advanced_95 | 2012 | 100.9232
acs | easiur | geo_advanced_95 | 2013 | 100.7925
acs | easiur | geo_advanced_95 | 2014 | 136.0112
acs | easiur | geo_advanced_95 | 2015 | 135.5507
acs | easiur | geo_advanced_95 | 2016 | 76.8097
acs | easiur | geo_advanced_95 | 2017 | 76.7556
acs | easiur | geo_advanced_95 | 2018 | 68.4244
acs | easiur | geo_advanced_95 | 2019 | 68.3309
acs | easiur | geo_advanced_95 | 2020 | 55.2206
acs | easiur | geo_advanced_95 | 2021 | 55.0906
acs | easiur | geo_advanced_95 | 2022 | 63.8141
acs | easiur | geo_advanced_95 | 2023 | 63.6657
acs | easiur | geo_advanced_95 | 2024 | 33.2663
acs | easiur | geo_advanced_95 | 2025 | 33.1781
acs | easiur | geo_advanced_95 | 2026 | 24.0501
acs | easiur | geo_advanced_95 | 2027 | 23.9707
acs | easiur | geo_advanced_95 | 2028 | 12.9608
acs | easiur | geo_advanced_95 | 2029 | 12.8937
acs | easiur | geo_advanced_95 | 2030 | 11.3712
acs | easiur | geo_advanced_95 | 2031 | 11.3311
acs | easiur | geo_advanced_95 | 2032 | 10.755
acs | easiur | geo_advanced_95 | 2033 | 10.7186
acs | easiur | geo_advanced_95 | 2034 | 10.2244
acs | easiur | geo_advanced_95 | 2035 | 10.1863
acs | easiur | geo_advanced_95 | 2036 | 9.8754
acs | easiur | geo_advanced_95 | 2037 | 9.8431
acs | easiur | geo_advanced_95 | 2038 | 9.7722
acs | easiur | geo_advanced_95 | 2039 | 9.7365
acs | easiur | geo_advanced_95 | 2040 | 10.7058
acs | easiur | geo_advanced_95 | 2041 | 10.6692
acs | easiur | geo_advanced_95 | 2042 | 11.2313
acs | easiur | geo_advanced_95 | 2043 | 11.2032
acs | easiur | geo_advanced_95 | 2044 | 9.5102
acs | easiur | geo_advanced_95 | 2045 | 9.4832
acs | easiur | geo_advanced_95 | 2046 | 8.6392
acs | easiur | geo_advanced_95 | 2047 | 8.6328
acs | easiur | geo_advanced_95 | 2048 | 7.6812
acs | easiur | geo_advanced_95 | 2049 | 7.6795
acs | easiur | geo_advanced_95 | 2050 | 5.2387
acs | inmap | geo_advanced_95 | 2010 | 175.141
acs | inmap | geo_advanced_95 | 2011 | 174.3268
acs | inmap | geo_advanced_95 | 2012 | 110.123
acs | inmap | geo_advanced_95 | 2013 | 110.0532
acs | inmap | geo_advanced_95 | 2014 | 149.2861
acs | inmap | geo_advanced_95 | 2015 | 149.04
acs | inmap | geo_advanced_95 | 2016 | 82.867
acs | inmap | geo_advanced_95 | 2017 | 82.839
acs | inmap | geo_advanced_95 | 2018 | 75.108
acs | inmap | geo_advanced_95 | 2019 | 75.0684
acs | inmap | geo_advanced_95 | 2020 | 58.674
acs | inmap | geo_advanced_95 | 2021 | 58.614
acs | inmap | geo_advanced_95 | 2022 | 70.5434
acs | inmap | geo_advanced_95 | 2023 | 70.4728
acs | inmap | geo_advanced_95 | 2024 | 35.1658
acs | inmap | geo_advanced_95 | 2025 | 35.1273
acs | inmap | geo_advanced_95 | 2026 | 25.3646
acs | inmap | geo_advanced_95 | 2027 | 25.3294
acs | inmap | geo_advanced_95 | 2028 | 13.6415
acs | inmap | geo_advanced_95 | 2029 | 13.6105
acs | inmap | geo_advanced_95 | 2030 | 11.8589
acs | inmap | geo_advanced_95 | 2031 | 11.8381
acs | inmap | geo_advanced_95 | 2032 | 11.1852
acs | inmap | geo_advanced_95 | 2033 | 11.1657
acs | inmap | geo_advanced_95 | 2034 | 10.6503
acs | inmap | geo_advanced_95 | 2035 | 10.6305
acs | inmap | geo_advanced_95 | 2036 | 10.5677
acs | inmap | geo_advanced_95 | 2037 | 10.5503
acs | inmap | geo_advanced_95 | 2038 | 10.3532
acs | inmap | geo_advanced_95 | 2039 | 10.3347
acs | inmap | geo_advanced_95 | 2040 | 11.4418
acs | inmap | geo_advanced_95 | 2041 | 11.4229
acs | inmap | geo_advanced_95 | 2042 | 12.1141
acs | inmap | geo_advanced_95 | 2043 | 12.1044
acs | inmap | geo_advanced_95 | 2044 | 9.7746
acs | inmap | geo_advanced_95 | 2045 | 9.7653
acs | inmap | geo_advanced_95 | 2046 | 8.7062
acs | inmap | geo_advanced_95 | 2047 | 8.704
acs | inmap | geo_advanced_95 | 2048 | 7.4683
acs | inmap | geo_advanced_95 | 2049 | 7.4677
acs | inmap | geo_advanced_95 | 2050 | 4.5207
h6c | ap2 | geo_advanced_95 | 2010 | 374.831
h6c | ap2 | geo_advanced_95 | 2011 | 369.7369
h6c | ap2 | geo_advanced_95 | 2012 | 231.504
h6c | ap2 | geo_advanced_95 | 2013 | 231.0725
h6c | ap2 | geo_advanced_95 | 2014 | 313.615
h6c | ap2 | geo_advanced_95 | 2015 | 312.0923
h6c | ap2 | geo_advanced_95 | 2016 | 175.9007
h6c | ap2 | geo_advanced_95 | 2017 | 175.7313
h6c | ap2 | geo_advanced_95 | 2018 | 158.1499
h6c | ap2 | geo_advanced_95 | 2019 | 157.9488
h6c | ap2 | geo_advanced_95 | 2020 | 123.7806
h6c | ap2 | geo_advanced_95 | 2021 | 123.4499
h6c | ap2 | geo_advanced_95 | 2022 | 148.3197
h6c | ap2 | geo_advanced_95 | 2023 | 147.9206
h6c | ap2 | geo_advanced_95 | 2024 | 75.3224
h6c | ap2 | geo_advanced_95 | 2025 | 75.1206
h6c | ap2 | geo_advanced_95 | 2026 | 53.895
h6c | ap2 | geo_advanced_95 | 2027 | 53.7076
h6c | ap2 | geo_advanced_95 | 2028 | 27.2156
h6c | ap2 | geo_advanced_95 | 2029 | 27.0446
h6c | ap2 | geo_advanced_95 | 2030 | 23.5757
h6c | ap2 | geo_advanced_95 | 2031 | 23.4498
h6c | ap2 | geo_advanced_95 | 2032 | 22.0773
h6c | ap2 | geo_advanced_95 | 2033 | 21.9564
h6c | ap2 | geo_advanced_95 | 2034 | 21.1077
h6c | ap2 | geo_advanced_95 | 2035 | 20.9875
h6c | ap2 | geo_advanced_95 | 2036 | 20.389
h6c | ap2 | geo_advanced_95 | 2037 | 20.2813
h6c | ap2 | geo_advanced_95 | 2038 | 19.9855
h6c | ap2 | geo_advanced_95 | 2039 | 19.8732
h6c | ap2 | geo_advanced_95 | 2040 | 21.9828
h6c | ap2 | geo_advanced_95 | 2041 | 21.8693
h6c | ap2 | geo_advanced_95 | 2042 | 22.7036
h6c | ap2 | geo_advanced_95 | 2043 | 22.6657
h6c | ap2 | geo_advanced_95 | 2044 | 17.3829
h6c | ap2 | geo_advanced_95 | 2045 | 17.3467
h6c | ap2 | geo_advanced_95 | 2046 | 16.1859
h6c | ap2 | geo_advanced_95 | 2047 | 16.1774
h6c | ap2 | geo_advanced_95 | 2048 | 14.0745
h6c | ap2 | geo_advanced_95 | 2049 | 14.0723
h6c | ap2 | geo_advanced_95 | 2050 | 8.5756
h6c | easiur | geo_advanced_95 | 2010 | 414.895
h6c | easiur | geo_advanced_95 | 2011 | 411.0463
h6c | easiur | geo_advanced_95 | 2012 | 259.2936
h6c | easiur | geo_advanced_95 | 2013 | 258.958
h6c | easiur | geo_advanced_95 | 2014 | 349.4425
h6c | easiur | geo_advanced_95 | 2015 | 348.2595
h6c | easiur | geo_advanced_95 | 2016 | 197.3407
h6c | easiur | geo_advanced_95 | 2017 | 197.2017
h6c | easiur | geo_advanced_95 | 2018 | 175.7966
h6c | easiur | geo_advanced_95 | 2019 | 175.5564
h6c | easiur | geo_advanced_95 | 2020 | 141.8736
h6c | easiur | geo_advanced_95 | 2021 | 141.5396
h6c | easiur | geo_advanced_95 | 2022 | 163.9518
h6c | easiur | geo_advanced_95 | 2023 | 163.5704
h6c | easiur | geo_advanced_95 | 2024 | 85.4683
h6c | easiur | geo_advanced_95 | 2025 | 85.2417
h6c | easiur | geo_advanced_95 | 2026 | 61.7897
h6c | easiur | geo_advanced_95 | 2027 | 61.5859
h6c | easiur | geo_advanced_95 | 2028 | 33.2988
h6c | easiur | geo_advanced_95 | 2029 | 33.1267
h6c | easiur | geo_advanced_95 | 2030 | 29.215
h6c | easiur | geo_advanced_95 | 2031 | 29.1119
h6c | easiur | geo_advanced_95 | 2032 | 27.6318
h6c | easiur | geo_advanced_95 | 2033 | 27.5383
h6c | easiur | geo_advanced_95 | 2034 | 26.2686
h6c | easiur | geo_advanced_95 | 2035 | 26.1707
h6c | easiur | geo_advanced_95 | 2036 | 25.3718
h6c | easiur | geo_advanced_95 | 2037 | 25.289
h6c | easiur | geo_advanced_95 | 2038 | 25.1068
h6c | easiur | geo_advanced_95 | 2039 | 25.0151
h6c | easiur | geo_advanced_95 | 2040 | 27.5053
h6c | easiur | geo_advanced_95 | 2041 | 27.4113
h6c | easiur | geo_advanced_95 | 2042 | 28.8555
h6c | easiur | geo_advanced_95 | 2043 | 28.7832
h6c | easiur | geo_advanced_95 | 2044 | 24.4337
h6c | easiur | geo_advanced_95 | 2045 | 24.3643
h6c | easiur | geo_advanced_95 | 2046 | 22.1958
h6c | easiur | geo_advanced_95 | 2047 | 22.1794
h6c | easiur | geo_advanced_95 | 2048 | 19.7346
h6c | easiur | geo_advanced_95 | 2049 | 19.7302
h6c | easiur | geo_advanced_95 | 2050 | 13.4593
h6c | inmap | geo_advanced_95 | 2010 | 449.9773
h6c | inmap | geo_advanced_95 | 2011 | 447.8857
h6c | inmap | geo_advanced_95 | 2012 | 282.9309
h6c | inmap | geo_advanced_95 | 2013 | 282.7516
h6c | inmap | geo_advanced_95 | 2014 | 383.55
h6c | inmap | geo_advanced_95 | 2015 | 382.9177
h6c | inmap | geo_advanced_95 | 2016 | 212.904
h6c | inmap | geo_advanced_95 | 2017 | 212.832
h6c | inmap | geo_advanced_95 | 2018 | 192.9691
h6c | inmap | geo_advanced_95 | 2019 | 192.8673
h6c | inmap | geo_advanced_95 | 2020 | 150.7464
h6c | inmap | geo_advanced_95 | 2021 | 150.5924
h6c | inmap | geo_advanced_95 | 2022 | 181.2415
h6c | inmap | geo_advanced_95 | 2023 | 181.0602
h6c | inmap | geo_advanced_95 | 2024 | 90.3488
h6c | inmap | geo_advanced_95 | 2025 | 90.2498
h6c | inmap | geo_advanced_95 | 2026 | 65.1672
h6c | inmap | geo_advanced_95 | 2027 | 65.0767
h6c | inmap | geo_advanced_95 | 2028 | 35.0478
h6c | inmap | geo_advanced_95 | 2029 | 34.9682
h6c | inmap | geo_advanced_95 | 2030 | 30.468
h6c | inmap | geo_advanced_95 | 2031 | 30.4145
h6c | inmap | geo_advanced_95 | 2032 | 28.7371
h6c | inmap | geo_advanced_95 | 2033 | 28.6869
h6c | inmap | geo_advanced_95 | 2034 | 27.363
h6c | inmap | geo_advanced_95 | 2035 | 27.3121
h6c | inmap | geo_advanced_95 | 2036 | 27.1506
h6c | inmap | geo_advanced_95 | 2037 | 27.1061
h6c | inmap | geo_advanced_95 | 2038 | 26.5997
h6c | inmap | geo_advanced_95 | 2039 | 26.5521
h6c | inmap | geo_advanced_95 | 2040 | 29.3963
h6c | inmap | geo_advanced_95 | 2041 | 29.3479
h6c | inmap | geo_advanced_95 | 2042 | 31.1237
h6c | inmap | geo_advanced_95 | 2043 | 31.0986
h6c | inmap | geo_advanced_95 | 2044 | 25.1131
h6c | inmap | geo_advanced_95 | 2045 | 25.0891
h6c | inmap | geo_advanced_95 | 2046 | 22.3679
h6c | inmap | geo_advanced_95 | 2047 | 22.3622
h6c | inmap | geo_advanced_95 | 2048 | 19.1875
h6c | inmap | geo_advanced_95 | 2049 | 19.1861
h6c | inmap | geo_advanced_95 | 2050 | 11.6144

## 44_Mortality over time (lives-y
cr | model | scenario | year | Total health damages (lives)
acs | ap2 | geo_advanced_95 | 2010 | 14675.0958
acs | ap2 | geo_advanced_95 | 2011 | 14475.6608
acs | ap2 | geo_advanced_95 | 2012 | 9063.6884
acs | ap2 | geo_advanced_95 | 2013 | 9046.792
acs | ap2 | geo_advanced_95 | 2014 | 12278.436
acs | ap2 | geo_advanced_95 | 2015 | 12218.821
acs | ap2 | geo_advanced_95 | 2016 | 6886.7458
acs | ap2 | geo_advanced_95 | 2017 | 6880.1136
acs | ap2 | geo_advanced_95 | 2018 | 6191.7946
acs | ap2 | geo_advanced_95 | 2019 | 6183.9224
acs | ap2 | geo_advanced_95 | 2020 | 4846.1876
acs | ap2 | geo_advanced_95 | 2021 | 4833.2418
acs | ap2 | geo_advanced_95 | 2022 | 5806.93
acs | ap2 | geo_advanced_95 | 2023 | 5791.306
acs | ap2 | geo_advanced_95 | 2024 | 2948.9786
acs | ap2 | geo_advanced_95 | 2025 | 2941.0786
acs | ap2 | geo_advanced_95 | 2026 | 2110.0664
acs | ap2 | geo_advanced_95 | 2027 | 2102.7306
acs | ap2 | geo_advanced_95 | 2028 | 1065.538
acs | ap2 | geo_advanced_95 | 2029 | 1058.843
acs | ap2 | geo_advanced_95 | 2030 | 923.0274
acs | ap2 | geo_advanced_95 | 2031 | 918.0988
acs | ap2 | geo_advanced_95 | 2032 | 864.366
acs | ap2 | geo_advanced_95 | 2033 | 859.632
acs | ap2 | geo_advanced_95 | 2034 | 826.4012
acs | ap2 | geo_advanced_95 | 2035 | 821.6986
acs | ap2 | geo_advanced_95 | 2036 | 798.2644
acs | ap2 | geo_advanced_95 | 2037 | 794.048
acs | ap2 | geo_advanced_95 | 2038 | 782.4682
acs | ap2 | geo_advanced_95 | 2039 | 778.0726
acs | ap2 | geo_advanced_95 | 2040 | 860.6684
acs | ap2 | geo_advanced_95 | 2041 | 856.226
acs | ap2 | geo_advanced_95 | 2042 | 888.8894
acs | ap2 | geo_advanced_95 | 2043 | 887.4064
acs | ap2 | geo_advanced_95 | 2044 | 680.5784
acs | ap2 | geo_advanced_95 | 2045 | 679.1616
acs | ap2 | geo_advanced_95 | 2046 | 633.7114
acs | ap2 | geo_advanced_95 | 2047 | 633.3804
acs | ap2 | geo_advanced_95 | 2048 | 551.0474
acs | ap2 | geo_advanced_95 | 2049 | 550.9602
acs | ap2 | geo_advanced_95 | 2050 | 335.7574
acs | easiur | geo_advanced_95 | 2010 | 16243.5802
acs | easiur | geo_advanced_95 | 2011 | 16092.8998
acs | easiur | geo_advanced_95 | 2012 | 10151.6348
acs | easiur | geo_advanced_95 | 2013 | 10138.495
acs | easiur | geo_advanced_95 | 2014 | 13681.0606
acs | easiur | geo_advanced_95 | 2015 | 13634.7446
acs | easiur | geo_advanced_95 | 2016 | 7726.1138
acs | easiur | geo_advanced_95 | 2017 | 7720.6698
acs | easiur | geo_advanced_95 | 2018 | 6882.6528
acs | easiur | geo_advanced_95 | 2019 | 6873.2484
acs | easiur | geo_advanced_95 | 2020 | 5554.5194
acs | easiur | geo_advanced_95 | 2021 | 5541.443
acs | easiur | geo_advanced_95 | 2022 | 6418.9198
acs | easiur | geo_advanced_95 | 2023 | 6403.985
acs | easiur | geo_advanced_95 | 2024 | 3346.1846
acs | easiur | geo_advanced_95 | 2025 | 3337.3128
acs | easiur | geo_advanced_95 | 2026 | 2419.1422
acs | easiur | geo_advanced_95 | 2027 | 2411.1602
acs | easiur | geo_advanced_95 | 2028 | 1303.6938
acs | easiur | geo_advanced_95 | 2029 | 1296.9528
acs | easiur | geo_advanced_95 | 2030 | 1143.8058
acs | easiur | geo_advanced_95 | 2031 | 1139.7664
acs | easiur | geo_advanced_95 | 2032 | 1081.8206
acs | easiur | geo_advanced_95 | 2033 | 1078.1578
acs | easiur | geo_advanced_95 | 2034 | 1028.4516
acs | easiur | geo_advanced_95 | 2035 | 1024.6182
acs | easiur | geo_advanced_95 | 2036 | 993.3388
acs | easiur | geo_advanced_95 | 2037 | 990.0958
acs | easiur | geo_advanced_95 | 2038 | 982.9612
acs | easiur | geo_advanced_95 | 2039 | 979.371
acs | easiur | geo_advanced_95 | 2040 | 1076.8708
acs | easiur | geo_advanced_95 | 2041 | 1073.1904
acs | easiur | geo_advanced_95 | 2042 | 1129.7348
acs | easiur | geo_advanced_95 | 2043 | 1126.9026
acs | easiur | geo_advanced_95 | 2044 | 956.6128
acs | easiur | geo_advanced_95 | 2045 | 953.8942
acs | easiur | geo_advanced_95 | 2046 | 868.9972
acs | easiur | geo_advanced_95 | 2047 | 868.3564
acs | easiur | geo_advanced_95 | 2048 | 772.637
acs | easiur | geo_advanced_95 | 2049 | 772.468
acs | easiur | geo_advanced_95 | 2050 | 526.951
acs | inmap | geo_advanced_95 | 2010 | 17617.0362
acs | inmap | geo_advanced_95 | 2011 | 17535.144
acs | inmap | geo_advanced_95 | 2012 | 11077.0192
acs | inmap | geo_advanced_95 | 2013 | 11070
acs | inmap | geo_advanced_95 | 2014 | 15016.3544
acs | inmap | geo_advanced_95 | 2015 | 14991.5984
acs | inmap | geo_advanced_95 | 2016 | 8335.4042
acs | inmap | geo_advanced_95 | 2017 | 8332.5868
acs | inmap | geo_advanced_95 | 2018 | 7554.9462
acs | inmap | geo_advanced_95 | 2019 | 7550.9624
acs | inmap | geo_advanced_95 | 2020 | 5901.8852
acs | inmap | geo_advanced_95 | 2021 | 5895.8534
acs | inmap | geo_advanced_95 | 2022 | 7095.801
acs | inmap | geo_advanced_95 | 2023 | 7088.7052
acs | inmap | geo_advanced_95 | 2024 | 3537.2534
acs | inmap | geo_advanced_95 | 2025 | 3533.3786
acs | inmap | geo_advanced_95 | 2026 | 2551.3702
acs | inmap | geo_advanced_95 | 2027 | 2547.8278
acs | inmap | geo_advanced_95 | 2028 | 1372.1634
acs | inmap | geo_advanced_95 | 2029 | 1369.0488
acs | inmap | geo_advanced_95 | 2030 | 1192.858
acs | inmap | geo_advanced_95 | 2031 | 1190.7654
acs | inmap | geo_advanced_95 | 2032 | 1125.0904
acs | inmap | geo_advanced_95 | 2033 | 1123.1278
acs | inmap | geo_advanced_95 | 2034 | 1071.2946
acs | inmap | geo_advanced_95 | 2035 | 1069.3028
acs | inmap | geo_advanced_95 | 2036 | 1062.9796
acs | inmap | geo_advanced_95 | 2037 | 1061.2358
acs | inmap | geo_advanced_95 | 2038 | 1041.4106
acs | inmap | geo_advanced_95 | 2039 | 1039.5472
acs | inmap | geo_advanced_95 | 2040 | 1150.9016
acs | inmap | geo_advanced_95 | 2041 | 1149.007
acs | inmap | geo_advanced_95 | 2042 | 1218.5316
acs | inmap | geo_advanced_95 | 2043 | 1217.5508
acs | inmap | geo_advanced_95 | 2044 | 983.2096
acs | inmap | geo_advanced_95 | 2045 | 982.2696
acs | inmap | geo_advanced_95 | 2046 | 875.7346
acs | inmap | geo_advanced_95 | 2047 | 875.5138
acs | inmap | geo_advanced_95 | 2048 | 751.221
acs | inmap | geo_advanced_95 | 2049 | 751.1628
acs | inmap | geo_advanced_95 | 2050 | 454.7262
h6c | ap2 | geo_advanced_95 | 2010 | 37703.4026
h6c | ap2 | geo_advanced_95 | 2011 | 37190.9998
h6c | ap2 | geo_advanced_95 | 2012 | 23286.4704
h6c | ap2 | geo_advanced_95 | 2013 | 23243.0592
h6c | ap2 | geo_advanced_95 | 2014 | 31545.8272
h6c | ap2 | geo_advanced_95 | 2015 | 31392.6602
h6c | ap2 | geo_advanced_95 | 2016 | 17693.4556
h6c | ap2 | geo_advanced_95 | 2017 | 17676.4156
h6c | ap2 | geo_advanced_95 | 2018 | 15907.9418
h6c | ap2 | geo_advanced_95 | 2019 | 15887.7164
h6c | ap2 | geo_advanced_95 | 2020 | 12450.807
h6c | ap2 | geo_advanced_95 | 2021 | 12417.546
h6c | ap2 | geo_advanced_95 | 2022 | 14919.1448
h6c | ap2 | geo_advanced_95 | 2023 | 14879.0024
h6c | ap2 | geo_advanced_95 | 2024 | 7576.5112
h6c | ap2 | geo_advanced_95 | 2025 | 7556.2146
h6c | ap2 | geo_advanced_95 | 2026 | 5421.1788
h6c | ap2 | geo_advanced_95 | 2027 | 5402.3312
h6c | ap2 | geo_advanced_95 | 2028 | 2737.554
h6c | ap2 | geo_advanced_95 | 2029 | 2720.353
h6c | ap2 | geo_advanced_95 | 2030 | 2371.4226
h6c | ap2 | geo_advanced_95 | 2031 | 2358.7592
h6c | ap2 | geo_advanced_95 | 2032 | 2220.7082
h6c | ap2 | geo_advanced_95 | 2033 | 2208.5448
h6c | ap2 | geo_advanced_95 | 2034 | 2123.1738
h6c | ap2 | geo_advanced_95 | 2035 | 2111.0918
h6c | ap2 | geo_advanced_95 | 2036 | 2050.8818
h6c | ap2 | geo_advanced_95 | 2037 | 2040.049
h6c | ap2 | geo_advanced_95 | 2038 | 2010.2986
h6c | ap2 | geo_advanced_95 | 2039 | 1999.0048
h6c | ap2 | geo_advanced_95 | 2040 | 2211.2006
h6c | ap2 | geo_advanced_95 | 2041 | 2199.7872
h6c | ap2 | geo_advanced_95 | 2042 | 2283.701
h6c | ap2 | geo_advanced_95 | 2043 | 2279.891
h6c | ap2 | geo_advanced_95 | 2044 | 1748.5052
h6c | ap2 | geo_advanced_95 | 2045 | 1744.8654
h6c | ap2 | geo_advanced_95 | 2046 | 1628.1032
h6c | ap2 | geo_advanced_95 | 2047 | 1627.2524
h6c | ap2 | geo_advanced_95 | 2048 | 1415.7224
h6c | ap2 | geo_advanced_95 | 2049 | 1415.4982
h6c | ap2 | geo_advanced_95 | 2050 | 862.6046
h6c | easiur | geo_advanced_95 | 2010 | 41733.3512
h6c | easiur | geo_advanced_95 | 2011 | 41346.215
h6c | easiur | geo_advanced_95 | 2012 | 26081.7596
h6c | easiur | geo_advanced_95 | 2013 | 26048.0004
h6c | easiur | geo_advanced_95 | 2014 | 35149.6294
h6c | easiur | geo_advanced_95 | 2015 | 35030.6322
h6c | easiur | geo_advanced_95 | 2016 | 19850.0608
h6c | easiur | geo_advanced_95 | 2017 | 19836.074
h6c | easiur | geo_advanced_95 | 2018 | 17682.9804
h6c | easiur | geo_advanced_95 | 2019 | 17658.8184
h6c | easiur | geo_advanced_95 | 2020 | 14270.741
h6c | easiur | geo_advanced_95 | 2021 | 14237.1442
h6c | easiur | geo_advanced_95 | 2022 | 16491.5434
h6c | easiur | geo_advanced_95 | 2023 | 16453.1724
h6c | easiur | geo_advanced_95 | 2024 | 8597.062
h6c | easiur | geo_advanced_95 | 2025 | 8574.2684
h6c | easiur | geo_advanced_95 | 2026 | 6215.2902
h6c | easiur | geo_advanced_95 | 2027 | 6194.7824
h6c | easiur | geo_advanced_95 | 2028 | 3349.4554
h6c | easiur | geo_advanced_95 | 2029 | 3332.1364
h6c | easiur | geo_advanced_95 | 2030 | 2938.6756
h6c | easiur | geo_advanced_95 | 2031 | 2928.297
h6c | easiur | geo_advanced_95 | 2032 | 2779.4238
h6c | easiur | geo_advanced_95 | 2033 | 2770.013
h6c | easiur | geo_advanced_95 | 2034 | 2642.3018
h6c | easiur | geo_advanced_95 | 2035 | 2632.4528
h6c | easiur | geo_advanced_95 | 2036 | 2552.0934
h6c | easiur | geo_advanced_95 | 2037 | 2543.7614
h6c | easiur | geo_advanced_95 | 2038 | 2525.4322
h6c | easiur | geo_advanced_95 | 2039 | 2516.2078
h6c | easiur | geo_advanced_95 | 2040 | 2766.7012
h6c | easiur | geo_advanced_95 | 2041 | 2757.2454
h6c | easiur | geo_advanced_95 | 2042 | 2902.5122
h6c | easiur | geo_advanced_95 | 2043 | 2895.2358
h6c | easiur | geo_advanced_95 | 2044 | 2457.7306
h6c | easiur | geo_advanced_95 | 2045 | 2450.746
h6c | easiur | geo_advanced_95 | 2046 | 2232.6248
h6c | easiur | geo_advanced_95 | 2047 | 2230.9784
h6c | easiur | geo_advanced_95 | 2048 | 1985.0524
h6c | easiur | geo_advanced_95 | 2049 | 1984.6188
h6c | easiur | geo_advanced_95 | 2050 | 1353.8396
h6c | inmap | geo_advanced_95 | 2010 | 45262.2054
h6c | inmap | geo_advanced_95 | 2011 | 45051.8082
h6c | inmap | geo_advanced_95 | 2012 | 28459.376
h6c | inmap | geo_advanced_95 | 2013 | 28441.3422
h6c | inmap | geo_advanced_95 | 2014 | 38580.4318
h6c | inmap | geo_advanced_95 | 2015 | 38516.8286
h6c | inmap | geo_advanced_95 | 2016 | 21415.5278
h6c | inmap | geo_advanced_95 | 2017 | 21408.2892
h6c | inmap | geo_advanced_95 | 2018 | 19410.3258
h6c | inmap | geo_advanced_95 | 2019 | 19400.0914
h6c | inmap | geo_advanced_95 | 2020 | 15163.2432
h6c | inmap | geo_advanced_95 | 2021 | 15147.7462
h6c | inmap | geo_advanced_95 | 2022 | 18230.6688
h6c | inmap | geo_advanced_95 | 2023 | 18212.4386
h6c | inmap | geo_advanced_95 | 2024 | 9087.9798
h6c | inmap | geo_advanced_95 | 2025 | 9078.025
h6c | inmap | geo_advanced_95 | 2026 | 6555.023
h6c | inmap | geo_advanced_95 | 2027 | 6545.922
h6c | inmap | geo_advanced_95 | 2028 | 3525.3774
h6c | inmap | geo_advanced_95 | 2029 | 3517.3752
h6c | inmap | geo_advanced_95 | 2030 | 3064.7048
h6c | inmap | geo_advanced_95 | 2031 | 3059.329
h6c | inmap | geo_advanced_95 | 2032 | 2890.5948
h6c | inmap | geo_advanced_95 | 2033 | 2885.5524
h6c | inmap | geo_advanced_95 | 2034 | 2752.384
h6c | inmap | geo_advanced_95 | 2035 | 2747.2664
h6c | inmap | geo_advanced_95 | 2036 | 2731.0202
h6c | inmap | geo_advanced_95 | 2037 | 2726.5402
h6c | inmap | geo_advanced_95 | 2038 | 2675.6056
h6c | inmap | geo_advanced_95 | 2039 | 2670.818
h6c | inmap | geo_advanced_95 | 2040 | 2956.9088
h6c | inmap | geo_advanced_95 | 2041 | 2952.0414
h6c | inmap | geo_advanced_95 | 2042 | 3130.6608
h6c | inmap | geo_advanced_95 | 2043 | 3128.1408
h6c | inmap | geo_advanced_95 | 2044 | 2526.069
h6c | inmap | geo_advanced_95 | 2045 | 2523.6544
h6c | inmap | geo_advanced_95 | 2046 | 2249.9362
h6c | inmap | geo_advanced_95 | 2047 | 2249.369
h6c | inmap | geo_advanced_95 | 2048 | 1930.0326
h6c | inmap | geo_advanced_95 | 2049 | 1929.883
h6c | inmap | geo_advanced_95 | 2050 | 1168.267

## 45_2022-2050 total undiscounted
cr | model | e | scenario | Health damages (billion $) | Net Level Health damages (billion $)
acs | ap2 | nox | geo_advanced_95 | 40.9235 | 197.5854
acs | ap2 | so2 | geo_advanced_95 | 156.6619 | 197.5854
acs | easiur | nox | geo_advanced_95 | 71.7111 | 236.1439
acs | easiur | so2 | geo_advanced_95 | 164.4328 | 236.1439
acs | inmap | nox | geo_advanced_95 | 78.7257 | 250.94
acs | inmap | so2 | geo_advanced_95 | 172.2143 | 250.94
h6c | ap2 | nox | geo_advanced_95 | 105.1303 | 507.6332
h6c | ap2 | so2 | geo_advanced_95 | 402.5029 | 507.6332
h6c | easiur | nox | geo_advanced_95 | 184.2336 | 606.7025
h6c | easiur | so2 | geo_advanced_95 | 422.4689 | 606.7025
h6c | inmap | nox | geo_advanced_95 | 202.2564 | 644.7185
h6c | inmap | so2 | geo_advanced_95 | 442.4621 | 644.7185

## 46_2022-2050 total discounted h
cr | model | e | scenario | Discounted health damages (billion $) | Net Level Discounted health damages (billion $)
acs | ap2 | nox | geo_advanced_95 | 29.7231 | 152.2131
acs | ap2 | so2 | geo_advanced_95 | 122.4901 | 152.2131
acs | easiur | nox | geo_advanced_95 | 49.2587 | 176.524
acs | easiur | so2 | geo_advanced_95 | 127.2652 | 176.524
acs | inmap | nox | geo_advanced_95 | 55.8883 | 186.7321
acs | inmap | so2 | geo_advanced_95 | 130.8438 | 186.7321
h6c | ap2 | nox | geo_advanced_95 | 76.3572 | 391.0644
h6c | ap2 | so2 | geo_advanced_95 | 314.7072 | 391.0644
h6c | easiur | nox | geo_advanced_95 | 126.5507 | 453.5268
h6c | easiur | so2 | geo_advanced_95 | 326.9761 | 453.5268
h6c | inmap | nox | geo_advanced_95 | 143.5841 | 479.7548
h6c | inmap | so2 | geo_advanced_95 | 336.1707 | 479.7548

## 47_2022-2050 total mortality (l
cr | model | e | scenario | Health damages (lives) | Net Level Health damages (lives)
acs | ap2 | nox | geo_advanced_95 | 4116.4066 | 19874.6677
acs | ap2 | so2 | geo_advanced_95 | 15758.2611 | 19874.6677
acs | easiur | nox | geo_advanced_95 | 7213.2597 | 23753.1768
acs | easiur | so2 | geo_advanced_95 | 16539.9171 | 23753.1768
acs | inmap | nox | geo_advanced_95 | 7918.8481 | 25241.4946
acs | inmap | so2 | geo_advanced_95 | 17322.6465 | 25241.4946
h6c | ap2 | nox | geo_advanced_95 | 10574.8202 | 51061.6779
h6c | ap2 | so2 | geo_advanced_95 | 40486.8577 | 51061.6779
h6c | easiur | nox | geo_advanced_95 | 18531.6379 | 61026.8273
h6c | easiur | so2 | geo_advanced_95 | 42495.1894 | 61026.8273
h6c | inmap | nox | geo_advanced_95 | 20344.524 | 64850.7941
h6c | inmap | so2 | geo_advanced_95 | 44506.2701 | 64850.7941

## 48_System cost + health damages
model | scenario | cost_type | year | Average cost ($/MWh) | Net Level Average cost ($/MWh)
ap2 | geo_advanced_95 | System cost | 2010 | 61.8829 | 80.311
ap2 | geo_advanced_95 | System cost | 2011 | 61.4871 | 79.6647
ap2 | geo_advanced_95 | System cost | 2012 | 54.7992 | 66.4048
ap2 | geo_advanced_95 | System cost | 2013 | 54.5284 | 66.1124
ap2 | geo_advanced_95 | System cost | 2014 | 60.7409 | 76.2132
ap2 | geo_advanced_95 | System cost | 2015 | 60.367 | 75.7642
ap2 | geo_advanced_95 | System cost | 2016 | 51.2977 | 60.0693
ap2 | geo_advanced_95 | System cost | 2017 | 51.2151 | 59.9782
ap2 | geo_advanced_95 | System cost | 2018 | 52.5965 | 60.4502
ap2 | geo_advanced_95 | System cost | 2019 | 52.3899 | 60.2336
ap2 | geo_advanced_95 | System cost | 2020 | 46.5751 | 52.5488
ap2 | geo_advanced_95 | System cost | 2021 | 45.7419 | 51.6997
ap2 | geo_advanced_95 | System cost | 2022 | 53.4819 | 60.5599
ap2 | geo_advanced_95 | System cost | 2023 | 52.4657 | 59.5246
ap2 | geo_advanced_95 | System cost | 2024 | 46.7256 | 50.2618
ap2 | geo_advanced_95 | System cost | 2025 | 46.1522 | 49.679
ap2 | geo_advanced_95 | System cost | 2026 | 45.8715 | 48.3569
ap2 | geo_advanced_95 | System cost | 2027 | 45.3118 | 47.7885
ap2 | geo_advanced_95 | System cost | 2028 | 45.1496 | 46.376
ap2 | geo_advanced_95 | System cost | 2029 | 44.8447 | 46.0634
ap2 | geo_advanced_95 | System cost | 2030 | 44.4166 | 45.451
ap2 | geo_advanced_95 | System cost | 2031 | 44.4166 | 45.4455
ap2 | geo_advanced_95 | System cost | 2032 | 43.9429 | 44.8859
ap2 | geo_advanced_95 | System cost | 2033 | 43.9429 | 44.8807
ap2 | geo_advanced_95 | System cost | 2034 | 44.486 | 45.3631
ap2 | geo_advanced_95 | System cost | 2035 | 44.486 | 45.3581
ap2 | geo_advanced_95 | System cost | 2036 | 44.0508 | 44.8728
ap2 | geo_advanced_95 | System cost | 2037 | 44.0508 | 44.8685
ap2 | geo_advanced_95 | System cost | 2038 | 45.0602 | 45.8415
ap2 | geo_advanced_95 | System cost | 2039 | 45.0602 | 45.8371
ap2 | geo_advanced_95 | System cost | 2040 | 46.2676 | 47.1015
ap2 | geo_advanced_95 | System cost | 2041 | 46.2676 | 47.0972
ap2 | geo_advanced_95 | System cost | 2042 | 44.4902 | 45.3281
ap2 | geo_advanced_95 | System cost | 2043 | 44.4902 | 45.3267
ap2 | geo_advanced_95 | System cost | 2044 | 43.8171 | 44.4426
ap2 | geo_advanced_95 | System cost | 2045 | 43.8171 | 44.4413
ap2 | geo_advanced_95 | System cost | 2046 | 44.6265 | 45.195
ap2 | geo_advanced_95 | System cost | 2047 | 44.6265 | 45.1947
ap2 | geo_advanced_95 | System cost | 2048 | 44.1552 | 44.638
ap2 | geo_advanced_95 | System cost | 2049 | 44.1552 | 44.6379
ap2 | geo_advanced_95 | System cost | 2050 | 45.3853 | 45.6727
ap2 | geo_advanced_95 | System cost + health | 2010 | 18.4281 | 80.311
ap2 | geo_advanced_95 | System cost + health | 2011 | 18.1777 | 79.6647
ap2 | geo_advanced_95 | System cost + health | 2012 | 11.6057 | 66.4048
ap2 | geo_advanced_95 | System cost + health | 2013 | 11.584 | 66.1124
ap2 | geo_advanced_95 | System cost + health | 2014 | 15.4723 | 76.2132
ap2 | geo_advanced_95 | System cost + health | 2015 | 15.3972 | 75.7642
ap2 | geo_advanced_95 | System cost + health | 2016 | 8.7716 | 60.0693
ap2 | geo_advanced_95 | System cost + health | 2017 | 8.7631 | 59.9782
ap2 | geo_advanced_95 | System cost + health | 2018 | 7.8537 | 60.4502
ap2 | geo_advanced_95 | System cost + health | 2019 | 7.8438 | 60.2336
ap2 | geo_advanced_95 | System cost + health | 2020 | 5.9737 | 52.5488
ap2 | geo_advanced_95 | System cost + health | 2021 | 5.9577 | 51.6997
ap2 | geo_advanced_95 | System cost + health | 2022 | 7.078 | 60.5599
ap2 | geo_advanced_95 | System cost + health | 2023 | 7.0589 | 59.5246
ap2 | geo_advanced_95 | System cost + health | 2024 | 3.5363 | 50.2618
ap2 | geo_advanced_95 | System cost + health | 2025 | 3.5268 | 49.679
ap2 | geo_advanced_95 | System cost + health | 2026 | 2.4854 | 48.3569
ap2 | geo_advanced_95 | System cost + health | 2027 | 2.4767 | 47.7885
ap2 | geo_advanced_95 | System cost + health | 2028 | 1.2263 | 46.376
ap2 | geo_advanced_95 | System cost + health | 2029 | 1.2186 | 46.0634
ap2 | geo_advanced_95 | System cost + health | 2030 | 1.0344 | 45.451
ap2 | geo_advanced_95 | System cost + health | 2031 | 1.0289 | 45.4455
ap2 | geo_advanced_95 | System cost + health | 2032 | 0.94299 | 44.8859
ap2 | geo_advanced_95 | System cost + health | 2033 | 0.93783 | 44.8807
ap2 | geo_advanced_95 | System cost + health | 2034 | 0.87708 | 45.3631
ap2 | geo_advanced_95 | System cost + health | 2035 | 0.87209 | 45.3581
ap2 | geo_advanced_95 | System cost + health | 2036 | 0.822 | 44.8728
ap2 | geo_advanced_95 | System cost + health | 2037 | 0.81766 | 44.8685
ap2 | geo_advanced_95 | System cost + health | 2038 | 0.78128 | 45.8415
ap2 | geo_advanced_95 | System cost + health | 2039 | 0.77689 | 45.8371
ap2 | geo_advanced_95 | System cost + health | 2040 | 0.83394 | 47.1015
ap2 | geo_advanced_95 | System cost + health | 2041 | 0.82964 | 47.0972
ap2 | geo_advanced_95 | System cost + health | 2042 | 0.83796 | 45.3281
ap2 | geo_advanced_95 | System cost + health | 2043 | 0.83656 | 45.3267
ap2 | geo_advanced_95 | System cost + health | 2044 | 0.62552 | 44.4426
ap2 | geo_advanced_95 | System cost + health | 2045 | 0.62422 | 44.4413
ap2 | geo_advanced_95 | System cost + health | 2046 | 0.56851 | 45.195
ap2 | geo_advanced_95 | System cost + health | 2047 | 0.56821 | 45.1947
ap2 | geo_advanced_95 | System cost + health | 2048 | 0.48286 | 44.638
ap2 | geo_advanced_95 | System cost + health | 2049 | 0.48278 | 44.6379
ap2 | geo_advanced_95 | System cost + health | 2050 | 0.28741 | 45.6727
easiur | geo_advanced_95 | System cost | 2010 | 61.8829 | 82.2806
easiur | geo_advanced_95 | System cost | 2011 | 61.4871 | 81.6956
easiur | geo_advanced_95 | System cost | 2012 | 54.7992 | 67.7979
easiur | geo_advanced_95 | System cost | 2013 | 54.5284 | 67.5103
easiur | geo_advanced_95 | System cost | 2014 | 60.7409 | 77.9807
easiur | geo_advanced_95 | System cost | 2015 | 60.367 | 77.5485
easiur | geo_advanced_95 | System cost | 2016 | 51.2977 | 61.1384
easiur | geo_advanced_95 | System cost | 2017 | 51.2151 | 61.0488
easiur | geo_advanced_95 | System cost | 2018 | 52.5965 | 61.3265
easiur | geo_advanced_95 | System cost | 2019 | 52.3899 | 61.108
easiur | geo_advanced_95 | System cost | 2020 | 46.5751 | 53.4219
easiur | geo_advanced_95 | System cost | 2021 | 45.7419 | 52.5726
easiur | geo_advanced_95 | System cost | 2022 | 53.4819 | 61.3058
easiur | geo_advanced_95 | System cost | 2023 | 52.4657 | 60.2714
easiur | geo_advanced_95 | System cost | 2024 | 46.7256 | 50.7382
easiur | geo_advanced_95 | System cost | 2025 | 46.1522 | 50.1542
easiur | geo_advanced_95 | System cost | 2026 | 45.8715 | 48.721
easiur | geo_advanced_95 | System cost | 2027 | 45.3118 | 48.1518
easiur | geo_advanced_95 | System cost | 2028 | 45.1496 | 46.6501
easiur | geo_advanced_95 | System cost | 2029 | 44.8447 | 46.3374
easiur | geo_advanced_95 | System cost | 2030 | 44.4166 | 45.6984
easiur | geo_advanced_95 | System cost | 2031 | 44.4166 | 45.6939
easiur | geo_advanced_95 | System cost | 2032 | 43.9429 | 45.1231
easiur | geo_advanced_95 | System cost | 2033 | 43.9429 | 45.1191
easiur | geo_advanced_95 | System cost | 2034 | 44.486 | 45.5775
easiur | geo_advanced_95 | System cost | 2035 | 44.486 | 45.5734
easiur | geo_advanced_95 | System cost | 2036 | 44.0508 | 45.0737
easiur | geo_advanced_95 | System cost | 2037 | 44.0508 | 45.0704
easiur | geo_advanced_95 | System cost | 2038 | 45.0602 | 46.0417
easiur | geo_advanced_95 | System cost | 2039 | 45.0602 | 46.0381
easiur | geo_advanced_95 | System cost | 2040 | 46.2676 | 47.311
easiur | geo_advanced_95 | System cost | 2041 | 46.2676 | 47.3074
easiur | geo_advanced_95 | System cost | 2042 | 44.4902 | 45.5552
easiur | geo_advanced_95 | System cost | 2043 | 44.4902 | 45.5525
easiur | geo_advanced_95 | System cost | 2044 | 43.8171 | 44.6963
easiur | geo_advanced_95 | System cost | 2045 | 43.8171 | 44.6938
easiur | geo_advanced_95 | System cost | 2046 | 44.6265 | 45.4061
easiur | geo_advanced_95 | System cost | 2047 | 44.6265 | 45.4055
easiur | geo_advanced_95 | System cost | 2048 | 44.1552 | 44.8322
easiur | geo_advanced_95 | System cost | 2049 | 44.1552 | 44.832
easiur | geo_advanced_95 | System cost | 2050 | 45.3853 | 45.8363
easiur | geo_advanced_95 | System cost + health | 2010 | 20.3977 | 82.2806
easiur | geo_advanced_95 | System cost + health | 2011 | 20.2085 | 81.6956
easiur | geo_advanced_95 | System cost + health | 2012 | 12.9988 | 67.7979
easiur | geo_advanced_95 | System cost + health | 2013 | 12.9819 | 67.5103
easiur | geo_advanced_95 | System cost + health | 2014 | 17.2398 | 77.9807
easiur | geo_advanced_95 | System cost + health | 2015 | 17.1814 | 77.5485
easiur | geo_advanced_95 | System cost + health | 2016 | 9.8407 | 61.1384
easiur | geo_advanced_95 | System cost + health | 2017 | 9.8337 | 61.0488
easiur | geo_advanced_95 | System cost + health | 2018 | 8.73 | 61.3265
easiur | geo_advanced_95 | System cost + health | 2019 | 8.7181 | 61.108
easiur | geo_advanced_95 | System cost + health | 2020 | 6.8468 | 53.4219
easiur | geo_advanced_95 | System cost + health | 2021 | 6.8307 | 52.5726
easiur | geo_advanced_95 | System cost + health | 2022 | 7.8239 | 61.3058
easiur | geo_advanced_95 | System cost + health | 2023 | 7.8057 | 60.2714
easiur | geo_advanced_95 | System cost + health | 2024 | 4.0126 | 50.7382
easiur | geo_advanced_95 | System cost + health | 2025 | 4.0019 | 50.1542
easiur | geo_advanced_95 | System cost + health | 2026 | 2.8494 | 48.721
easiur | geo_advanced_95 | System cost + health | 2027 | 2.84 | 48.1518
easiur | geo_advanced_95 | System cost + health | 2028 | 1.5004 | 46.6501
easiur | geo_advanced_95 | System cost + health | 2029 | 1.4927 | 46.3374
easiur | geo_advanced_95 | System cost + health | 2030 | 1.2818 | 45.6984
easiur | geo_advanced_95 | System cost + health | 2031 | 1.2773 | 45.6939
easiur | geo_advanced_95 | System cost + health | 2032 | 1.1802 | 45.1231
easiur | geo_advanced_95 | System cost + health | 2033 | 1.1762 | 45.1191
easiur | geo_advanced_95 | System cost + health | 2034 | 1.0915 | 45.5775
easiur | geo_advanced_95 | System cost + health | 2035 | 1.0875 | 45.5734
easiur | geo_advanced_95 | System cost + health | 2036 | 1.0229 | 45.0737
easiur | geo_advanced_95 | System cost + health | 2037 | 1.0195 | 45.0704
easiur | geo_advanced_95 | System cost + health | 2038 | 0.98147 | 46.0417
easiur | geo_advanced_95 | System cost + health | 2039 | 0.97788 | 46.0381
easiur | geo_advanced_95 | System cost + health | 2040 | 1.0434 | 47.311
easiur | geo_advanced_95 | System cost + health | 2041 | 1.0399 | 47.3074
easiur | geo_advanced_95 | System cost + health | 2042 | 1.065 | 45.5552
easiur | geo_advanced_95 | System cost + health | 2043 | 1.0623 | 45.5525
easiur | geo_advanced_95 | System cost + health | 2044 | 0.87923 | 44.6963
easiur | geo_advanced_95 | System cost + health | 2045 | 0.87673 | 44.6938
easiur | geo_advanced_95 | System cost + health | 2046 | 0.77958 | 45.4061
easiur | geo_advanced_95 | System cost + health | 2047 | 0.779 | 45.4055
easiur | geo_advanced_95 | System cost + health | 2048 | 0.67703 | 44.8322
easiur | geo_advanced_95 | System cost + health | 2049 | 0.67688 | 44.832
easiur | geo_advanced_95 | System cost + health | 2050 | 0.45107 | 45.8363
inmap | geo_advanced_95 | System cost | 2010 | 61.8829 | 84.0053
inmap | geo_advanced_95 | System cost | 2011 | 61.4871 | 83.5066
inmap | geo_advanced_95 | System cost | 2012 | 54.7992 | 68.9828
inmap | geo_advanced_95 | System cost | 2013 | 54.5284 | 68.7031
inmap | geo_advanced_95 | System cost | 2014 | 60.7409 | 79.6633
inmap | geo_advanced_95 | System cost | 2015 | 60.367 | 79.2582
inmap | geo_advanced_95 | System cost | 2016 | 51.2977 | 61.9145
inmap | geo_advanced_95 | System cost | 2017 | 51.2151 | 61.8282
inmap | geo_advanced_95 | System cost | 2018 | 52.5965 | 62.1793
inmap | geo_advanced_95 | System cost | 2019 | 52.3899 | 61.9676
inmap | geo_advanced_95 | System cost | 2020 | 46.5751 | 53.8501
inmap | geo_advanced_95 | System cost | 2021 | 45.7419 | 53.0095
inmap | geo_advanced_95 | System cost | 2022 | 53.4819 | 62.1309
inmap | geo_advanced_95 | System cost | 2023 | 52.4657 | 61.106
inmap | geo_advanced_95 | System cost | 2024 | 46.7256 | 50.9673
inmap | geo_advanced_95 | System cost | 2025 | 46.1522 | 50.3893
inmap | geo_advanced_95 | System cost | 2026 | 45.8715 | 48.8767
inmap | geo_advanced_95 | System cost | 2027 | 45.3118 | 48.3128
inmap | geo_advanced_95 | System cost | 2028 | 45.1496 | 46.7289
inmap | geo_advanced_95 | System cost | 2029 | 44.8447 | 46.4204
inmap | geo_advanced_95 | System cost | 2030 | 44.4166 | 45.7534
inmap | geo_advanced_95 | System cost | 2031 | 44.4166 | 45.7511
inmap | geo_advanced_95 | System cost | 2032 | 43.9429 | 45.1703
inmap | geo_advanced_95 | System cost | 2033 | 43.9429 | 45.1682
inmap | geo_advanced_95 | System cost | 2034 | 44.486 | 45.623
inmap | geo_advanced_95 | System cost | 2035 | 44.486 | 45.6209
inmap | geo_advanced_95 | System cost | 2036 | 44.0508 | 45.1454
inmap | geo_advanced_95 | System cost | 2037 | 44.0508 | 45.1436
inmap | geo_advanced_95 | System cost | 2038 | 45.0602 | 46.1
inmap | geo_advanced_95 | System cost | 2039 | 45.0602 | 46.0982
inmap | geo_advanced_95 | System cost | 2040 | 46.2676 | 47.3827
inmap | geo_advanced_95 | System cost | 2041 | 46.2676 | 47.3809
inmap | geo_advanced_95 | System cost | 2042 | 44.4902 | 45.6389
inmap | geo_advanced_95 | System cost | 2043 | 44.4902 | 45.638
inmap | geo_advanced_95 | System cost | 2044 | 43.8171 | 44.7207
inmap | geo_advanced_95 | System cost | 2045 | 43.8171 | 44.7199
inmap | geo_advanced_95 | System cost | 2046 | 44.6265 | 45.4122
inmap | geo_advanced_95 | System cost | 2047 | 44.6265 | 45.412
inmap | geo_advanced_95 | System cost | 2048 | 44.1552 | 44.8134
inmap | geo_advanced_95 | System cost | 2049 | 44.1552 | 44.8134
inmap | geo_advanced_95 | System cost | 2050 | 45.3853 | 45.7745
inmap | geo_advanced_95 | System cost + health | 2010 | 22.1224 | 84.0053
inmap | geo_advanced_95 | System cost + health | 2011 | 22.0196 | 83.5066
inmap | geo_advanced_95 | System cost + health | 2012 | 14.1837 | 68.9828
inmap | geo_advanced_95 | System cost + health | 2013 | 14.1747 | 68.7031
inmap | geo_advanced_95 | System cost + health | 2014 | 18.9224 | 79.6633
inmap | geo_advanced_95 | System cost + health | 2015 | 18.8912 | 79.2582
inmap | geo_advanced_95 | System cost + health | 2016 | 10.6167 | 61.9145
inmap | geo_advanced_95 | System cost + health | 2017 | 10.6131 | 61.8282
inmap | geo_advanced_95 | System cost + health | 2018 | 9.5828 | 62.1793
inmap | geo_advanced_95 | System cost + health | 2019 | 9.5777 | 61.9676
inmap | geo_advanced_95 | System cost + health | 2020 | 7.275 | 53.8501
inmap | geo_advanced_95 | System cost + health | 2021 | 7.2676 | 53.0095
inmap | geo_advanced_95 | System cost + health | 2022 | 8.649 | 62.1309
inmap | geo_advanced_95 | System cost + health | 2023 | 8.6403 | 61.106
inmap | geo_advanced_95 | System cost + health | 2024 | 4.2417 | 50.9673
inmap | geo_advanced_95 | System cost + health | 2025 | 4.2371 | 50.3893
inmap | geo_advanced_95 | System cost + health | 2026 | 3.0052 | 48.8767
inmap | geo_advanced_95 | System cost + health | 2027 | 3.001 | 48.3128
inmap | geo_advanced_95 | System cost + health | 2028 | 1.5792 | 46.7289
inmap | geo_advanced_95 | System cost + health | 2029 | 1.5757 | 46.4204
inmap | geo_advanced_95 | System cost + health | 2030 | 1.3368 | 45.7534
inmap | geo_advanced_95 | System cost + health | 2031 | 1.3345 | 45.7511
inmap | geo_advanced_95 | System cost + health | 2032 | 1.2274 | 45.1703
inmap | geo_advanced_95 | System cost + health | 2033 | 1.2253 | 45.1682
inmap | geo_advanced_95 | System cost + health | 2034 | 1.137 | 45.623
inmap | geo_advanced_95 | System cost + health | 2035 | 1.1349 | 45.6209
inmap | geo_advanced_95 | System cost + health | 2036 | 1.0946 | 45.1454
inmap | geo_advanced_95 | System cost + health | 2037 | 1.0928 | 45.1436
inmap | geo_advanced_95 | System cost + health | 2038 | 1.0398 | 46.1
inmap | geo_advanced_95 | System cost + health | 2039 | 1.038 | 46.0982
inmap | geo_advanced_95 | System cost + health | 2040 | 1.1152 | 47.3827
inmap | geo_advanced_95 | System cost + health | 2041 | 1.1133 | 47.3809
inmap | geo_advanced_95 | System cost + health | 2042 | 1.1487 | 45.6389
inmap | geo_advanced_95 | System cost + health | 2043 | 1.1478 | 45.638
inmap | geo_advanced_95 | System cost + health | 2044 | 0.90368 | 44.7207
inmap | geo_advanced_95 | System cost + health | 2045 | 0.90281 | 44.7199
inmap | geo_advanced_95 | System cost + health | 2046 | 0.78562 | 45.4122
inmap | geo_advanced_95 | System cost + health | 2047 | 0.78542 | 45.412
inmap | geo_advanced_95 | System cost + health | 2048 | 0.65826 | 44.8134
inmap | geo_advanced_95 | System cost + health | 2049 | 0.65821 | 44.8134
inmap | geo_advanced_95 | System cost + health | 2050 | 0.38924 | 45.7745

## 49_System cost + health damages
model | scenario | cost_type | year | Average cost ($/MWh) | Net Level Average cost ($/MWh)
ap2 | geo_advanced_95 | System cost | 2010 | 61.8829 | 109.2286
ap2 | geo_advanced_95 | System cost | 2011 | 61.4871 | 108.1893
ap2 | geo_advanced_95 | System cost | 2012 | 54.7992 | 84.6165
ap2 | geo_advanced_95 | System cost | 2013 | 54.5284 | 84.2902
ap2 | geo_advanced_95 | System cost | 2014 | 60.7409 | 100.4925
ap2 | geo_advanced_95 | System cost | 2015 | 60.367 | 99.9256
ap2 | geo_advanced_95 | System cost | 2016 | 51.2977 | 73.8337
ap2 | geo_advanced_95 | System cost | 2017 | 51.2151 | 73.7294
ap2 | geo_advanced_95 | System cost | 2018 | 52.5965 | 72.7743
ap2 | geo_advanced_95 | System cost | 2019 | 52.3899 | 72.542
ap2 | geo_advanced_95 | System cost | 2020 | 46.5751 | 61.9227
ap2 | geo_advanced_95 | System cost | 2021 | 45.7419 | 61.0485
ap2 | geo_advanced_95 | System cost | 2022 | 53.4819 | 71.6667
ap2 | geo_advanced_95 | System cost | 2023 | 52.4657 | 70.6015
ap2 | geo_advanced_95 | System cost | 2024 | 46.7256 | 55.811
ap2 | geo_advanced_95 | System cost | 2025 | 46.1522 | 55.2133
ap2 | geo_advanced_95 | System cost | 2026 | 45.8715 | 52.257
ap2 | geo_advanced_95 | System cost | 2027 | 45.3118 | 51.675
ap2 | geo_advanced_95 | System cost | 2028 | 45.1496 | 48.3003
ap2 | geo_advanced_95 | System cost | 2029 | 44.8447 | 47.9756
ap2 | geo_advanced_95 | System cost | 2030 | 44.4166 | 47.0742
ap2 | geo_advanced_95 | System cost | 2031 | 44.4166 | 47.06
ap2 | geo_advanced_95 | System cost | 2032 | 43.9429 | 46.3656
ap2 | geo_advanced_95 | System cost | 2033 | 43.9429 | 46.3523
ap2 | geo_advanced_95 | System cost | 2034 | 44.486 | 46.7394
ap2 | geo_advanced_95 | System cost | 2035 | 44.486 | 46.7265
ap2 | geo_advanced_95 | System cost | 2036 | 44.0508 | 46.1627
ap2 | geo_advanced_95 | System cost | 2037 | 44.0508 | 46.1516
ap2 | geo_advanced_95 | System cost | 2038 | 45.0602 | 47.0674
ap2 | geo_advanced_95 | System cost | 2039 | 45.0602 | 47.0562
ap2 | geo_advanced_95 | System cost | 2040 | 46.2676 | 48.4101
ap2 | geo_advanced_95 | System cost | 2041 | 46.2676 | 48.399
ap2 | geo_advanced_95 | System cost | 2042 | 44.4902 | 46.643
ap2 | geo_advanced_95 | System cost | 2043 | 44.4902 | 46.6395
ap2 | geo_advanced_95 | System cost | 2044 | 43.8171 | 45.4241
ap2 | geo_advanced_95 | System cost | 2045 | 43.8171 | 45.4208
ap2 | geo_advanced_95 | System cost | 2046 | 44.6265 | 46.0871
ap2 | geo_advanced_95 | System cost | 2047 | 44.6265 | 46.0864
ap2 | geo_advanced_95 | System cost | 2048 | 44.1552 | 45.3957
ap2 | geo_advanced_95 | System cost | 2049 | 44.1552 | 45.3955
ap2 | geo_advanced_95 | System cost | 2050 | 45.3853 | 46.1236
ap2 | geo_advanced_95 | System cost + health | 2010 | 47.3457 | 109.2286
ap2 | geo_advanced_95 | System cost + health | 2011 | 46.7022 | 108.1893
ap2 | geo_advanced_95 | System cost + health | 2012 | 29.8174 | 84.6165
ap2 | geo_advanced_95 | System cost + health | 2013 | 29.7618 | 84.2902
ap2 | geo_advanced_95 | System cost + health | 2014 | 39.7515 | 100.4925
ap2 | geo_advanced_95 | System cost + health | 2015 | 39.5585 | 99.9256
ap2 | geo_advanced_95 | System cost + health | 2016 | 22.536 | 73.8337
ap2 | geo_advanced_95 | System cost + health | 2017 | 22.5143 | 73.7294
ap2 | geo_advanced_95 | System cost + health | 2018 | 20.1778 | 72.7743
ap2 | geo_advanced_95 | System cost + health | 2019 | 20.1522 | 72.542
ap2 | geo_advanced_95 | System cost + health | 2020 | 15.3476 | 61.9227
ap2 | geo_advanced_95 | System cost + health | 2021 | 15.3066 | 61.0485
ap2 | geo_advanced_95 | System cost + health | 2022 | 18.1847 | 71.6667
ap2 | geo_advanced_95 | System cost + health | 2023 | 18.1358 | 70.6015
ap2 | geo_advanced_95 | System cost + health | 2024 | 9.0854 | 55.811
ap2 | geo_advanced_95 | System cost + health | 2025 | 9.061 | 55.2133
ap2 | geo_advanced_95 | System cost + health | 2026 | 6.3854 | 52.257
ap2 | geo_advanced_95 | System cost + health | 2027 | 6.3632 | 51.675
ap2 | geo_advanced_95 | System cost + health | 2028 | 3.1507 | 48.3003
ap2 | geo_advanced_95 | System cost + health | 2029 | 3.1309 | 47.9756
ap2 | geo_advanced_95 | System cost + health | 2030 | 2.6576 | 47.0742
ap2 | geo_advanced_95 | System cost + health | 2031 | 2.6434 | 47.06
ap2 | geo_advanced_95 | System cost + health | 2032 | 2.4227 | 46.3656
ap2 | geo_advanced_95 | System cost + health | 2033 | 2.4094 | 46.3523
ap2 | geo_advanced_95 | System cost + health | 2034 | 2.2534 | 46.7394
ap2 | geo_advanced_95 | System cost + health | 2035 | 2.2406 | 46.7265
ap2 | geo_advanced_95 | System cost + health | 2036 | 2.1119 | 46.1627
ap2 | geo_advanced_95 | System cost + health | 2037 | 2.1007 | 46.1516
ap2 | geo_advanced_95 | System cost + health | 2038 | 2.0072 | 47.0674
ap2 | geo_advanced_95 | System cost + health | 2039 | 1.996 | 47.0562
ap2 | geo_advanced_95 | System cost + health | 2040 | 2.1425 | 48.4101
ap2 | geo_advanced_95 | System cost + health | 2041 | 2.1315 | 48.399
ap2 | geo_advanced_95 | System cost + health | 2042 | 2.1529 | 46.643
ap2 | geo_advanced_95 | System cost + health | 2043 | 2.1493 | 46.6395
ap2 | geo_advanced_95 | System cost + health | 2044 | 1.6071 | 45.4241
ap2 | geo_advanced_95 | System cost + health | 2045 | 1.6037 | 45.4208
ap2 | geo_advanced_95 | System cost + health | 2046 | 1.4606 | 46.0871
ap2 | geo_advanced_95 | System cost + health | 2047 | 1.4598 | 46.0864
ap2 | geo_advanced_95 | System cost + health | 2048 | 1.2405 | 45.3957
ap2 | geo_advanced_95 | System cost + health | 2049 | 1.2403 | 45.3955
ap2 | geo_advanced_95 | System cost + health | 2050 | 0.73838 | 46.1236
easiur | geo_advanced_95 | System cost | 2010 | 61.8829 | 114.2891
easiur | geo_advanced_95 | System cost | 2011 | 61.4871 | 113.4071
easiur | geo_advanced_95 | System cost | 2012 | 54.7992 | 88.1958
easiur | geo_advanced_95 | System cost | 2013 | 54.5284 | 87.8818
easiur | geo_advanced_95 | System cost | 2014 | 60.7409 | 105.0337
easiur | geo_advanced_95 | System cost | 2015 | 60.367 | 104.5098
easiur | geo_advanced_95 | System cost | 2016 | 51.2977 | 76.5806
easiur | geo_advanced_95 | System cost | 2017 | 51.2151 | 76.4801
easiur | geo_advanced_95 | System cost | 2018 | 52.5965 | 75.0258
easiur | geo_advanced_95 | System cost | 2019 | 52.3899 | 74.7885
easiur | geo_advanced_95 | System cost | 2020 | 46.5751 | 64.1661
easiur | geo_advanced_95 | System cost | 2021 | 45.7419 | 63.2915
easiur | geo_advanced_95 | System cost | 2022 | 53.4819 | 73.5832
easiur | geo_advanced_95 | System cost | 2023 | 52.4657 | 72.5202
easiur | geo_advanced_95 | System cost | 2024 | 46.7256 | 57.0347
easiur | geo_advanced_95 | System cost | 2025 | 46.1522 | 56.4341
easiur | geo_advanced_95 | System cost | 2026 | 45.8715 | 53.1923
easiur | geo_advanced_95 | System cost | 2027 | 45.3118 | 52.6084
easiur | geo_advanced_95 | System cost | 2028 | 45.1496 | 49.0046
easiur | geo_advanced_95 | System cost | 2029 | 44.8447 | 48.6798
easiur | geo_advanced_95 | System cost | 2030 | 44.4166 | 47.7099
easiur | geo_advanced_95 | System cost | 2031 | 44.4166 | 47.6983
easiur | geo_advanced_95 | System cost | 2032 | 43.9429 | 46.9751
easiur | geo_advanced_95 | System cost | 2033 | 43.9429 | 46.9649
easiur | geo_advanced_95 | System cost | 2034 | 44.486 | 47.2903
easiur | geo_advanced_95 | System cost | 2035 | 44.486 | 47.2799
easiur | geo_advanced_95 | System cost | 2036 | 44.0508 | 46.6788
easiur | geo_advanced_95 | System cost | 2037 | 44.0508 | 46.6702
easiur | geo_advanced_95 | System cost | 2038 | 45.0602 | 47.5818
easiur | geo_advanced_95 | System cost | 2039 | 45.0602 | 47.5726
easiur | geo_advanced_95 | System cost | 2040 | 46.2676 | 48.9484
easiur | geo_advanced_95 | System cost | 2041 | 46.2676 | 48.9392
easiur | geo_advanced_95 | System cost | 2042 | 44.4902 | 47.2264
easiur | geo_advanced_95 | System cost | 2043 | 44.4902 | 47.2195
easiur | geo_advanced_95 | System cost | 2044 | 43.8171 | 46.076
easiur | geo_advanced_95 | System cost | 2045 | 43.8171 | 46.0696
easiur | geo_advanced_95 | System cost | 2046 | 44.6265 | 46.6294
easiur | geo_advanced_95 | System cost | 2047 | 44.6265 | 46.628
easiur | geo_advanced_95 | System cost | 2048 | 44.1552 | 45.8946
easiur | geo_advanced_95 | System cost | 2049 | 44.1552 | 45.8942
easiur | geo_advanced_95 | System cost | 2050 | 45.3853 | 46.5441
easiur | geo_advanced_95 | System cost + health | 2010 | 52.4062 | 114.2891
easiur | geo_advanced_95 | System cost + health | 2011 | 51.9201 | 113.4071
easiur | geo_advanced_95 | System cost + health | 2012 | 33.3966 | 88.1958
easiur | geo_advanced_95 | System cost + health | 2013 | 33.3534 | 87.8818
easiur | geo_advanced_95 | System cost + health | 2014 | 44.2927 | 105.0337
easiur | geo_advanced_95 | System cost + health | 2015 | 44.1428 | 104.5098
easiur | geo_advanced_95 | System cost + health | 2016 | 25.2828 | 76.5806
easiur | geo_advanced_95 | System cost + health | 2017 | 25.265 | 76.4801
easiur | geo_advanced_95 | System cost + health | 2018 | 22.4293 | 75.0258
easiur | geo_advanced_95 | System cost + health | 2019 | 22.3986 | 74.7885
easiur | geo_advanced_95 | System cost + health | 2020 | 17.591 | 64.1661
easiur | geo_advanced_95 | System cost + health | 2021 | 17.5496 | 63.2915
easiur | geo_advanced_95 | System cost + health | 2022 | 20.1013 | 73.5832
easiur | geo_advanced_95 | System cost + health | 2023 | 20.0546 | 72.5202
easiur | geo_advanced_95 | System cost + health | 2024 | 10.3092 | 57.0347
easiur | geo_advanced_95 | System cost + health | 2025 | 10.2818 | 56.4341
easiur | geo_advanced_95 | System cost + health | 2026 | 7.3208 | 53.1923
easiur | geo_advanced_95 | System cost + health | 2027 | 7.2966 | 52.6084
easiur | geo_advanced_95 | System cost + health | 2028 | 3.8549 | 49.0046
easiur | geo_advanced_95 | System cost + health | 2029 | 3.835 | 48.6798
easiur | geo_advanced_95 | System cost + health | 2030 | 3.2933 | 47.7099
easiur | geo_advanced_95 | System cost + health | 2031 | 3.2817 | 47.6983
easiur | geo_advanced_95 | System cost + health | 2032 | 3.0322 | 46.9751
easiur | geo_advanced_95 | System cost + health | 2033 | 3.022 | 46.9649
easiur | geo_advanced_95 | System cost + health | 2034 | 2.8043 | 47.2903
easiur | geo_advanced_95 | System cost + health | 2035 | 2.7939 | 47.2799
easiur | geo_advanced_95 | System cost + health | 2036 | 2.628 | 46.6788
easiur | geo_advanced_95 | System cost + health | 2037 | 2.6194 | 46.6702
easiur | geo_advanced_95 | System cost + health | 2038 | 2.5216 | 47.5818
easiur | geo_advanced_95 | System cost + health | 2039 | 2.5124 | 47.5726
easiur | geo_advanced_95 | System cost + health | 2040 | 2.6808 | 48.9484
easiur | geo_advanced_95 | System cost + health | 2041 | 2.6716 | 48.9392
easiur | geo_advanced_95 | System cost + health | 2042 | 2.7362 | 47.2264
easiur | geo_advanced_95 | System cost + health | 2043 | 2.7294 | 47.2195
easiur | geo_advanced_95 | System cost + health | 2044 | 2.2589 | 46.076
easiur | geo_advanced_95 | System cost + health | 2045 | 2.2525 | 46.0696
easiur | geo_advanced_95 | System cost + health | 2046 | 2.0029 | 46.6294
easiur | geo_advanced_95 | System cost + health | 2047 | 2.0014 | 46.628
easiur | geo_advanced_95 | System cost + health | 2048 | 1.7394 | 45.8946
easiur | geo_advanced_95 | System cost + health | 2049 | 1.739 | 45.8942
easiur | geo_advanced_95 | System cost + health | 2050 | 1.1589 | 46.5441
inmap | geo_advanced_95 | System cost | 2010 | 61.8829 | 118.7205
inmap | geo_advanced_95 | System cost | 2011 | 61.4871 | 118.0604
inmap | geo_advanced_95 | System cost | 2012 | 54.7992 | 91.2402
inmap | geo_advanced_95 | System cost | 2013 | 54.5284 | 90.9464
inmap | geo_advanced_95 | System cost | 2014 | 60.7409 | 109.3569
inmap | geo_advanced_95 | System cost | 2015 | 60.367 | 108.9029
inmap | geo_advanced_95 | System cost | 2016 | 51.2977 | 78.5745
inmap | geo_advanced_95 | System cost | 2017 | 51.2151 | 78.4826
inmap | geo_advanced_95 | System cost | 2018 | 52.5965 | 77.2168
inmap | geo_advanced_95 | System cost | 2019 | 52.3899 | 76.9972
inmap | geo_advanced_95 | System cost | 2020 | 46.5751 | 65.2662
inmap | geo_advanced_95 | System cost | 2021 | 45.7419 | 64.4139
inmap | geo_advanced_95 | System cost | 2022 | 53.4819 | 75.703
inmap | geo_advanced_95 | System cost | 2023 | 52.4657 | 74.6646
inmap | geo_advanced_95 | System cost | 2024 | 46.7256 | 57.6234
inmap | geo_advanced_95 | System cost | 2025 | 46.1522 | 57.0381
inmap | geo_advanced_95 | System cost | 2026 | 45.8715 | 53.5925
inmap | geo_advanced_95 | System cost | 2027 | 45.3118 | 53.022
inmap | geo_advanced_95 | System cost | 2028 | 45.1496 | 49.207
inmap | geo_advanced_95 | System cost | 2029 | 44.8447 | 48.8929
inmap | geo_advanced_95 | System cost | 2030 | 44.4166 | 47.8511
inmap | geo_advanced_95 | System cost | 2031 | 44.4166 | 47.8451
inmap | geo_advanced_95 | System cost | 2032 | 43.9429 | 47.0964
inmap | geo_advanced_95 | System cost | 2033 | 43.9429 | 47.0909
inmap | geo_advanced_95 | System cost | 2034 | 44.486 | 47.4072
inmap | geo_advanced_95 | System cost | 2035 | 44.486 | 47.4017
inmap | geo_advanced_95 | System cost | 2036 | 44.0508 | 46.8631
inmap | geo_advanced_95 | System cost | 2037 | 44.0508 | 46.8585
inmap | geo_advanced_95 | System cost | 2038 | 45.0602 | 47.7317
inmap | geo_advanced_95 | System cost | 2039 | 45.0602 | 47.7269
inmap | geo_advanced_95 | System cost | 2040 | 46.2676 | 49.1327
inmap | geo_advanced_95 | System cost | 2041 | 46.2676 | 49.1279
inmap | geo_advanced_95 | System cost | 2042 | 44.4902 | 47.4415
inmap | geo_advanced_95 | System cost | 2043 | 44.4902 | 47.4391
inmap | geo_advanced_95 | System cost | 2044 | 43.8171 | 46.1388
inmap | geo_advanced_95 | System cost | 2045 | 43.8171 | 46.1366
inmap | geo_advanced_95 | System cost | 2046 | 44.6265 | 46.645
inmap | geo_advanced_95 | System cost | 2047 | 44.6265 | 46.6445
inmap | geo_advanced_95 | System cost | 2048 | 44.1552 | 45.8464
inmap | geo_advanced_95 | System cost | 2049 | 44.1552 | 45.8462
inmap | geo_advanced_95 | System cost | 2050 | 45.3853 | 46.3853
inmap | geo_advanced_95 | System cost + health | 2010 | 56.8375 | 118.7205
inmap | geo_advanced_95 | System cost + health | 2011 | 56.5733 | 118.0604
inmap | geo_advanced_95 | System cost + health | 2012 | 36.4411 | 91.2402
inmap | geo_advanced_95 | System cost + health | 2013 | 36.418 | 90.9464
inmap | geo_advanced_95 | System cost + health | 2014 | 48.616 | 109.3569
inmap | geo_advanced_95 | System cost + health | 2015 | 48.5358 | 108.9029
inmap | geo_advanced_95 | System cost + health | 2016 | 27.2768 | 78.5745
inmap | geo_advanced_95 | System cost + health | 2017 | 27.2675 | 78.4826
inmap | geo_advanced_95 | System cost + health | 2018 | 24.6203 | 77.2168
inmap | geo_advanced_95 | System cost + health | 2019 | 24.6073 | 76.9972
inmap | geo_advanced_95 | System cost + health | 2020 | 18.6911 | 65.2662
inmap | geo_advanced_95 | System cost + health | 2021 | 18.672 | 64.4139
inmap | geo_advanced_95 | System cost + health | 2022 | 22.2211 | 75.703
inmap | geo_advanced_95 | System cost + health | 2023 | 22.1989 | 74.6646
inmap | geo_advanced_95 | System cost + health | 2024 | 10.8978 | 57.6234
inmap | geo_advanced_95 | System cost + health | 2025 | 10.8859 | 57.0381
inmap | geo_advanced_95 | System cost + health | 2026 | 7.7209 | 53.5925
inmap | geo_advanced_95 | System cost + health | 2027 | 7.7102 | 53.022
inmap | geo_advanced_95 | System cost + health | 2028 | 4.0574 | 49.207
inmap | geo_advanced_95 | System cost + health | 2029 | 4.0482 | 48.8929
inmap | geo_advanced_95 | System cost + health | 2030 | 3.4345 | 47.8511
inmap | geo_advanced_95 | System cost + health | 2031 | 3.4285 | 47.8451
inmap | geo_advanced_95 | System cost + health | 2032 | 3.1535 | 47.0964
inmap | geo_advanced_95 | System cost + health | 2033 | 3.148 | 47.0909
inmap | geo_advanced_95 | System cost + health | 2034 | 2.9212 | 47.4072
inmap | geo_advanced_95 | System cost + health | 2035 | 2.9157 | 47.4017
inmap | geo_advanced_95 | System cost + health | 2036 | 2.8122 | 46.8631
inmap | geo_advanced_95 | System cost + health | 2037 | 2.8076 | 46.8585
inmap | geo_advanced_95 | System cost + health | 2038 | 2.6715 | 47.7317
inmap | geo_advanced_95 | System cost + health | 2039 | 2.6667 | 47.7269
inmap | geo_advanced_95 | System cost + health | 2040 | 2.8651 | 49.1327
inmap | geo_advanced_95 | System cost + health | 2041 | 2.8604 | 49.1279
inmap | geo_advanced_95 | System cost + health | 2042 | 2.9513 | 47.4415
inmap | geo_advanced_95 | System cost + health | 2043 | 2.9489 | 47.4391
inmap | geo_advanced_95 | System cost + health | 2044 | 2.3217 | 46.1388
inmap | geo_advanced_95 | System cost + health | 2045 | 2.3195 | 46.1366
inmap | geo_advanced_95 | System cost + health | 2046 | 2.0184 | 46.645
inmap | geo_advanced_95 | System cost + health | 2047 | 2.0179 | 46.6445
inmap | geo_advanced_95 | System cost + health | 2048 | 1.6912 | 45.8464
inmap | geo_advanced_95 | System cost + health | 2049 | 1.6911 | 45.8462
inmap | geo_advanced_95 | System cost + health | 2050 | 1 | 46.3853

## 50_Runtime (hours)
process | scenario | processtime | Net Level processtime
input_processing/calc_financial_inputs.py | geo_advanced_95 | 0.0010722 | 17.2383
input_processing/fuelcostprep.py | geo_advanced_95 | 7.3465e-05 | 17.2383
input_processing/writecapdat.py | geo_advanced_95 | 0.00054698 | 17.2383
input_processing/writesupplycurves.py | geo_advanced_95 | 0.0074207 | 17.2383
input_processing/cfgather.py | geo_advanced_95 | 0.00013083 | 17.2383
input_processing/writedrshift.py | geo_advanced_95 | 3.7649e-05 | 17.2383
input_processing/plantcostprep.py | geo_advanced_95 | 0.00012025 | 17.2383
input_processing/all_year_load.py | geo_advanced_95 | 0.016251 | 17.2383
input_processing/climateprep.py | geo_advanced_95 | 0 | 17.2383
input_processing/ldc_prep.py | geo_advanced_95 | 0.015436 | 17.2383
input_processing/writehintage.py | geo_advanced_95 | 0.0086817 | 17.2383
input_processing/transmission_multilink.py | geo_advanced_95 | 0.0031661 | 17.2383
input_processing/hourly_process.py | geo_advanced_95 | 0 | 17.2383
createmodel.gms | geo_advanced_95 | 0.028524 | 17.2383
d_solveoneyear.gms | geo_advanced_95 | 12.4629 | 17.2383
reeds_augur/a_prep_data.py | geo_advanced_95 | 0.48361 | 17.2383
reeds_augur/b1_osprey.gms | geo_advanced_95 | 3.4417 | 17.2383
reeds_augur/b2_gdx_dump.gms | geo_advanced_95 | 0.055241 | 17.2383
reeds_augur/c1_existing_curtailment.py | geo_advanced_95 | 0.080213 | 17.2383
reeds_augur/c2_marginal_curtailment.py | geo_advanced_95 | 0.16334 | 17.2383
reeds_augur/d_condor.py | geo_advanced_95 | 3.6169e-06 | 17.2383
reeds_augur/e_capacity_credit.py | geo_advanced_95 | 0.20217 | 17.2383
reeds_augur/f_plots.py | geo_advanced_95 | 0.12496 | 17.2383
e_report.gms | geo_advanced_95 | 0.1352 | 17.2383
e_report_dump.gms | geo_advanced_95 | 0.0074397 | 17.2383

## 51_Runtime by year (hours)
scenario | process | year | processtime | Net Level processtime
geo_advanced_95 | input_processing/calc_financial_inputs.py | 2000 | 0.0010722 | 0.2241
geo_advanced_95 | input_processing/fuelcostprep.py | 2000 | 7.3465e-05 | 0.2241
geo_advanced_95 | input_processing/writecapdat.py | 2000 | 0.00054698 | 0.2241
geo_advanced_95 | input_processing/writesupplycurves.py | 2000 | 0.0074207 | 0.2241
geo_advanced_95 | input_processing/cfgather.py | 2000 | 0.00013083 | 0.2241
geo_advanced_95 | input_processing/writedrshift.py | 2000 | 3.7649e-05 | 0.2241
geo_advanced_95 | input_processing/plantcostprep.py | 2000 | 0.00012025 | 0.2241
geo_advanced_95 | input_processing/all_year_load.py | 2000 | 0.016251 | 0.2241
geo_advanced_95 | input_processing/climateprep.py | 2000 | 0 | 0.2241
geo_advanced_95 | input_processing/ldc_prep.py | 2000 | 0.015436 | 0.2241
geo_advanced_95 | input_processing/writehintage.py | 2000 | 0.0086817 | 0.2241
geo_advanced_95 | input_processing/transmission_multilink.py | 2000 | 0.0031661 | 0.2241
geo_advanced_95 | input_processing/hourly_process.py | 2000 | 0 | 0.2241
geo_advanced_95 | createmodel.gms | 2000 | 0.028524 | 0.2241
geo_advanced_95 | d_solveoneyear.gms | 2010 | 0.020762 | 0.020762
geo_advanced_95 | d_solveoneyear.gms | 2012 | 0.023036 | 0.023036
geo_advanced_95 | d_solveoneyear.gms | 2014 | 0.021117 | 0.021117
geo_advanced_95 | d_solveoneyear.gms | 2016 | 0.020028 | 0.020028
geo_advanced_95 | d_solveoneyear.gms | 2018 | 0.02105 | 0.02105
geo_advanced_95 | d_solveoneyear.gms | 2020 | 0.030884 | 0.24821
geo_advanced_95 | d_solveoneyear.gms | 2022 | 0.10574 | 0.40894
geo_advanced_95 | d_solveoneyear.gms | 2024 | 0.37568 | 0.66166
geo_advanced_95 | d_solveoneyear.gms | 2026 | 0.80571 | 1.0089
geo_advanced_95 | d_solveoneyear.gms | 2028 | 0.42369 | 0.62107
geo_advanced_95 | d_solveoneyear.gms | 2030 | 1.1482 | 1.511
geo_advanced_95 | d_solveoneyear.gms | 2032 | 1.0857 | 1.386
geo_advanced_95 | d_solveoneyear.gms | 2034 | 1.0595 | 1.4404
geo_advanced_95 | d_solveoneyear.gms | 2036 | 1.0484 | 1.4098
geo_advanced_95 | d_solveoneyear.gms | 2038 | 1.0627 | 1.3154
geo_advanced_95 | d_solveoneyear.gms | 2040 | 0.87966 | 1.2636
geo_advanced_95 | d_solveoneyear.gms | 2042 | 0.81182 | 1.1867
geo_advanced_95 | d_solveoneyear.gms | 2044 | 0.78713 | 1.1353
geo_advanced_95 | d_solveoneyear.gms | 2046 | 0.91646 | 1.2668
geo_advanced_95 | d_solveoneyear.gms | 2048 | 0.83079 | 1.0594
geo_advanced_95 | d_solveoneyear.gms | 2050 | 0.98477 | 0.98477
geo_advanced_95 | reeds_augur/a_prep_data.py | 2020 | 0.033211 | 0.24821
geo_advanced_95 | reeds_augur/a_prep_data.py | 2022 | 0.040107 | 0.40894
geo_advanced_95 | reeds_augur/a_prep_data.py | 2024 | 0.034153 | 0.66166
geo_advanced_95 | reeds_augur/a_prep_data.py | 2026 | 0.024936 | 1.0089
geo_advanced_95 | reeds_augur/a_prep_data.py | 2028 | 0.032592 | 0.62107
geo_advanced_95 | reeds_augur/a_prep_data.py | 2030 | 0.032857 | 1.511
geo_advanced_95 | reeds_augur/a_prep_data.py | 2032 | 0.028667 | 1.386
geo_advanced_95 | reeds_augur/a_prep_data.py | 2034 | 0.023939 | 1.4404
geo_advanced_95 | reeds_augur/a_prep_data.py | 2036 | 0.033196 | 1.4098
geo_advanced_95 | reeds_augur/a_prep_data.py | 2038 | 0.030616 | 1.3154
geo_advanced_95 | reeds_augur/a_prep_data.py | 2040 | 0.033105 | 1.2636
geo_advanced_95 | reeds_augur/a_prep_data.py | 2042 | 0.034339 | 1.1867
geo_advanced_95 | reeds_augur/a_prep_data.py | 2044 | 0.041089 | 1.1353
geo_advanced_95 | reeds_augur/a_prep_data.py | 2046 | 0.034529 | 1.2668
geo_advanced_95 | reeds_augur/a_prep_data.py | 2048 | 0.026274 | 1.0594
geo_advanced_95 | reeds_augur/b1_osprey.gms | 2020 | 0.1563 | 0.24821
geo_advanced_95 | reeds_augur/b1_osprey.gms | 2022 | 0.20134 | 0.40894
geo_advanced_95 | reeds_augur/b1_osprey.gms | 2024 | 0.22619 | 0.66166
geo_advanced_95 | reeds_augur/b1_osprey.gms | 2026 | 0.15236 | 1.0089
geo_advanced_95 | reeds_augur/b1_osprey.gms | 2028 | 0.13803 | 0.62107
geo_advanced_95 | reeds_augur/b1_osprey.gms | 2030 | 0.26238 | 1.511
geo_advanced_95 | reeds_augur/b1_osprey.gms | 2032 | 0.2314 | 1.386
geo_advanced_95 | reeds_augur/b1_osprey.gms | 2034 | 0.33035 | 1.4404
geo_advanced_95 | reeds_augur/b1_osprey.gms | 2036 | 0.2585 | 1.4098
geo_advanced_95 | reeds_augur/b1_osprey.gms | 2038 | 0.17792 | 1.3154
geo_advanced_95 | reeds_augur/b1_osprey.gms | 2040 | 0.28641 | 1.2636
geo_advanced_95 | reeds_augur/b1_osprey.gms | 2042 | 0.30006 | 1.1867
geo_advanced_95 | reeds_augur/b1_osprey.gms | 2044 | 0.27411 | 1.1353
geo_advanced_95 | reeds_augur/b1_osprey.gms | 2046 | 0.27613 | 1.2668
geo_advanced_95 | reeds_augur/b1_osprey.gms | 2048 | 0.17024 | 1.0594
geo_advanced_95 | reeds_augur/b2_gdx_dump.gms | 2020 | 0.003597 | 0.24821
geo_advanced_95 | reeds_augur/b2_gdx_dump.gms | 2022 | 0.0035057 | 0.40894
geo_advanced_95 | reeds_augur/b2_gdx_dump.gms | 2024 | 0.0030768 | 0.66166
geo_advanced_95 | reeds_augur/b2_gdx_dump.gms | 2026 | 0.0029692 | 1.0089
geo_advanced_95 | reeds_augur/b2_gdx_dump.gms | 2028 | 0.002858 | 0.62107
geo_advanced_95 | reeds_augur/b2_gdx_dump.gms | 2030 | 0.0036695 | 1.511
geo_advanced_95 | reeds_augur/b2_gdx_dump.gms | 2032 | 0.0042238 | 1.386
geo_advanced_95 | reeds_augur/b2_gdx_dump.gms | 2034 | 0.0028982 | 1.4404
geo_advanced_95 | reeds_augur/b2_gdx_dump.gms | 2036 | 0.0038041 | 1.4098
geo_advanced_95 | reeds_augur/b2_gdx_dump.gms | 2038 | 0.004693 | 1.3154
geo_advanced_95 | reeds_augur/b2_gdx_dump.gms | 2040 | 0.0041548 | 1.2636
geo_advanced_95 | reeds_augur/b2_gdx_dump.gms | 2042 | 0.0042027 | 1.1867
geo_advanced_95 | reeds_augur/b2_gdx_dump.gms | 2044 | 0.0033153 | 1.1353
geo_advanced_95 | reeds_augur/b2_gdx_dump.gms | 2046 | 0.0046605 | 1.2668
geo_advanced_95 | reeds_augur/b2_gdx_dump.gms | 2048 | 0.0036122 | 1.0594
geo_advanced_95 | reeds_augur/c1_existing_curtailment.py | 2020 | 0.0054635 | 0.24821
geo_advanced_95 | reeds_augur/c1_existing_curtailment.py | 2022 | 0.0049151 | 0.40894
geo_advanced_95 | reeds_augur/c1_existing_curtailment.py | 2024 | 0.0043168 | 0.66166
geo_advanced_95 | reeds_augur/c1_existing_curtailment.py | 2026 | 0.0042897 | 1.0089
geo_advanced_95 | reeds_augur/c1_existing_curtailment.py | 2028 | 0.0039574 | 0.62107
geo_advanced_95 | reeds_augur/c1_existing_curtailment.py | 2030 | 0.0055629 | 1.511
geo_advanced_95 | reeds_augur/c1_existing_curtailment.py | 2032 | 0.0065453 | 1.386
geo_advanced_95 | reeds_augur/c1_existing_curtailment.py | 2034 | 0.0040804 | 1.4404
geo_advanced_95 | reeds_augur/c1_existing_curtailment.py | 2036 | 0.005716 | 1.4098
geo_advanced_95 | reeds_augur/c1_existing_curtailment.py | 2038 | 0.0069907 | 1.3154
geo_advanced_95 | reeds_augur/c1_existing_curtailment.py | 2040 | 0.0062163 | 1.2636
geo_advanced_95 | reeds_augur/c1_existing_curtailment.py | 2042 | 0.0062773 | 1.1867
geo_advanced_95 | reeds_augur/c1_existing_curtailment.py | 2044 | 0.0044356 | 1.1353
geo_advanced_95 | reeds_augur/c1_existing_curtailment.py | 2046 | 0.0066142 | 1.2668
geo_advanced_95 | reeds_augur/c1_existing_curtailment.py | 2048 | 0.004832 | 1.0594
geo_advanced_95 | reeds_augur/c2_marginal_curtailment.py | 2020 | 0.0084658 | 0.24821
geo_advanced_95 | reeds_augur/c2_marginal_curtailment.py | 2022 | 0.0081654 | 0.40894
geo_advanced_95 | reeds_augur/c2_marginal_curtailment.py | 2024 | 0.008549 | 0.66166
geo_advanced_95 | reeds_augur/c2_marginal_curtailment.py | 2026 | 0.0088177 | 1.0089
geo_advanced_95 | reeds_augur/c2_marginal_curtailment.py | 2028 | 0.0086417 | 0.62107
geo_advanced_95 | reeds_augur/c2_marginal_curtailment.py | 2030 | 0.012383 | 1.511
geo_advanced_95 | reeds_augur/c2_marginal_curtailment.py | 2032 | 0.013697 | 1.386
geo_advanced_95 | reeds_augur/c2_marginal_curtailment.py | 2034 | 0.0088828 | 1.4404
geo_advanced_95 | reeds_augur/c2_marginal_curtailment.py | 2036 | 0.012462 | 1.4098
geo_advanced_95 | reeds_augur/c2_marginal_curtailment.py | 2038 | 0.014784 | 1.3154
geo_advanced_95 | reeds_augur/c2_marginal_curtailment.py | 2040 | 0.013018 | 1.2636
geo_advanced_95 | reeds_augur/c2_marginal_curtailment.py | 2042 | 0.012901 | 1.1867
geo_advanced_95 | reeds_augur/c2_marginal_curtailment.py | 2044 | 0.0092965 | 1.1353
geo_advanced_95 | reeds_augur/c2_marginal_curtailment.py | 2046 | 0.013356 | 1.2668
geo_advanced_95 | reeds_augur/c2_marginal_curtailment.py | 2048 | 0.0099168 | 1.0594
geo_advanced_95 | reeds_augur/d_condor.py | 2020 | 0 | 0.24821
geo_advanced_95 | reeds_augur/d_condor.py | 2022 | 2.7778e-07 | 0.40894
geo_advanced_95 | reeds_augur/d_condor.py | 2024 | 2.8583e-07 | 0.66166
geo_advanced_95 | reeds_augur/d_condor.py | 2026 | 0 | 1.0089
geo_advanced_95 | reeds_augur/d_condor.py | 2028 | 0 | 0.62107
geo_advanced_95 | reeds_augur/d_condor.py | 2030 | 0 | 1.511
geo_advanced_95 | reeds_augur/d_condor.py | 2032 | 0 | 1.386
geo_advanced_95 | reeds_augur/d_condor.py | 2034 | 0 | 1.4404
geo_advanced_95 | reeds_augur/d_condor.py | 2036 | 0 | 1.4098
geo_advanced_95 | reeds_augur/d_condor.py | 2038 | 2.7806e-07 | 1.3154
geo_advanced_95 | reeds_augur/d_condor.py | 2040 | 5.5583e-07 | 1.2636
geo_advanced_95 | reeds_augur/d_condor.py | 2042 | 5.5583e-07 | 1.1867
geo_advanced_95 | reeds_augur/d_condor.py | 2044 | 5.5306e-07 | 1.1353
geo_advanced_95 | reeds_augur/d_condor.py | 2046 | 5.5556e-07 | 1.2668
geo_advanced_95 | reeds_augur/d_condor.py | 2048 | 5.55e-07 | 1.0594
geo_advanced_95 | reeds_augur/e_capacity_credit.py | 2020 | 0.010286 | 0.24821
geo_advanced_95 | reeds_augur/e_capacity_credit.py | 2022 | 0.0093957 | 0.40894
geo_advanced_95 | reeds_augur/e_capacity_credit.py | 2024 | 0.009687 | 0.66166
geo_advanced_95 | reeds_augur/e_capacity_credit.py | 2026 | 0.0098423 | 1.0089
geo_advanced_95 | reeds_augur/e_capacity_credit.py | 2028 | 0.011309 | 0.62107
geo_advanced_95 | reeds_augur/e_capacity_credit.py | 2030 | 0.013987 | 1.511
geo_advanced_95 | reeds_augur/e_capacity_credit.py | 2032 | 0.015795 | 1.386
geo_advanced_95 | reeds_augur/e_capacity_credit.py | 2034 | 0.010699 | 1.4404
geo_advanced_95 | reeds_augur/e_capacity_credit.py | 2036 | 0.015199 | 1.4098
geo_advanced_95 | reeds_augur/e_capacity_credit.py | 2038 | 0.017732 | 1.3154
geo_advanced_95 | reeds_augur/e_capacity_credit.py | 2040 | 0.016351 | 1.2636
geo_advanced_95 | reeds_augur/e_capacity_credit.py | 2042 | 0.01714 | 1.1867
geo_advanced_95 | reeds_augur/e_capacity_credit.py | 2044 | 0.015934 | 1.1353
geo_advanced_95 | reeds_augur/e_capacity_credit.py | 2046 | 0.015036 | 1.2668
geo_advanced_95 | reeds_augur/e_capacity_credit.py | 2048 | 0.013777 | 1.0594
geo_advanced_95 | reeds_augur/f_plots.py | 2022 | 0.035768 | 0.40894
geo_advanced_95 | reeds_augur/f_plots.py | 2030 | 0.03194 | 1.511
geo_advanced_95 | reeds_augur/f_plots.py | 2036 | 0.032524 | 1.4098
geo_advanced_95 | reeds_augur/f_plots.py | 2040 | 0.02473 | 1.2636
geo_advanced_95 | e_report.gms | 2000 | 0.1352 | 0.2241
geo_advanced_95 | e_report_dump.gms | 2000 | 0.0074397 | 0.2241