## meta
Build date/time: 2023-08-16-07-29-35
Data Source(s):
C:\Users\cc143\Documents\GitHub\ReEDS_OpenAccess\runs\geo_advanced_hd
Default Config:
var_dollar_year: 2021
var_discount_rate: 0.05
var_pv_year: 2022
var_end_year: 2050

## 1_Error Check
scenario | type | Value | Net Level Value
geo_advanced_hd | m_rsc_dat | -128623.7524 | -128623.7524
geo_advanced_hd | z | -0.02474 | -0.02474

## 2_Intertemporal Capacity by Ite
tech | vintage | year | iter | Capacity (GW) | scenario | rs | rb | st | rto | interconnect | country | cendiv

## 3_Generation (TWh)
scenario | tech | year | Generation (TWh) | Net Level Generation (TWh)
geo_advanced_hd | nuclear | 2010 | 834.9578 | 3993.045
geo_advanced_hd | nuclear | 2012 | 834.7331 | 3919.6233
geo_advanced_hd | nuclear | 2014 | 801.4909 | 3983.8975
geo_advanced_hd | nuclear | 2016 | 805.9371 | 3941.5472
geo_advanced_hd | nuclear | 2018 | 801.0722 | 3955.8729
geo_advanced_hd | nuclear | 2020 | 776.1313 | 4075.7465
geo_advanced_hd | nuclear | 2022 | 779.5486 | 4161.9966
geo_advanced_hd | nuclear | 2024 | 772.9327 | 4258.7957
geo_advanced_hd | nuclear | 2026 | 774.0705 | 4383.1715
geo_advanced_hd | nuclear | 2028 | 763.1035 | 4578.6076
geo_advanced_hd | nuclear | 2030 | 727.7294 | 4849.3369
geo_advanced_hd | nuclear | 2032 | 727.687 | 5103.4301
geo_advanced_hd | nuclear | 2034 | 700.9021 | 5454.1825
geo_advanced_hd | nuclear | 2036 | 700.4441 | 5816.4016
geo_advanced_hd | nuclear | 2038 | 688.8938 | 6259.1312
geo_advanced_hd | nuclear | 2040 | 692.691 | 6561.3923
geo_advanced_hd | nuclear | 2042 | 700.6411 | 6761.0872
geo_advanced_hd | nuclear | 2044 | 705.5139 | 6945.7163
geo_advanced_hd | nuclear | 2046 | 707.061 | 7121.4199
geo_advanced_hd | nuclear | 2048 | 708.7869 | 7335.7654
geo_advanced_hd | nuclear | 2050 | 688.2814 | 7550.7216
geo_advanced_hd | coal | 2010 | 1855.9128 | 3993.045
geo_advanced_hd | coal | 2012 | 1207.6746 | 3919.6233
geo_advanced_hd | coal | 2014 | 1688.3628 | 3983.8975
geo_advanced_hd | coal | 2016 | 940.2342 | 3941.5472
geo_advanced_hd | coal | 2018 | 947.7815 | 3955.8729
geo_advanced_hd | coal | 2020 | 654.7903 | 4075.7465
geo_advanced_hd | coal | 2022 | 933.3614 | 4161.9966
geo_advanced_hd | coal | 2024 | 444.4857 | 4258.7957
geo_advanced_hd | coal | 2026 | 285.6976 | 4383.1715
geo_advanced_hd | coal | 2028 | 129.6388 | 4578.6076
geo_advanced_hd | coal | 2030 | 104.138 | 4849.3369
geo_advanced_hd | coal | 2032 | 107.6349 | 5103.4301
geo_advanced_hd | coal | 2034 | 99.61 | 5454.1825
geo_advanced_hd | coal | 2036 | 90.2014 | 5816.4016
geo_advanced_hd | coal | 2038 | 80.7302 | 6259.1312
geo_advanced_hd | coal | 2040 | 84.4756 | 6561.3923
geo_advanced_hd | coal | 2042 | 100.1148 | 6761.0872
geo_advanced_hd | coal | 2044 | 105.062 | 6945.7163
geo_advanced_hd | coal | 2046 | 108.526 | 7121.4199
geo_advanced_hd | coal | 2048 | 132.9007 | 7335.7654
geo_advanced_hd | coal | 2050 | 143.0378 | 7550.7216
geo_advanced_hd | gas-cc | 2010 | 721.1535 | 3993.045
geo_advanced_hd | gas-cc | 2012 | 1198.4984 | 3919.6233
geo_advanced_hd | gas-cc | 2014 | 779.5616 | 3983.8975
geo_advanced_hd | gas-cc | 2016 | 1354.752 | 3941.5472
geo_advanced_hd | gas-cc | 2018 | 1283.9768 | 3955.8729
geo_advanced_hd | gas-cc | 2020 | 1558.9171 | 4075.7465
geo_advanced_hd | gas-cc | 2022 | 1146.9784 | 4161.9966
geo_advanced_hd | gas-cc | 2024 | 1111.3488 | 4258.7957
geo_advanced_hd | gas-cc | 2026 | 969.4467 | 4383.1715
geo_advanced_hd | gas-cc | 2028 | 802.2591 | 4578.6076
geo_advanced_hd | gas-cc | 2030 | 580.54 | 4849.3369
geo_advanced_hd | gas-cc | 2032 | 529.299 | 5103.4301
geo_advanced_hd | gas-cc | 2034 | 457.1436 | 5454.1825
geo_advanced_hd | gas-cc | 2036 | 456.1392 | 5816.4016
geo_advanced_hd | gas-cc | 2038 | 476.9077 | 6259.1312
geo_advanced_hd | gas-cc | 2040 | 511.8668 | 6561.3923
geo_advanced_hd | gas-cc | 2042 | 665.3268 | 6761.0872
geo_advanced_hd | gas-cc | 2044 | 765.3286 | 6945.7163
geo_advanced_hd | gas-cc | 2046 | 881.3494 | 7121.4199
geo_advanced_hd | gas-cc | 2048 | 1007.6756 | 7335.7654
geo_advanced_hd | gas-cc | 2050 | 1075.9204 | 7550.7216
geo_advanced_hd | gas-cc-ccs_mod_upgrade | 2010 | 0 | 3993.045
geo_advanced_hd | gas-cc-ccs_mod_upgrade | 2012 | 0 | 3919.6233
geo_advanced_hd | gas-cc-ccs_mod_upgrade | 2014 | 0 | 3983.8975
geo_advanced_hd | gas-cc-ccs_mod_upgrade | 2016 | 0 | 3941.5472
geo_advanced_hd | gas-cc-ccs_mod_upgrade | 2018 | 0 | 3955.8729
geo_advanced_hd | gas-cc-ccs_mod_upgrade | 2020 | 0 | 4075.7465
geo_advanced_hd | gas-cc-ccs_mod_upgrade | 2022 | 0 | 4161.9966
geo_advanced_hd | gas-cc-ccs_mod_upgrade | 2024 | 0 | 4258.7957
geo_advanced_hd | gas-cc-ccs_mod_upgrade | 2026 | 0 | 4383.1715
geo_advanced_hd | gas-cc-ccs_mod_upgrade | 2028 | 19.6302 | 4578.6076
geo_advanced_hd | gas-cc-ccs_mod_upgrade | 2030 | 19.6302 | 4849.3369
geo_advanced_hd | gas-cc-ccs_mod_upgrade | 2032 | 19.6245 | 5103.4301
geo_advanced_hd | gas-cc-ccs_mod_upgrade | 2034 | 19.6302 | 5454.1825
geo_advanced_hd | gas-cc-ccs_mod_upgrade | 2036 | 19.63 | 5816.4016
geo_advanced_hd | gas-cc-ccs_mod_upgrade | 2038 | 19.6302 | 6259.1312
geo_advanced_hd | gas-cc-ccs_mod_upgrade | 2040 | 1.3444 | 6561.3923
geo_advanced_hd | gas-cc-ccs_mod_upgrade | 2042 | 1.3444 | 6761.0872
geo_advanced_hd | gas-cc-ccs_mod_upgrade | 2044 | 2.5374 | 6945.7163
geo_advanced_hd | gas-cc-ccs_mod_upgrade | 2046 | 2.5374 | 7121.4199
geo_advanced_hd | gas-cc-ccs_mod_upgrade | 2048 | 2.5374 | 7335.7654
geo_advanced_hd | gas-cc-ccs_mod_upgrade | 2050 | 2.5374 | 7550.7216
geo_advanced_hd | gas-ct | 2010 | 61.8748 | 3993.045
geo_advanced_hd | gas-ct | 2012 | 63.4972 | 3919.6233
geo_advanced_hd | gas-ct | 2014 | 65.2921 | 3983.8975
geo_advanced_hd | gas-ct | 2016 | 67.8917 | 3941.5472
geo_advanced_hd | gas-ct | 2018 | 68.2136 | 3955.8729
geo_advanced_hd | gas-ct | 2020 | 78.1501 | 4075.7465
geo_advanced_hd | gas-ct | 2022 | 68.4525 | 4161.9966
geo_advanced_hd | gas-ct | 2024 | 59.1164 | 4258.7957
geo_advanced_hd | gas-ct | 2026 | 57.9566 | 4383.1715
geo_advanced_hd | gas-ct | 2028 | 58.395 | 4578.6076
geo_advanced_hd | gas-ct | 2030 | 57.5816 | 4849.3369
geo_advanced_hd | gas-ct | 2032 | 57.7878 | 5103.4301
geo_advanced_hd | gas-ct | 2034 | 61.1011 | 5454.1825
geo_advanced_hd | gas-ct | 2036 | 67.5606 | 5816.4016
geo_advanced_hd | gas-ct | 2038 | 74.3477 | 6259.1312
geo_advanced_hd | gas-ct | 2040 | 81.3202 | 6561.3923
geo_advanced_hd | gas-ct | 2042 | 102.1386 | 6761.0872
geo_advanced_hd | gas-ct | 2044 | 129.5851 | 6945.7163
geo_advanced_hd | gas-ct | 2046 | 165.3229 | 7121.4199
geo_advanced_hd | gas-ct | 2048 | 196.4221 | 7335.7654
geo_advanced_hd | gas-ct | 2050 | 226.3649 | 7550.7216
geo_advanced_hd | o-g-s | 2010 | 78.3762 | 3993.045
geo_advanced_hd | o-g-s | 2012 | 73.5252 | 3919.6233
geo_advanced_hd | o-g-s | 2014 | 69.755 | 3983.8975
geo_advanced_hd | o-g-s | 2016 | 75.1016 | 3941.5472
geo_advanced_hd | o-g-s | 2018 | 53.7429 | 3955.8729
geo_advanced_hd | o-g-s | 2020 | 74.3132 | 4075.7465
geo_advanced_hd | o-g-s | 2022 | 44.7389 | 4161.9966
geo_advanced_hd | o-g-s | 2024 | 18.7095 | 4258.7957
geo_advanced_hd | o-g-s | 2026 | 17.3413 | 4383.1715
geo_advanced_hd | o-g-s | 2028 | 16.4717 | 4578.6076
geo_advanced_hd | o-g-s | 2030 | 14.2599 | 4849.3369
geo_advanced_hd | o-g-s | 2032 | 13.8524 | 5103.4301
geo_advanced_hd | o-g-s | 2034 | 13.1136 | 5454.1825
geo_advanced_hd | o-g-s | 2036 | 12.7145 | 5816.4016
geo_advanced_hd | o-g-s | 2038 | 11.9637 | 6259.1312
geo_advanced_hd | o-g-s | 2040 | 11.4232 | 6561.3923
geo_advanced_hd | o-g-s | 2042 | 10.6618 | 6761.0872
geo_advanced_hd | o-g-s | 2044 | 9.6575 | 6945.7163
geo_advanced_hd | o-g-s | 2046 | 8.6258 | 7121.4199
geo_advanced_hd | o-g-s | 2048 | 6.8475 | 7335.7654
geo_advanced_hd | o-g-s | 2050 | 4.1729 | 7550.7216
geo_advanced_hd | hydro | 2010 | 266.3173 | 3993.045
geo_advanced_hd | hydro | 2012 | 276.4923 | 3919.6233
geo_advanced_hd | hydro | 2014 | 263.7928 | 3983.8975
geo_advanced_hd | hydro | 2016 | 271.1657 | 3941.5472
geo_advanced_hd | hydro | 2018 | 292.1744 | 3955.8729
geo_advanced_hd | hydro | 2020 | 288.9609 | 4075.7465
geo_advanced_hd | hydro | 2022 | 290.2506 | 4161.9966
geo_advanced_hd | hydro | 2024 | 290.5471 | 4258.7957
geo_advanced_hd | hydro | 2026 | 297.455 | 4383.1715
geo_advanced_hd | hydro | 2028 | 301.3919 | 4578.6076
geo_advanced_hd | hydro | 2030 | 297.7682 | 4849.3369
geo_advanced_hd | hydro | 2032 | 299.354 | 5103.4301
geo_advanced_hd | hydro | 2034 | 295.3001 | 5454.1825
geo_advanced_hd | hydro | 2036 | 292.8479 | 5816.4016
geo_advanced_hd | hydro | 2038 | 289.3098 | 6259.1312
geo_advanced_hd | hydro | 2040 | 290.0603 | 6561.3923
geo_advanced_hd | hydro | 2042 | 300.635 | 6761.0872
geo_advanced_hd | hydro | 2044 | 302.7019 | 6945.7163
geo_advanced_hd | hydro | 2046 | 305.8086 | 7121.4199
geo_advanced_hd | hydro | 2048 | 308.4929 | 7335.7654
geo_advanced_hd | hydro | 2050 | 309.2113 | 7550.7216
geo_advanced_hd | geothermal | 2010 | 1.4612 | 3993.045
geo_advanced_hd | geothermal | 2012 | 2.4666 | 3919.6233
geo_advanced_hd | geothermal | 2014 | 3.1026 | 3983.8975
geo_advanced_hd | geothermal | 2016 | 3.4749 | 3941.5472
geo_advanced_hd | geothermal | 2018 | 3.924 | 3955.8729
geo_advanced_hd | geothermal | 2020 | 12.8841 | 4075.7465
geo_advanced_hd | geothermal | 2022 | 13.1969 | 4161.9966
geo_advanced_hd | geothermal | 2024 | 13.1969 | 4258.7957
geo_advanced_hd | geothermal | 2026 | 13.1969 | 4383.1715
geo_advanced_hd | geothermal | 2028 | 34.2369 | 4578.6076
geo_advanced_hd | geothermal | 2030 | 34.2369 | 4849.3369
geo_advanced_hd | geothermal | 2032 | 34.2142 | 5103.4301
geo_advanced_hd | geothermal | 2034 | 46.7886 | 5454.1825
geo_advanced_hd | geothermal | 2036 | 47.4665 | 5816.4016
geo_advanced_hd | geothermal | 2038 | 49.6737 | 6259.1312
geo_advanced_hd | geothermal | 2040 | 63.4081 | 6561.3923
geo_advanced_hd | geothermal | 2042 | 94.5235 | 6761.0872
geo_advanced_hd | geothermal | 2044 | 100.897 | 6945.7163
geo_advanced_hd | geothermal | 2046 | 106.5676 | 7121.4199
geo_advanced_hd | geothermal | 2048 | 114.5354 | 7335.7654
geo_advanced_hd | geothermal | 2050 | 133.3047 | 7550.7216
geo_advanced_hd | biopower | 2010 | 3.4493 | 3993.045
geo_advanced_hd | biopower | 2012 | 2.0259 | 3919.6233
geo_advanced_hd | biopower | 2014 | 5.2859 | 3983.8975
geo_advanced_hd | biopower | 2016 | 3.2119 | 3941.5472
geo_advanced_hd | biopower | 2018 | 3.7241 | 3955.8729
geo_advanced_hd | biopower | 2020 | 4.2788 | 4075.7465
geo_advanced_hd | biopower | 2022 | 5.4026 | 4161.9966
geo_advanced_hd | biopower | 2024 | 1.595 | 4258.7957
geo_advanced_hd | biopower | 2026 | 1.518 | 4383.1715
geo_advanced_hd | biopower | 2028 | 1.3819 | 4578.6076
geo_advanced_hd | biopower | 2030 | 1.2578 | 4849.3369
geo_advanced_hd | biopower | 2032 | 1.1033 | 5103.4301
geo_advanced_hd | biopower | 2034 | 0.90398 | 5454.1825
geo_advanced_hd | biopower | 2036 | 0.79571 | 5816.4016
geo_advanced_hd | biopower | 2038 | 0.72207 | 6259.1312
geo_advanced_hd | biopower | 2040 | 0.70367 | 6561.3923
geo_advanced_hd | biopower | 2042 | 0.7246 | 6761.0872
geo_advanced_hd | biopower | 2044 | 0.94567 | 6945.7163
geo_advanced_hd | biopower | 2046 | 0.88247 | 7121.4199
geo_advanced_hd | biopower | 2048 | 0.85763 | 7335.7654
geo_advanced_hd | biopower | 2050 | 0.79508 | 7550.7216
geo_advanced_hd | lfill-gas | 2010 | 15.6209 | 3993.045
geo_advanced_hd | lfill-gas | 2012 | 16.703 | 3919.6233
geo_advanced_hd | lfill-gas | 2014 | 17.1768 | 3983.8975
geo_advanced_hd | lfill-gas | 2016 | 17.0968 | 3941.5472
geo_advanced_hd | lfill-gas | 2018 | 16.836 | 3955.8729
geo_advanced_hd | lfill-gas | 2020 | 15.8083 | 4075.7465
geo_advanced_hd | lfill-gas | 2022 | 16.0136 | 4161.9966
geo_advanced_hd | lfill-gas | 2024 | 15.5707 | 4258.7957
geo_advanced_hd | lfill-gas | 2026 | 15.5182 | 4383.1715
geo_advanced_hd | lfill-gas | 2028 | 15.0496 | 4578.6076
geo_advanced_hd | lfill-gas | 2030 | 14.7989 | 4849.3369
geo_advanced_hd | lfill-gas | 2032 | 14.696 | 5103.4301
geo_advanced_hd | lfill-gas | 2034 | 14.8327 | 5454.1825
geo_advanced_hd | lfill-gas | 2036 | 14.8639 | 5816.4016
geo_advanced_hd | lfill-gas | 2038 | 14.8434 | 6259.1312
geo_advanced_hd | lfill-gas | 2040 | 14.8944 | 6561.3923
geo_advanced_hd | lfill-gas | 2042 | 15.0047 | 6761.0872
geo_advanced_hd | lfill-gas | 2044 | 15.0893 | 6945.7163
geo_advanced_hd | lfill-gas | 2046 | 15.1278 | 7121.4199
geo_advanced_hd | lfill-gas | 2048 | 15.2907 | 7335.7654
geo_advanced_hd | lfill-gas | 2050 | 15.2224 | 7550.7216
geo_advanced_hd | wind-ons | 2010 | 112.854 | 3993.045
geo_advanced_hd | wind-ons | 2012 | 178.255 | 3919.6233
geo_advanced_hd | wind-ons | 2014 | 198.4896 | 3983.8975
geo_advanced_hd | wind-ons | 2016 | 259.0289 | 3941.5472
geo_advanced_hd | wind-ons | 2018 | 302.6754 | 3955.8729
geo_advanced_hd | wind-ons | 2020 | 390.4514 | 4075.7465
geo_advanced_hd | wind-ons | 2022 | 532.1189 | 4161.9966
geo_advanced_hd | wind-ons | 2024 | 820.6093 | 4258.7957
geo_advanced_hd | wind-ons | 2026 | 990.6216 | 4383.1715
geo_advanced_hd | wind-ons | 2028 | 1273.173 | 4578.6076
geo_advanced_hd | wind-ons | 2030 | 1533.8412 | 4849.3369
geo_advanced_hd | wind-ons | 2032 | 1697.4762 | 5103.4301
geo_advanced_hd | wind-ons | 2034 | 1969.0512 | 5454.1825
geo_advanced_hd | wind-ons | 2036 | 2204.3775 | 5816.4016
geo_advanced_hd | wind-ons | 2038 | 2477.6941 | 6259.1312
geo_advanced_hd | wind-ons | 2040 | 2648.0816 | 6561.3923
geo_advanced_hd | wind-ons | 2042 | 2602.9939 | 6761.0872
geo_advanced_hd | wind-ons | 2044 | 2615.7386 | 6945.7163
geo_advanced_hd | wind-ons | 2046 | 2567.6064 | 7121.4199
geo_advanced_hd | wind-ons | 2048 | 2574.6297 | 7335.7654
geo_advanced_hd | wind-ons | 2050 | 2605.0102 | 7550.7216
geo_advanced_hd | wind-ofs | 2010 | 0 | 3993.045
geo_advanced_hd | wind-ofs | 2012 | 0 | 3919.6233
geo_advanced_hd | wind-ofs | 2014 | 0 | 3983.8975
geo_advanced_hd | wind-ofs | 2016 | 0.1046 | 3941.5472
geo_advanced_hd | wind-ofs | 2018 | 0.10404 | 3955.8729
geo_advanced_hd | wind-ofs | 2020 | 0.14625 | 4075.7465
geo_advanced_hd | wind-ofs | 2022 | 0.099618 | 4161.9966
geo_advanced_hd | wind-ofs | 2024 | 18.5657 | 4258.7957
geo_advanced_hd | wind-ofs | 2026 | 43.8922 | 4383.1715
geo_advanced_hd | wind-ofs | 2028 | 71.051 | 4578.6076
geo_advanced_hd | wind-ofs | 2030 | 86.837 | 4849.3369
geo_advanced_hd | wind-ofs | 2032 | 107.1794 | 5103.4301
geo_advanced_hd | wind-ofs | 2034 | 134.6209 | 5454.1825
geo_advanced_hd | wind-ofs | 2036 | 159.4867 | 5816.4016
geo_advanced_hd | wind-ofs | 2038 | 165.0684 | 6259.1312
geo_advanced_hd | wind-ofs | 2040 | 190.4734 | 6561.3923
geo_advanced_hd | wind-ofs | 2042 | 211.0455 | 6761.0872
geo_advanced_hd | wind-ofs | 2044 | 228.4435 | 6945.7163
geo_advanced_hd | wind-ofs | 2046 | 237.0717 | 7121.4199
geo_advanced_hd | wind-ofs | 2048 | 237.6593 | 7335.7654
geo_advanced_hd | wind-ofs | 2050 | 233.7051 | 7550.7216
geo_advanced_hd | csp | 2010 | 0 | 3993.045
geo_advanced_hd | csp | 2012 | 0 | 3919.6233
geo_advanced_hd | csp | 2014 | 3.3461 | 3983.8975
geo_advanced_hd | csp | 2016 | 3.6495 | 3941.5472
geo_advanced_hd | csp | 2018 | 3.6495 | 3955.8729
geo_advanced_hd | csp | 2020 | 3.6495 | 4075.7465
geo_advanced_hd | csp | 2022 | 3.4341 | 4161.9966
geo_advanced_hd | csp | 2024 | 3.6495 | 4258.7957
geo_advanced_hd | csp | 2026 | 3.3725 | 4383.1715
geo_advanced_hd | csp | 2028 | 3.4384 | 4578.6076
geo_advanced_hd | csp | 2030 | 3.3965 | 4849.3369
geo_advanced_hd | csp | 2032 | 2.7493 | 5103.4301
geo_advanced_hd | csp | 2034 | 2.7987 | 5454.1825
geo_advanced_hd | csp | 2036 | 2.8571 | 5816.4016
geo_advanced_hd | csp | 2038 | 2.2775 | 6259.1312
geo_advanced_hd | csp | 2040 | 8.5471 | 6561.3923
geo_advanced_hd | csp | 2042 | 8.1018 | 6761.0872
geo_advanced_hd | csp | 2044 | 7.8604 | 6945.7163
geo_advanced_hd | csp | 2046 | 7.674 | 7121.4199
geo_advanced_hd | csp | 2048 | 9.2408 | 7335.7654
geo_advanced_hd | csp | 2050 | 9.7689 | 7550.7216
geo_advanced_hd | upv | 2010 | 0.38609 | 3993.045
geo_advanced_hd | upv | 2012 | 5.1238 | 3919.6233
geo_advanced_hd | upv | 2014 | 18.6393 | 3983.8975
geo_advanced_hd | upv | 2016 | 42.5536 | 3941.5472
geo_advanced_hd | upv | 2018 | 61.7148 | 3955.8729
geo_advanced_hd | upv | 2020 | 95.1357 | 4075.7465
geo_advanced_hd | upv | 2022 | 205.0251 | 4161.9966
geo_advanced_hd | upv | 2024 | 533.8965 | 4258.7957
geo_advanced_hd | upv | 2026 | 744.2439 | 4383.1715
geo_advanced_hd | upv | 2028 | 892.7811 | 4578.6076
geo_advanced_hd | upv | 2030 | 1103.603 | 4849.3369
geo_advanced_hd | upv | 2032 | 1187.165 | 5103.4301
geo_advanced_hd | upv | 2034 | 1266.5653 | 5454.1825
geo_advanced_hd | upv | 2036 | 1352.8701 | 5816.4016
geo_advanced_hd | upv | 2038 | 1492.2132 | 6259.1312
geo_advanced_hd | upv | 2040 | 1547.7756 | 6561.3923
geo_advanced_hd | upv | 2042 | 1524.794 | 6761.0872
geo_advanced_hd | upv | 2044 | 1557.4242 | 6945.7163
geo_advanced_hd | upv | 2046 | 1597.9442 | 7121.4199
geo_advanced_hd | upv | 2048 | 1623.2787 | 7335.7654
geo_advanced_hd | upv | 2050 | 1690.6616 | 7550.7216
geo_advanced_hd | dupv | 2010 | 0.13735 | 3993.045
geo_advanced_hd | dupv | 2012 | 1.2948 | 3919.6233
geo_advanced_hd | dupv | 2014 | 3.3451 | 3983.8975
geo_advanced_hd | dupv | 2016 | 5.839 | 3941.5472
geo_advanced_hd | dupv | 2018 | 8.8723 | 3955.8729
geo_advanced_hd | dupv | 2020 | 11.6108 | 4075.7465
geo_advanced_hd | dupv | 2022 | 10.0067 | 4161.9966
geo_advanced_hd | dupv | 2024 | 12.6264 | 4258.7957
geo_advanced_hd | dupv | 2026 | 12.496 | 4383.1715
geo_advanced_hd | dupv | 2028 | 12.2256 | 4578.6076
geo_advanced_hd | dupv | 2030 | 10.9587 | 4849.3369
geo_advanced_hd | dupv | 2032 | 10.7507 | 5103.4301
geo_advanced_hd | dupv | 2034 | 11.0429 | 5454.1825
geo_advanced_hd | dupv | 2036 | 10.8101 | 5816.4016
geo_advanced_hd | dupv | 2038 | 10.2894 | 6259.1312
geo_advanced_hd | dupv | 2040 | 13.6507 | 6561.3923
geo_advanced_hd | dupv | 2042 | 13.7292 | 6761.0872
geo_advanced_hd | dupv | 2044 | 12.4222 | 6945.7163
geo_advanced_hd | dupv | 2046 | 12.6632 | 7121.4199
geo_advanced_hd | dupv | 2048 | 11.5451 | 7335.7654
geo_advanced_hd | dupv | 2050 | 9.8478 | 7550.7216
geo_advanced_hd | distpv | 2010 | 1.7991 | 3993.045
geo_advanced_hd | distpv | 2012 | 5.9313 | 3919.6233
geo_advanced_hd | distpv | 2014 | 11.885 | 3983.8975
geo_advanced_hd | distpv | 2016 | 22.5707 | 3941.5472
geo_advanced_hd | distpv | 2018 | 35.2646 | 3955.8729
geo_advanced_hd | distpv | 2020 | 41.0495 | 4075.7465
geo_advanced_hd | distpv | 2022 | 46.5296 | 4161.9966
geo_advanced_hd | distpv | 2024 | 58.0737 | 4258.7957
geo_advanced_hd | distpv | 2026 | 74.8244 | 4383.1715
geo_advanced_hd | distpv | 2028 | 98.8238 | 4578.6076
geo_advanced_hd | distpv | 2030 | 119.4965 | 4849.3369
geo_advanced_hd | distpv | 2032 | 130.3932 | 5103.4301
geo_advanced_hd | distpv | 2034 | 149.585 | 5454.1825
geo_advanced_hd | distpv | 2036 | 148.5632 | 5816.4016
geo_advanced_hd | distpv | 2038 | 146.5798 | 6259.1312
geo_advanced_hd | distpv | 2040 | 164.8737 | 6561.3923
geo_advanced_hd | distpv | 2042 | 190.4712 | 6761.0872
geo_advanced_hd | distpv | 2044 | 188.6932 | 6945.7163
geo_advanced_hd | distpv | 2046 | 222.2143 | 7121.4199
geo_advanced_hd | distpv | 2048 | 222.1584 | 7335.7654
geo_advanced_hd | distpv | 2050 | 239.1136 | 7550.7216
geo_advanced_hd | pvb | 2010 | 0 | 3993.045
geo_advanced_hd | pvb | 2012 | 0.0080369 | 3919.6233
geo_advanced_hd | pvb | 2014 | 0.099394 | 3983.8975
geo_advanced_hd | pvb | 2016 | 1.3421 | 3941.5472
geo_advanced_hd | pvb | 2018 | 1.9331 | 3955.8729
geo_advanced_hd | pvb | 2020 | 3.1002 | 4075.7465
geo_advanced_hd | pvb | 2022 | 12.2812 | 4161.9966
geo_advanced_hd | pvb | 2024 | 29.3395 | 4258.7957
geo_advanced_hd | pvb | 2026 | 29.1198 | 4383.1715
geo_advanced_hd | pvb | 2028 | 34.4677 | 4578.6076
geo_advanced_hd | pvb | 2030 | 99.9032 | 4849.3369
geo_advanced_hd | pvb | 2032 | 133.6164 | 5103.4301
geo_advanced_hd | pvb | 2034 | 187.5765 | 5454.1825
geo_advanced_hd | pvb | 2036 | 218.2278 | 5816.4016
geo_advanced_hd | pvb | 2038 | 247.3516 | 6259.1312
geo_advanced_hd | pvb | 2040 | 228.2283 | 6561.3923
geo_advanced_hd | pvb | 2042 | 204.5251 | 6761.0872
geo_advanced_hd | pvb | 2044 | 183.9306 | 6945.7163
geo_advanced_hd | pvb | 2046 | 166.534 | 7121.4199
geo_advanced_hd | pvb | 2048 | 154.5953 | 7335.7654
geo_advanced_hd | pvb | 2050 | 162.3593 | 7550.7216
geo_advanced_hd | battery_2 | 2010 | -0.0015683 | 3993.045
geo_advanced_hd | battery_2 | 2012 | -0.0041419 | 3919.6233
geo_advanced_hd | battery_2 | 2014 | -0.0082884 | 3983.8975
geo_advanced_hd | battery_2 | 2016 | -0.014363 | 3941.5472
geo_advanced_hd | battery_2 | 2018 | -0.024758 | 3955.8729
geo_advanced_hd | battery_2 | 2020 | -0.046269 | 4075.7465
geo_advanced_hd | battery_2 | 2022 | -3.0344 | 4161.9966
geo_advanced_hd | battery_2 | 2024 | -1.3324 | 4258.7957
geo_advanced_hd | battery_2 | 2026 | -2.265 | 4383.1715
geo_advanced_hd | battery_2 | 2028 | -2.4124 | 4578.6076
geo_advanced_hd | battery_2 | 2030 | -2.4868 | 4849.3369
geo_advanced_hd | battery_2 | 2032 | -2.5866 | 5103.4301
geo_advanced_hd | battery_2 | 2034 | -2.5594 | 5454.1825
geo_advanced_hd | battery_2 | 2036 | -2.4315 | 5816.4016
geo_advanced_hd | battery_2 | 2038 | -2.3649 | 6259.1312
geo_advanced_hd | battery_2 | 2040 | -1.9845 | 6561.3923
geo_advanced_hd | battery_2 | 2042 | -2.5102 | 6761.0872
geo_advanced_hd | battery_2 | 2044 | -3.2523 | 6945.7163
geo_advanced_hd | battery_2 | 2046 | -3.2278 | 7121.4199
geo_advanced_hd | battery_2 | 2048 | -3.3451 | 7335.7654
geo_advanced_hd | battery_2 | 2050 | -3.5653 | 7550.7216
geo_advanced_hd | battery_4 | 2010 | 0 | 3993.045
geo_advanced_hd | battery_4 | 2012 | -0.00016207 | 3919.6233
geo_advanced_hd | battery_4 | 2014 | -0.00080947 | 3983.8975
geo_advanced_hd | battery_4 | 2016 | -0.0083375 | 3941.5472
geo_advanced_hd | battery_4 | 2018 | -0.017425 | 3955.8729
geo_advanced_hd | battery_4 | 2020 | -0.037655 | 4075.7465
geo_advanced_hd | battery_4 | 2022 | -1.1906 | 4161.9966
geo_advanced_hd | battery_4 | 2024 | -0.96223 | 4258.7957
geo_advanced_hd | battery_4 | 2026 | -7.8572 | 4383.1715
geo_advanced_hd | battery_4 | 2028 | -9.848 | 4578.6076
geo_advanced_hd | battery_4 | 2030 | -15.6901 | 4849.3369
geo_advanced_hd | battery_4 | 2032 | -14.7426 | 5103.4301
geo_advanced_hd | battery_4 | 2034 | -16.8313 | 5454.1825
geo_advanced_hd | battery_4 | 2036 | -18.7583 | 5816.4016
geo_advanced_hd | battery_4 | 2038 | -18.8074 | 6259.1312
geo_advanced_hd | battery_4 | 2040 | -18.1487 | 6561.3923
geo_advanced_hd | battery_4 | 2042 | -20.954 | 6761.0872
geo_advanced_hd | battery_4 | 2044 | -19.6554 | 6945.7163
geo_advanced_hd | battery_4 | 2046 | -23.7875 | 7121.4199
geo_advanced_hd | battery_4 | 2048 | -28.067 | 7335.7654
geo_advanced_hd | battery_4 | 2050 | -29.1588 | 7550.7216
geo_advanced_hd | battery_6 | 2010 | 0 | 3993.045
geo_advanced_hd | battery_6 | 2012 | 0 | 3919.6233
geo_advanced_hd | battery_6 | 2014 | 0 | 3983.8975
geo_advanced_hd | battery_6 | 2016 | 0 | 3941.5472
geo_advanced_hd | battery_6 | 2018 | 0 | 3955.8729
geo_advanced_hd | battery_6 | 2020 | 0 | 4075.7465
geo_advanced_hd | battery_6 | 2022 | -0.024244 | 4161.9966
geo_advanced_hd | battery_6 | 2024 | -0.0067319 | 4258.7957
geo_advanced_hd | battery_6 | 2026 | -0.49849 | 4383.1715
geo_advanced_hd | battery_6 | 2028 | -8.968 | 4578.6076
geo_advanced_hd | battery_6 | 2030 | -13.8718 | 4849.3369
geo_advanced_hd | battery_6 | 2032 | -22.4444 | 5103.4301
geo_advanced_hd | battery_6 | 2034 | -25.9481 | 5454.1825
geo_advanced_hd | battery_6 | 2036 | -26.7916 | 5816.4016
geo_advanced_hd | battery_6 | 2038 | -29.8557 | 6259.1312
geo_advanced_hd | battery_6 | 2040 | -30.2642 | 6561.3923
geo_advanced_hd | battery_6 | 2042 | -27.037 | 6761.0872
geo_advanced_hd | battery_6 | 2044 | -27.1088 | 6945.7163
geo_advanced_hd | battery_6 | 2046 | -25.4036 | 7121.4199
geo_advanced_hd | battery_6 | 2048 | -25.5073 | 7335.7654
geo_advanced_hd | battery_6 | 2050 | -32.1555 | 7550.7216
geo_advanced_hd | battery_8 | 2010 | 0 | 3993.045
geo_advanced_hd | battery_8 | 2012 | 0 | 3919.6233
geo_advanced_hd | battery_8 | 2014 | 0 | 3983.8975
geo_advanced_hd | battery_8 | 2016 | 0 | 3941.5472
geo_advanced_hd | battery_8 | 2018 | 0 | 3955.8729
geo_advanced_hd | battery_8 | 2020 | 0 | 4075.7465
geo_advanced_hd | battery_8 | 2022 | 0 | 4161.9966
geo_advanced_hd | battery_8 | 2024 | 0 | 4258.7957
geo_advanced_hd | battery_8 | 2026 | 0 | 4383.1715
geo_advanced_hd | battery_8 | 2028 | 0 | 4578.6076
geo_advanced_hd | battery_8 | 2030 | -2.1941 | 4849.3369
geo_advanced_hd | battery_8 | 2032 | -6.4957 | 5103.4301
geo_advanced_hd | battery_8 | 2034 | -9.4365 | 5454.1825
geo_advanced_hd | battery_8 | 2036 | -12.4544 | 5816.4016
geo_advanced_hd | battery_8 | 2038 | -15.0079 | 6259.1312
geo_advanced_hd | battery_8 | 2040 | -19.1653 | 6561.3923
geo_advanced_hd | battery_8 | 2042 | -12.3346 | 6761.0872
geo_advanced_hd | battery_8 | 2044 | -13.4086 | 6945.7163
geo_advanced_hd | battery_8 | 2046 | -16.8021 | 7121.4199
geo_advanced_hd | battery_8 | 2048 | -11.529 | 7335.7654
geo_advanced_hd | battery_8 | 2050 | -10.8163 | 7550.7216
geo_advanced_hd | battery_10 | 2010 | 0 | 3993.045
geo_advanced_hd | battery_10 | 2012 | 0 | 3919.6233
geo_advanced_hd | battery_10 | 2014 | 0 | 3983.8975
geo_advanced_hd | battery_10 | 2016 | 0 | 3941.5472
geo_advanced_hd | battery_10 | 2018 | 0 | 3955.8729
geo_advanced_hd | battery_10 | 2020 | 0 | 4075.7465
geo_advanced_hd | battery_10 | 2022 | 0 | 4161.9966
geo_advanced_hd | battery_10 | 2024 | 0 | 4258.7957
geo_advanced_hd | battery_10 | 2026 | 0 | 4383.1715
geo_advanced_hd | battery_10 | 2028 | 0 | 4578.6076
geo_advanced_hd | battery_10 | 2030 | 0 | 4849.3369
geo_advanced_hd | battery_10 | 2032 | 0 | 5103.4301
geo_advanced_hd | battery_10 | 2034 | 0 | 5454.1825
geo_advanced_hd | battery_10 | 2036 | -0.47625 | 5816.4016
geo_advanced_hd | battery_10 | 2038 | -0.26734 | 6259.1312
geo_advanced_hd | battery_10 | 2040 | -0.23212 | 6561.3923
geo_advanced_hd | battery_10 | 2042 | -0.27385 | 6761.0872
geo_advanced_hd | battery_10 | 2044 | -0.080639 | 6945.7163
geo_advanced_hd | battery_10 | 2046 | -0.21731 | 7121.4199
geo_advanced_hd | battery_10 | 2048 | -0.33289 | 7335.7654
geo_advanced_hd | battery_10 | 2050 | -0.31413 | 7550.7216
geo_advanced_hd | pumped-hydro | 2010 | -5.6417 | 3993.045
geo_advanced_hd | pumped-hydro | 2012 | -4.4661 | 3919.6233
geo_advanced_hd | pumped-hydro | 2014 | -4.5131 | 3983.8975
geo_advanced_hd | pumped-hydro | 2016 | -4.4384 | 3941.5472
geo_advanced_hd | pumped-hydro | 2018 | -4.1863 | 3955.8729
geo_advanced_hd | pumped-hydro | 2020 | -4.9435 | 4075.7465
geo_advanced_hd | pumped-hydro | 2022 | -4.9427 | 4161.9966
geo_advanced_hd | pumped-hydro | 2024 | -7.3723 | 4258.7957
geo_advanced_hd | pumped-hydro | 2026 | -9.114 | 4383.1715
geo_advanced_hd | pumped-hydro | 2028 | -8.0592 | 4578.6076
geo_advanced_hd | pumped-hydro | 2030 | -8.8581 | 4849.3369
geo_advanced_hd | pumped-hydro | 2032 | -6.6744 | 5103.4301
geo_advanced_hd | pumped-hydro | 2034 | -2.8282 | 5454.1825
geo_advanced_hd | pumped-hydro | 2036 | -1.8583 | 5816.4016
geo_advanced_hd | pumped-hydro | 2038 | -1.4815 | 6259.1312
geo_advanced_hd | pumped-hydro | 2040 | -0.37604 | 6561.3923
geo_advanced_hd | pumped-hydro | 2042 | -0.32416 | 6761.0872
geo_advanced_hd | pumped-hydro | 2044 | -0.3539 | 6945.7163
geo_advanced_hd | pumped-hydro | 2046 | -0.40353 | 7121.4199
geo_advanced_hd | pumped-hydro | 2048 | -0.6522 | 7335.7654
geo_advanced_hd | pumped-hydro | 2050 | -0.32819 | 7550.7216
geo_advanced_hd | Canada | 2010 | 44.3879 | 3993.045
geo_advanced_hd | Canada | 2012 | 57.8645 | 3919.6233
geo_advanced_hd | Canada | 2014 | 58.7947 | 3983.8975
geo_advanced_hd | Canada | 2016 | 72.054 | 3941.5472
geo_advanced_hd | Canada | 2018 | 74.4421 | 3955.8729
geo_advanced_hd | Canada | 2020 | 71.3966 | 4075.7465
geo_advanced_hd | Canada | 2022 | 63.7498 | 4161.9966
geo_advanced_hd | Canada | 2024 | 64.2059 | 4258.7957
geo_advanced_hd | Canada | 2026 | 72.1351 | 4383.1715
geo_advanced_hd | Canada | 2028 | 80.3761 | 4578.6076
geo_advanced_hd | Canada | 2030 | 82.4609 | 4849.3369
geo_advanced_hd | Canada | 2032 | 81.7904 | 5103.4301
geo_advanced_hd | Canada | 2034 | 81.2197 | 5454.1825
geo_advanced_hd | Canada | 2036 | 79.3154 | 5816.4016
geo_advanced_hd | Canada | 2038 | 78.4195 | 6259.1312
geo_advanced_hd | Canada | 2040 | 77.745 | 6561.3923
geo_advanced_hd | Canada | 2042 | 77.745 | 6761.0872
geo_advanced_hd | Canada | 2044 | 77.745 | 6945.7163
geo_advanced_hd | Canada | 2046 | 77.745 | 7121.4199
geo_advanced_hd | Canada | 2048 | 77.745 | 7335.7654
geo_advanced_hd | Canada | 2050 | 77.745 | 7550.7216

## 4_Capacity (GW)
scenario | tech | year | Capacity (GW) | Net Level Capacity (GW)
geo_advanced_hd | nuclear | 2010 | 103.7491 | 1018.1333
geo_advanced_hd | nuclear | 2012 | 103.7491 | 1050.0768
geo_advanced_hd | nuclear | 2014 | 99.5688 | 1057.5882
geo_advanced_hd | nuclear | 2016 | 100.208 | 1069.5146
geo_advanced_hd | nuclear | 2018 | 99.6003 | 1090.6286
geo_advanced_hd | nuclear | 2020 | 96.5236 | 1118.6496
geo_advanced_hd | nuclear | 2022 | 96.9468 | 1269.961
geo_advanced_hd | nuclear | 2024 | 96.9468 | 1388.8097
geo_advanced_hd | nuclear | 2026 | 96.9468 | 1576.3469
geo_advanced_hd | nuclear | 2028 | 96.9468 | 1769.2662
geo_advanced_hd | nuclear | 2030 | 94.7068 | 2010.8373
geo_advanced_hd | nuclear | 2032 | 94.7068 | 2174.4755
geo_advanced_hd | nuclear | 2034 | 90.3319 | 2388.1221
geo_advanced_hd | nuclear | 2036 | 90.3319 | 2589.0594
geo_advanced_hd | nuclear | 2038 | 88.8678 | 2803.6155
geo_advanced_hd | nuclear | 2040 | 88.8678 | 2938.6935
geo_advanced_hd | nuclear | 2042 | 88.8678 | 2984.5679
geo_advanced_hd | nuclear | 2044 | 88.8678 | 3046.106
geo_advanced_hd | nuclear | 2046 | 88.8678 | 3110.8418
geo_advanced_hd | nuclear | 2048 | 88.8678 | 3187.2855
geo_advanced_hd | nuclear | 2050 | 86.1586 | 3280.6163
geo_advanced_hd | coal | 2010 | 296.7419 | 1018.1333
geo_advanced_hd | coal | 2012 | 291.2386 | 1050.0768
geo_advanced_hd | coal | 2014 | 281.2835 | 1057.5882
geo_advanced_hd | coal | 2016 | 258.6969 | 1069.5146
geo_advanced_hd | coal | 2018 | 237.8386 | 1090.6286
geo_advanced_hd | coal | 2020 | 220.2663 | 1118.6496
geo_advanced_hd | coal | 2022 | 202.02 | 1269.961
geo_advanced_hd | coal | 2024 | 188.8209 | 1388.8097
geo_advanced_hd | coal | 2026 | 179.1543 | 1576.3469
geo_advanced_hd | coal | 2028 | 160.8632 | 1769.2662
geo_advanced_hd | coal | 2030 | 147.5732 | 2010.8373
geo_advanced_hd | coal | 2032 | 145.5723 | 2174.4755
geo_advanced_hd | coal | 2034 | 141.3916 | 2388.1221
geo_advanced_hd | coal | 2036 | 140.0013 | 2589.0594
geo_advanced_hd | coal | 2038 | 138.2942 | 2803.6155
geo_advanced_hd | coal | 2040 | 135.4626 | 2938.6935
geo_advanced_hd | coal | 2042 | 130.8823 | 2984.5679
geo_advanced_hd | coal | 2044 | 121.1751 | 3046.106
geo_advanced_hd | coal | 2046 | 106.3074 | 3110.8418
geo_advanced_hd | coal | 2048 | 91.9865 | 3187.2855
geo_advanced_hd | coal | 2050 | 78.4621 | 3280.6163
geo_advanced_hd | gas-cc | 2010 | 201.204 | 1018.1333
geo_advanced_hd | gas-cc | 2012 | 215.7431 | 1050.0768
geo_advanced_hd | gas-cc | 2014 | 225.5781 | 1057.5882
geo_advanced_hd | gas-cc | 2016 | 234.2477 | 1069.5146
geo_advanced_hd | gas-cc | 2018 | 257.9461 | 1090.6286
geo_advanced_hd | gas-cc | 2020 | 268.2452 | 1118.6496
geo_advanced_hd | gas-cc | 2022 | 280.5245 | 1269.961
geo_advanced_hd | gas-cc | 2024 | 280.9563 | 1388.8097
geo_advanced_hd | gas-cc | 2026 | 283.0264 | 1576.3469
geo_advanced_hd | gas-cc | 2028 | 287.6199 | 1769.2662
geo_advanced_hd | gas-cc | 2030 | 284.4484 | 2010.8373
geo_advanced_hd | gas-cc | 2032 | 282.9443 | 2174.4755
geo_advanced_hd | gas-cc | 2034 | 286.2171 | 2388.1221
geo_advanced_hd | gas-cc | 2036 | 286.0021 | 2589.0594
geo_advanced_hd | gas-cc | 2038 | 289.7898 | 2803.6155
geo_advanced_hd | gas-cc | 2040 | 292.9603 | 2938.6935
geo_advanced_hd | gas-cc | 2042 | 300.7873 | 2984.5679
geo_advanced_hd | gas-cc | 2044 | 307.4334 | 3046.106
geo_advanced_hd | gas-cc | 2046 | 309.9857 | 3110.8418
geo_advanced_hd | gas-cc | 2048 | 324.8673 | 3187.2855
geo_advanced_hd | gas-cc | 2050 | 332.5517 | 3280.6163
geo_advanced_hd | gas-cc-ccs_mod_upgrade | 2010 | 0 | 1018.1333
geo_advanced_hd | gas-cc-ccs_mod_upgrade | 2012 | 0 | 1050.0768
geo_advanced_hd | gas-cc-ccs_mod_upgrade | 2014 | 0 | 1057.5882
geo_advanced_hd | gas-cc-ccs_mod_upgrade | 2016 | 0 | 1069.5146
geo_advanced_hd | gas-cc-ccs_mod_upgrade | 2018 | 0 | 1090.6286
geo_advanced_hd | gas-cc-ccs_mod_upgrade | 2020 | 0 | 1118.6496
geo_advanced_hd | gas-cc-ccs_mod_upgrade | 2022 | 0 | 1269.961
geo_advanced_hd | gas-cc-ccs_mod_upgrade | 2024 | 0 | 1388.8097
geo_advanced_hd | gas-cc-ccs_mod_upgrade | 2026 | 0 | 1576.3469
geo_advanced_hd | gas-cc-ccs_mod_upgrade | 2028 | 2.5578 | 1769.2662
geo_advanced_hd | gas-cc-ccs_mod_upgrade | 2030 | 2.5578 | 2010.8373
geo_advanced_hd | gas-cc-ccs_mod_upgrade | 2032 | 2.5578 | 2174.4755
geo_advanced_hd | gas-cc-ccs_mod_upgrade | 2034 | 2.5578 | 2388.1221
geo_advanced_hd | gas-cc-ccs_mod_upgrade | 2036 | 2.5578 | 2589.0594
geo_advanced_hd | gas-cc-ccs_mod_upgrade | 2038 | 2.5578 | 2803.6155
geo_advanced_hd | gas-cc-ccs_mod_upgrade | 2040 | 2.5578 | 2938.6935
geo_advanced_hd | gas-cc-ccs_mod_upgrade | 2042 | 2.5578 | 2984.5679
geo_advanced_hd | gas-cc-ccs_mod_upgrade | 2044 | 2.7614 | 3046.106
geo_advanced_hd | gas-cc-ccs_mod_upgrade | 2046 | 2.7614 | 3110.8418
geo_advanced_hd | gas-cc-ccs_mod_upgrade | 2048 | 2.7614 | 3187.2855
geo_advanced_hd | gas-cc-ccs_mod_upgrade | 2050 | 2.7614 | 3280.6163
geo_advanced_hd | gas-ct | 2010 | 117.7223 | 1018.1333
geo_advanced_hd | gas-ct | 2012 | 120.809 | 1050.0768
geo_advanced_hd | gas-ct | 2014 | 123.8376 | 1057.5882
geo_advanced_hd | gas-ct | 2016 | 124.607 | 1069.5146
geo_advanced_hd | gas-ct | 2018 | 126.4468 | 1090.6286
geo_advanced_hd | gas-ct | 2020 | 127.2537 | 1118.6496
geo_advanced_hd | gas-ct | 2022 | 130.2369 | 1269.961
geo_advanced_hd | gas-ct | 2024 | 112.4741 | 1388.8097
geo_advanced_hd | gas-ct | 2026 | 110.2674 | 1576.3469
geo_advanced_hd | gas-ct | 2028 | 111.1016 | 1769.2662
geo_advanced_hd | gas-ct | 2030 | 109.5539 | 2010.8373
geo_advanced_hd | gas-ct | 2032 | 109.9464 | 2174.4755
geo_advanced_hd | gas-ct | 2034 | 116.2501 | 2388.1221
geo_advanced_hd | gas-ct | 2036 | 128.54 | 2589.0594
geo_advanced_hd | gas-ct | 2038 | 141.4529 | 2803.6155
geo_advanced_hd | gas-ct | 2040 | 154.7189 | 2938.6935
geo_advanced_hd | gas-ct | 2042 | 194.3277 | 2984.5679
geo_advanced_hd | gas-ct | 2044 | 246.5469 | 3046.106
geo_advanced_hd | gas-ct | 2046 | 314.5413 | 3110.8418
geo_advanced_hd | gas-ct | 2048 | 373.7102 | 3187.2855
geo_advanced_hd | gas-ct | 2050 | 430.6791 | 3280.6163
geo_advanced_hd | o-g-s | 2010 | 140.2354 | 1018.1333
geo_advanced_hd | o-g-s | 2012 | 132.4567 | 1050.0768
geo_advanced_hd | o-g-s | 2014 | 123.1645 | 1057.5882
geo_advanced_hd | o-g-s | 2016 | 110.9605 | 1069.5146
geo_advanced_hd | o-g-s | 2018 | 96.372 | 1090.6286
geo_advanced_hd | o-g-s | 2020 | 89.885 | 1118.6496
geo_advanced_hd | o-g-s | 2022 | 85.1197 | 1269.961
geo_advanced_hd | o-g-s | 2024 | 35.5965 | 1388.8097
geo_advanced_hd | o-g-s | 2026 | 32.9934 | 1576.3469
geo_advanced_hd | o-g-s | 2028 | 31.3389 | 1769.2662
geo_advanced_hd | o-g-s | 2030 | 27.1307 | 2010.8373
geo_advanced_hd | o-g-s | 2032 | 26.3554 | 2174.4755
geo_advanced_hd | o-g-s | 2034 | 24.9497 | 2388.1221
geo_advanced_hd | o-g-s | 2036 | 24.1905 | 2589.0594
geo_advanced_hd | o-g-s | 2038 | 22.762 | 2803.6155
geo_advanced_hd | o-g-s | 2040 | 21.7337 | 2938.6935
geo_advanced_hd | o-g-s | 2042 | 20.285 | 2984.5679
geo_advanced_hd | o-g-s | 2044 | 18.3742 | 3046.106
geo_advanced_hd | o-g-s | 2046 | 16.4113 | 3110.8418
geo_advanced_hd | o-g-s | 2048 | 13.0279 | 3187.2855
geo_advanced_hd | o-g-s | 2050 | 7.9392 | 3280.6163
geo_advanced_hd | hydro | 2010 | 78.6295 | 1018.1333
geo_advanced_hd | hydro | 2012 | 79.1425 | 1050.0768
geo_advanced_hd | hydro | 2014 | 79.7221 | 1057.5882
geo_advanced_hd | hydro | 2016 | 80.2284 | 1069.5146
geo_advanced_hd | hydro | 2018 | 80.5711 | 1090.6286
geo_advanced_hd | hydro | 2020 | 80.7368 | 1118.6496
geo_advanced_hd | hydro | 2022 | 80.8246 | 1269.961
geo_advanced_hd | hydro | 2024 | 80.8856 | 1388.8097
geo_advanced_hd | hydro | 2026 | 82.5898 | 1576.3469
geo_advanced_hd | hydro | 2028 | 83.8763 | 1769.2662
geo_advanced_hd | hydro | 2030 | 83.9562 | 2010.8373
geo_advanced_hd | hydro | 2032 | 84.0685 | 2174.4755
geo_advanced_hd | hydro | 2034 | 84.354 | 2388.1221
geo_advanced_hd | hydro | 2036 | 84.5621 | 2589.0594
geo_advanced_hd | hydro | 2038 | 84.8562 | 2803.6155
geo_advanced_hd | hydro | 2040 | 85.0894 | 2938.6935
geo_advanced_hd | hydro | 2042 | 85.3247 | 2984.5679
geo_advanced_hd | hydro | 2044 | 85.5634 | 3046.106
geo_advanced_hd | hydro | 2046 | 85.8068 | 3110.8418
geo_advanced_hd | hydro | 2048 | 86.0502 | 3187.2855
geo_advanced_hd | hydro | 2050 | 86.272 | 3280.6163
geo_advanced_hd | geothermal | 2010 | 2.6812 | 1018.1333
geo_advanced_hd | geothermal | 2012 | 2.8162 | 1050.0768
geo_advanced_hd | geothermal | 2014 | 2.9016 | 1057.5882
geo_advanced_hd | geothermal | 2016 | 2.9516 | 1069.5146
geo_advanced_hd | geothermal | 2018 | 3.0119 | 1090.6286
geo_advanced_hd | geothermal | 2020 | 4.2151 | 1118.6496
geo_advanced_hd | geothermal | 2022 | 4.2571 | 1269.961
geo_advanced_hd | geothermal | 2024 | 4.2571 | 1388.8097
geo_advanced_hd | geothermal | 2026 | 4.2571 | 1576.3469
geo_advanced_hd | geothermal | 2028 | 7.0823 | 1769.2662
geo_advanced_hd | geothermal | 2030 | 7.0823 | 2010.8373
geo_advanced_hd | geothermal | 2032 | 7.0823 | 2174.4755
geo_advanced_hd | geothermal | 2034 | 8.7827 | 2388.1221
geo_advanced_hd | geothermal | 2036 | 8.9777 | 2589.0594
geo_advanced_hd | geothermal | 2038 | 9.1728 | 2803.6155
geo_advanced_hd | geothermal | 2040 | 11.026 | 2938.6935
geo_advanced_hd | geothermal | 2042 | 15.2944 | 2984.5679
geo_advanced_hd | geothermal | 2044 | 16.0342 | 3046.106
geo_advanced_hd | geothermal | 2046 | 16.7949 | 3110.8418
geo_advanced_hd | geothermal | 2048 | 17.8648 | 3187.2855
geo_advanced_hd | geothermal | 2050 | 20.3855 | 3280.6163
geo_advanced_hd | biopower | 2010 | 2.8885 | 1018.1333
geo_advanced_hd | biopower | 2012 | 2.9776 | 1050.0768
geo_advanced_hd | biopower | 2014 | 3.4299 | 1057.5882
geo_advanced_hd | biopower | 2016 | 3.2245 | 1069.5146
geo_advanced_hd | biopower | 2018 | 3.184 | 1090.6286
geo_advanced_hd | biopower | 2020 | 3.0193 | 1118.6496
geo_advanced_hd | biopower | 2022 | 2.8851 | 1269.961
geo_advanced_hd | biopower | 2024 | 2.8881 | 1388.8097
geo_advanced_hd | biopower | 2026 | 2.8881 | 1576.3469
geo_advanced_hd | biopower | 2028 | 2.6292 | 1769.2662
geo_advanced_hd | biopower | 2030 | 2.393 | 2010.8373
geo_advanced_hd | biopower | 2032 | 2.0992 | 2174.4755
geo_advanced_hd | biopower | 2034 | 1.7199 | 2388.1221
geo_advanced_hd | biopower | 2036 | 1.5139 | 2589.0594
geo_advanced_hd | biopower | 2038 | 1.3738 | 2803.6155
geo_advanced_hd | biopower | 2040 | 1.3388 | 2938.6935
geo_advanced_hd | biopower | 2042 | 1.2559 | 2984.5679
geo_advanced_hd | biopower | 2044 | 1.1709 | 3046.106
geo_advanced_hd | biopower | 2046 | 1.1659 | 3110.8418
geo_advanced_hd | biopower | 2048 | 1.1329 | 3187.2855
geo_advanced_hd | biopower | 2050 | 1.1286 | 3280.6163
geo_advanced_hd | lfill-gas | 2010 | 3.4027 | 1018.1333
geo_advanced_hd | lfill-gas | 2012 | 3.6413 | 1050.0768
geo_advanced_hd | lfill-gas | 2014 | 3.7416 | 1057.5882
geo_advanced_hd | lfill-gas | 2016 | 3.7374 | 1069.5146
geo_advanced_hd | lfill-gas | 2018 | 3.6803 | 1090.6286
geo_advanced_hd | lfill-gas | 2020 | 3.5039 | 1118.6496
geo_advanced_hd | lfill-gas | 2022 | 3.5006 | 1269.961
geo_advanced_hd | lfill-gas | 2024 | 3.5006 | 1388.8097
geo_advanced_hd | lfill-gas | 2026 | 3.5006 | 1576.3469
geo_advanced_hd | lfill-gas | 2028 | 3.4646 | 1769.2662
geo_advanced_hd | lfill-gas | 2030 | 3.4646 | 2010.8373
geo_advanced_hd | lfill-gas | 2032 | 3.4646 | 2174.4755
geo_advanced_hd | lfill-gas | 2034 | 3.4646 | 2388.1221
geo_advanced_hd | lfill-gas | 2036 | 3.4646 | 2589.0594
geo_advanced_hd | lfill-gas | 2038 | 3.4646 | 2803.6155
geo_advanced_hd | lfill-gas | 2040 | 3.4646 | 2938.6935
geo_advanced_hd | lfill-gas | 2042 | 3.4646 | 2984.5679
geo_advanced_hd | lfill-gas | 2044 | 3.4646 | 3046.106
geo_advanced_hd | lfill-gas | 2046 | 3.4646 | 3110.8418
geo_advanced_hd | lfill-gas | 2048 | 3.4646 | 3187.2855
geo_advanced_hd | lfill-gas | 2050 | 3.4646 | 3280.6163
geo_advanced_hd | wind-ons | 2010 | 39.7293 | 1018.1333
geo_advanced_hd | wind-ons | 2012 | 59.5118 | 1050.0768
geo_advanced_hd | wind-ons | 2014 | 65.2507 | 1057.5882
geo_advanced_hd | wind-ons | 2016 | 81.6007 | 1069.5146
geo_advanced_hd | wind-ons | 2018 | 94.4256 | 1090.6286
geo_advanced_hd | wind-ons | 2020 | 117.897 | 1118.6496
geo_advanced_hd | wind-ons | 2022 | 183.3725 | 1269.961
geo_advanced_hd | wind-ons | 2024 | 229.7987 | 1388.8097
geo_advanced_hd | wind-ons | 2026 | 276.5379 | 1576.3469
geo_advanced_hd | wind-ons | 2028 | 352.7687 | 1769.2662
geo_advanced_hd | wind-ons | 2030 | 422.0891 | 2010.8373
geo_advanced_hd | wind-ons | 2032 | 467.9373 | 2174.4755
geo_advanced_hd | wind-ons | 2034 | 544.4863 | 2388.1221
geo_advanced_hd | wind-ons | 2036 | 603.6191 | 2589.0594
geo_advanced_hd | wind-ons | 2038 | 677.6078 | 2803.6155
geo_advanced_hd | wind-ons | 2040 | 711.7621 | 2938.6935
geo_advanced_hd | wind-ons | 2042 | 697.3743 | 2984.5679
geo_advanced_hd | wind-ons | 2044 | 703.1272 | 3046.106
geo_advanced_hd | wind-ons | 2046 | 690.5219 | 3110.8418
geo_advanced_hd | wind-ons | 2048 | 692.262 | 3187.2855
geo_advanced_hd | wind-ons | 2050 | 698.8258 | 3280.6163
geo_advanced_hd | wind-ofs | 2010 | 0 | 1018.1333
geo_advanced_hd | wind-ofs | 2012 | 0 | 1050.0768
geo_advanced_hd | wind-ofs | 2014 | 0 | 1057.5882
geo_advanced_hd | wind-ofs | 2016 | 0.0293 | 1069.5146
geo_advanced_hd | wind-ofs | 2018 | 0.0293 | 1090.6286
geo_advanced_hd | wind-ofs | 2020 | 0.042 | 1118.6496
geo_advanced_hd | wind-ofs | 2022 | 0.054 | 1269.961
geo_advanced_hd | wind-ofs | 2024 | 5.545 | 1388.8097
geo_advanced_hd | wind-ofs | 2026 | 12.685 | 1576.3469
geo_advanced_hd | wind-ofs | 2028 | 19.615 | 1769.2662
geo_advanced_hd | wind-ofs | 2030 | 24.242 | 2010.8373
geo_advanced_hd | wind-ofs | 2032 | 29.466 | 2174.4755
geo_advanced_hd | wind-ofs | 2034 | 37.566 | 2388.1221
geo_advanced_hd | wind-ofs | 2036 | 43.766 | 2589.0594
geo_advanced_hd | wind-ofs | 2038 | 47.766 | 2803.6155
geo_advanced_hd | wind-ofs | 2040 | 51.766 | 2938.6935
geo_advanced_hd | wind-ofs | 2042 | 55.766 | 2984.5679
geo_advanced_hd | wind-ofs | 2044 | 59.766 | 3046.106
geo_advanced_hd | wind-ofs | 2046 | 60.766 | 3110.8418
geo_advanced_hd | wind-ofs | 2048 | 60.766 | 3187.2855
geo_advanced_hd | wind-ofs | 2050 | 60.766 | 3280.6163
geo_advanced_hd | csp | 2010 | 0 | 1018.1333
geo_advanced_hd | csp | 2012 | 0 | 1050.0768
geo_advanced_hd | csp | 2014 | 1.2134 | 1057.5882
geo_advanced_hd | csp | 2016 | 1.3234 | 1069.5146
geo_advanced_hd | csp | 2018 | 1.3234 | 1090.6286
geo_advanced_hd | csp | 2020 | 1.3234 | 1118.6496
geo_advanced_hd | csp | 2022 | 1.3234 | 1269.961
geo_advanced_hd | csp | 2024 | 1.3234 | 1388.8097
geo_advanced_hd | csp | 2026 | 1.3234 | 1576.3469
geo_advanced_hd | csp | 2028 | 1.3234 | 1769.2662
geo_advanced_hd | csp | 2030 | 1.3234 | 2010.8373
geo_advanced_hd | csp | 2032 | 1.3234 | 2174.4755
geo_advanced_hd | csp | 2034 | 1.3234 | 2388.1221
geo_advanced_hd | csp | 2036 | 1.3234 | 2589.0594
geo_advanced_hd | csp | 2038 | 1.3234 | 2803.6155
geo_advanced_hd | csp | 2040 | 2.1578 | 2938.6935
geo_advanced_hd | csp | 2042 | 2.1578 | 2984.5679
geo_advanced_hd | csp | 2044 | 1.2961 | 3046.106
geo_advanced_hd | csp | 2046 | 1.1861 | 3110.8418
geo_advanced_hd | csp | 2048 | 1.4309 | 3187.2855
geo_advanced_hd | csp | 2050 | 1.5147 | 3280.6163
geo_advanced_hd | upv | 2010 | 0.1486 | 1018.1333
geo_advanced_hd | upv | 2012 | 1.9455 | 1050.0768
geo_advanced_hd | upv | 2014 | 6.9706 | 1057.5882
geo_advanced_hd | upv | 2016 | 16.4874 | 1069.5146
geo_advanced_hd | upv | 2018 | 24.7075 | 1090.6286
geo_advanced_hd | upv | 2020 | 38.713 | 1118.6496
geo_advanced_hd | upv | 2022 | 104.6902 | 1269.961
geo_advanced_hd | upv | 2024 | 234.5449 | 1388.8097
geo_advanced_hd | upv | 2026 | 334.3364 | 1576.3469
geo_advanced_hd | upv | 2028 | 396.4759 | 1769.2662
geo_advanced_hd | upv | 2030 | 490.6931 | 2010.8373
geo_advanced_hd | upv | 2032 | 531.0831 | 2174.4755
geo_advanced_hd | upv | 2034 | 578.2393 | 2388.1221
geo_advanced_hd | upv | 2036 | 641.4654 | 2589.0594
geo_advanced_hd | upv | 2038 | 697.9434 | 2803.6155
geo_advanced_hd | upv | 2040 | 725.5034 | 2938.6935
geo_advanced_hd | upv | 2042 | 725.6464 | 2984.5679
geo_advanced_hd | upv | 2044 | 727.7246 | 3046.106
geo_advanced_hd | upv | 2046 | 744.357 | 3110.8418
geo_advanced_hd | upv | 2048 | 758.016 | 3187.2855
geo_advanced_hd | upv | 2050 | 778.4615 | 3280.6163
geo_advanced_hd | dupv | 2010 | 0.059 | 1018.1333
geo_advanced_hd | dupv | 2012 | 0.5619 | 1050.0768
geo_advanced_hd | dupv | 2014 | 1.4614 | 1057.5882
geo_advanced_hd | dupv | 2016 | 2.5887 | 1069.5146
geo_advanced_hd | dupv | 2018 | 4.0178 | 1090.6286
geo_advanced_hd | dupv | 2020 | 5.3436 | 1118.6496
geo_advanced_hd | dupv | 2022 | 5.928 | 1269.961
geo_advanced_hd | dupv | 2024 | 6.0819 | 1388.8097
geo_advanced_hd | dupv | 2026 | 6.192 | 1576.3469
geo_advanced_hd | dupv | 2028 | 6.192 | 1769.2662
geo_advanced_hd | dupv | 2030 | 6.192 | 2010.8373
geo_advanced_hd | dupv | 2032 | 6.2045 | 2174.4755
geo_advanced_hd | dupv | 2034 | 6.2365 | 2388.1221
geo_advanced_hd | dupv | 2036 | 6.3233 | 2589.0594
geo_advanced_hd | dupv | 2038 | 6.4113 | 2803.6155
geo_advanced_hd | dupv | 2040 | 7.5253 | 2938.6935
geo_advanced_hd | dupv | 2042 | 7.35 | 2984.5679
geo_advanced_hd | dupv | 2044 | 6.537 | 3046.106
geo_advanced_hd | dupv | 2046 | 6.1895 | 3110.8418
geo_advanced_hd | dupv | 2048 | 5.2775 | 3187.2855
geo_advanced_hd | dupv | 2050 | 4.2179 | 3280.6163
geo_advanced_hd | distpv | 2010 | 1.0396 | 1018.1333
geo_advanced_hd | distpv | 2012 | 3.697 | 1050.0768
geo_advanced_hd | distpv | 2014 | 7.4412 | 1057.5882
geo_advanced_hd | distpv | 2016 | 14.1457 | 1069.5146
geo_advanced_hd | distpv | 2018 | 22.2285 | 1090.6286
geo_advanced_hd | distpv | 2020 | 25.9105 | 1118.6496
geo_advanced_hd | distpv | 2022 | 31.2507 | 1269.961
geo_advanced_hd | distpv | 2024 | 40.7227 | 1388.8097
geo_advanced_hd | distpv | 2026 | 53.7938 | 1576.3469
geo_advanced_hd | distpv | 2028 | 71.56 | 1769.2662
geo_advanced_hd | distpv | 2030 | 96.3306 | 2010.8373
geo_advanced_hd | distpv | 2032 | 115.4476 | 2174.4755
geo_advanced_hd | distpv | 2034 | 128.2906 | 2388.1221
geo_advanced_hd | distpv | 2036 | 133.6587 | 2589.0594
geo_advanced_hd | distpv | 2038 | 138.6366 | 2803.6155
geo_advanced_hd | distpv | 2040 | 143.4518 | 2938.6935
geo_advanced_hd | distpv | 2042 | 148.4086 | 2984.5679
geo_advanced_hd | distpv | 2044 | 154.0227 | 3046.106
geo_advanced_hd | distpv | 2046 | 159.5866 | 3110.8418
geo_advanced_hd | distpv | 2048 | 165.9517 | 3187.2855
geo_advanced_hd | distpv | 2050 | 173.0855 | 3280.6163
geo_advanced_hd | pvb | 2010 | 0 | 1018.1333
geo_advanced_hd | pvb | 2012 | 0.0026 | 1050.0768
geo_advanced_hd | pvb | 2014 | 0.034135 | 1057.5882
geo_advanced_hd | pvb | 2016 | 0.44585 | 1069.5146
geo_advanced_hd | pvb | 2018 | 0.64325 | 1090.6286
geo_advanced_hd | pvb | 2020 | 1.0306 | 1118.6496
geo_advanced_hd | pvb | 2022 | 8.4802 | 1269.961
geo_advanced_hd | pvb | 2024 | 12.8171 | 1388.8097
geo_advanced_hd | pvb | 2026 | 13.1155 | 1576.3469
geo_advanced_hd | pvb | 2028 | 14.1409 | 1769.2662
geo_advanced_hd | pvb | 2030 | 33.7034 | 2010.8373
geo_advanced_hd | pvb | 2032 | 43.2371 | 2174.4755
geo_advanced_hd | pvb | 2034 | 60.2769 | 2388.1221
geo_advanced_hd | pvb | 2036 | 68.7465 | 2589.0594
geo_advanced_hd | pvb | 2038 | 78.3046 | 2803.6155
geo_advanced_hd | pvb | 2040 | 77.9945 | 2938.6935
geo_advanced_hd | pvb | 2042 | 76.9056 | 2984.5679
geo_advanced_hd | pvb | 2044 | 75.806 | 3046.106
geo_advanced_hd | pvb | 2046 | 74.4159 | 3110.8418
geo_advanced_hd | pvb | 2048 | 73.6648 | 3187.2855
geo_advanced_hd | pvb | 2050 | 72.3552 | 3280.6163
geo_advanced_hd | battery_2 | 2010 | 0.019 | 1018.1333
geo_advanced_hd | battery_2 | 2012 | 0.0738 | 1050.0768
geo_advanced_hd | battery_2 | 2014 | 0.1297 | 1057.5882
geo_advanced_hd | battery_2 | 2016 | 0.3537 | 1069.5146
geo_advanced_hd | battery_2 | 2018 | 0.5001 | 1090.6286
geo_advanced_hd | battery_2 | 2020 | 0.7628 | 1118.6496
geo_advanced_hd | battery_2 | 2022 | 9.1029 | 1269.961
geo_advanced_hd | battery_2 | 2024 | 11.2357 | 1388.8097
geo_advanced_hd | battery_2 | 2026 | 15.1825 | 1576.3469
geo_advanced_hd | battery_2 | 2028 | 18.417 | 1769.2662
geo_advanced_hd | battery_2 | 2030 | 20.1635 | 2010.8373
geo_advanced_hd | battery_2 | 2032 | 20.15 | 2174.4755
geo_advanced_hd | battery_2 | 2034 | 20.2664 | 2388.1221
geo_advanced_hd | battery_2 | 2036 | 21.214 | 2589.0594
geo_advanced_hd | battery_2 | 2038 | 17.1648 | 2803.6155
geo_advanced_hd | battery_2 | 2040 | 17.8906 | 2938.6935
geo_advanced_hd | battery_2 | 2042 | 21.4028 | 2984.5679
geo_advanced_hd | battery_2 | 2044 | 26.7582 | 3046.106
geo_advanced_hd | battery_2 | 2046 | 29.7595 | 3110.8418
geo_advanced_hd | battery_2 | 2048 | 31.8295 | 3187.2855
geo_advanced_hd | battery_2 | 2050 | 34.7745 | 3280.6163
geo_advanced_hd | battery_4 | 2010 | 0 | 1018.1333
geo_advanced_hd | battery_4 | 2012 | 0.002 | 1050.0768
geo_advanced_hd | battery_4 | 2014 | 0.01 | 1057.5882
geo_advanced_hd | battery_4 | 2016 | 0.1019 | 1069.5146
geo_advanced_hd | battery_4 | 2018 | 0.2147 | 1090.6286
geo_advanced_hd | battery_4 | 2020 | 0.4877 | 1118.6496
geo_advanced_hd | battery_4 | 2022 | 3.1146 | 1269.961
geo_advanced_hd | battery_4 | 2024 | 4.0253 | 1388.8097
geo_advanced_hd | battery_4 | 2026 | 25.312 | 1576.3469
geo_advanced_hd | battery_4 | 2028 | 36.5951 | 1769.2662
geo_advanced_hd | battery_4 | 2030 | 59.0307 | 2010.8373
geo_advanced_hd | battery_4 | 2032 | 67.0145 | 2174.4755
geo_advanced_hd | battery_4 | 2034 | 75.2683 | 2388.1221
geo_advanced_hd | battery_4 | 2036 | 87.0135 | 2589.0594
geo_advanced_hd | battery_4 | 2038 | 96.0259 | 2803.6155
geo_advanced_hd | battery_4 | 2040 | 104.9794 | 2938.6935
geo_advanced_hd | battery_4 | 2042 | 105.024 | 2984.5679
geo_advanced_hd | battery_4 | 2044 | 110.9964 | 3046.106
geo_advanced_hd | battery_4 | 2046 | 117.8455 | 3110.8418
geo_advanced_hd | battery_4 | 2048 | 136.6349 | 3187.2855
geo_advanced_hd | battery_4 | 2050 | 151.0874 | 3280.6163
geo_advanced_hd | battery_6 | 2010 | 0 | 1018.1333
geo_advanced_hd | battery_6 | 2012 | 0 | 1050.0768
geo_advanced_hd | battery_6 | 2014 | 0 | 1057.5882
geo_advanced_hd | battery_6 | 2016 | 0 | 1069.5146
geo_advanced_hd | battery_6 | 2018 | 0 | 1090.6286
geo_advanced_hd | battery_6 | 2020 | 0 | 1118.6496
geo_advanced_hd | battery_6 | 2022 | 0.048463 | 1269.961
geo_advanced_hd | battery_6 | 2024 | 0.048463 | 1388.8097
geo_advanced_hd | battery_6 | 2026 | 1.1741 | 1576.3469
geo_advanced_hd | battery_6 | 2028 | 22.0131 | 1769.2662
geo_advanced_hd | battery_6 | 2030 | 37.2453 | 2010.8373
geo_advanced_hd | battery_6 | 2032 | 60.9561 | 2174.4755
geo_advanced_hd | battery_6 | 2034 | 79.6406 | 2388.1221
geo_advanced_hd | battery_6 | 2036 | 94.7188 | 2589.0594
geo_advanced_hd | battery_6 | 2038 | 109.0951 | 2803.6155
geo_advanced_hd | battery_6 | 2040 | 124.3116 | 2938.6935
geo_advanced_hd | battery_6 | 2042 | 126.3884 | 2984.5679
geo_advanced_hd | battery_6 | 2044 | 111.9921 | 3046.106
geo_advanced_hd | battery_6 | 2046 | 105.9938 | 3110.8418
geo_advanced_hd | battery_6 | 2048 | 94.0433 | 3187.2855
geo_advanced_hd | battery_6 | 2050 | 102.6862 | 3280.6163
geo_advanced_hd | battery_8 | 2010 | 0 | 1018.1333
geo_advanced_hd | battery_8 | 2012 | 0 | 1050.0768
geo_advanced_hd | battery_8 | 2014 | 0 | 1057.5882
geo_advanced_hd | battery_8 | 2016 | 0 | 1069.5146
geo_advanced_hd | battery_8 | 2018 | 0 | 1090.6286
geo_advanced_hd | battery_8 | 2020 | 0 | 1118.6496
geo_advanced_hd | battery_8 | 2022 | 0 | 1269.961
geo_advanced_hd | battery_8 | 2024 | 0 | 1388.8097
geo_advanced_hd | battery_8 | 2026 | 0 | 1576.3469
geo_advanced_hd | battery_8 | 2028 | 0 | 1769.2662
geo_advanced_hd | battery_8 | 2030 | 4.108 | 2010.8373
geo_advanced_hd | battery_8 | 2032 | 14.5459 | 2174.4755
geo_advanced_hd | battery_8 | 2034 | 25.1824 | 2388.1221
geo_advanced_hd | battery_8 | 2036 | 34.6902 | 2589.0594
geo_advanced_hd | battery_8 | 2038 | 46.4357 | 2803.6155
geo_advanced_hd | battery_8 | 2040 | 59.9527 | 2938.6935
geo_advanced_hd | battery_8 | 2042 | 60.746 | 2984.5679
geo_advanced_hd | battery_8 | 2044 | 62.3373 | 3046.106
geo_advanced_hd | battery_8 | 2046 | 59.7627 | 3110.8418
geo_advanced_hd | battery_8 | 2048 | 49.3248 | 3187.2855
geo_advanced_hd | battery_8 | 2050 | 38.6883 | 3280.6163
geo_advanced_hd | battery_10 | 2010 | 0 | 1018.1333
geo_advanced_hd | battery_10 | 2012 | 0 | 1050.0768
geo_advanced_hd | battery_10 | 2014 | 0 | 1057.5882
geo_advanced_hd | battery_10 | 2016 | 0 | 1069.5146
geo_advanced_hd | battery_10 | 2018 | 0 | 1090.6286
geo_advanced_hd | battery_10 | 2020 | 0 | 1118.6496
geo_advanced_hd | battery_10 | 2022 | 0 | 1269.961
geo_advanced_hd | battery_10 | 2024 | 0 | 1388.8097
geo_advanced_hd | battery_10 | 2026 | 0 | 1576.3469
geo_advanced_hd | battery_10 | 2028 | 0 | 1769.2662
geo_advanced_hd | battery_10 | 2030 | 0 | 2010.8373
geo_advanced_hd | battery_10 | 2032 | 0 | 2174.4755
geo_advanced_hd | battery_10 | 2034 | 0 | 2388.1221
geo_advanced_hd | battery_10 | 2036 | 0.80472 | 2589.0594
geo_advanced_hd | battery_10 | 2038 | 0.80472 | 2803.6155
geo_advanced_hd | battery_10 | 2040 | 1.0333 | 2938.6935
geo_advanced_hd | battery_10 | 2042 | 1.0333 | 2984.5679
geo_advanced_hd | battery_10 | 2044 | 1.0333 | 3046.106
geo_advanced_hd | battery_10 | 2046 | 1.0333 | 3110.8418
geo_advanced_hd | battery_10 | 2048 | 1.0333 | 3187.2855
geo_advanced_hd | battery_10 | 2050 | 1.0333 | 3280.6163
geo_advanced_hd | pumped-hydro | 2010 | 22.9772 | 1018.1333
geo_advanced_hd | pumped-hydro | 2012 | 23.0442 | 1050.0768
geo_advanced_hd | pumped-hydro | 2014 | 23.0642 | 1057.5882
geo_advanced_hd | pumped-hydro | 2016 | 23.0612 | 1069.5146
geo_advanced_hd | pumped-hydro | 2018 | 23.0612 | 1090.6286
geo_advanced_hd | pumped-hydro | 2020 | 23.0612 | 1118.6496
geo_advanced_hd | pumped-hydro | 2022 | 23.0612 | 1269.961
geo_advanced_hd | pumped-hydro | 2024 | 23.0612 | 1388.8097
geo_advanced_hd | pumped-hydro | 2026 | 25.877 | 1576.3469
geo_advanced_hd | pumped-hydro | 2028 | 25.8496 | 1769.2662
geo_advanced_hd | pumped-hydro | 2030 | 27.3309 | 2010.8373
geo_advanced_hd | pumped-hydro | 2032 | 29.6974 | 2174.4755
geo_advanced_hd | pumped-hydro | 2034 | 31.1189 | 2388.1221
geo_advanced_hd | pumped-hydro | 2036 | 32.4388 | 2589.0594
geo_advanced_hd | pumped-hydro | 2038 | 33.5672 | 2803.6155
geo_advanced_hd | pumped-hydro | 2040 | 33.5672 | 2938.6935
geo_advanced_hd | pumped-hydro | 2042 | 33.5672 | 2984.5679
geo_advanced_hd | pumped-hydro | 2044 | 33.5672 | 3046.106
geo_advanced_hd | pumped-hydro | 2046 | 33.5672 | 3110.8418
geo_advanced_hd | pumped-hydro | 2048 | 33.5672 | 3187.2855
geo_advanced_hd | pumped-hydro | 2050 | 33.5672 | 3280.6163
geo_advanced_hd | Canada | 2010 | 5.7897 | 1018.1333
geo_advanced_hd | Canada | 2012 | 7.5475 | 1050.0768
geo_advanced_hd | Canada | 2014 | 7.6689 | 1057.5882
geo_advanced_hd | Canada | 2016 | 9.3983 | 1069.5146
geo_advanced_hd | Canada | 2018 | 9.7098 | 1090.6286
geo_advanced_hd | Canada | 2020 | 9.3126 | 1118.6496
geo_advanced_hd | Canada | 2022 | 8.3152 | 1269.961
geo_advanced_hd | Canada | 2024 | 8.3747 | 1388.8097
geo_advanced_hd | Canada | 2026 | 9.4089 | 1576.3469
geo_advanced_hd | Canada | 2028 | 10.4838 | 1769.2662
geo_advanced_hd | Canada | 2030 | 10.7558 | 2010.8373
geo_advanced_hd | Canada | 2032 | 10.6683 | 2174.4755
geo_advanced_hd | Canada | 2034 | 10.5939 | 2388.1221
geo_advanced_hd | Canada | 2036 | 10.3455 | 2589.0594
geo_advanced_hd | Canada | 2038 | 10.2286 | 2803.6155
geo_advanced_hd | Canada | 2040 | 10.1407 | 2938.6935
geo_advanced_hd | Canada | 2042 | 10.1407 | 2984.5679
geo_advanced_hd | Canada | 2044 | 10.1407 | 3046.106
geo_advanced_hd | Canada | 2046 | 10.1407 | 3110.8418
geo_advanced_hd | Canada | 2048 | 10.1407 | 3187.2855
geo_advanced_hd | Canada | 2050 | 10.1407 | 3280.6163
geo_advanced_hd | smr | 2010 | 1.1163 | 1018.1333
geo_advanced_hd | smr | 2012 | 1.1163 | 1050.0768
geo_advanced_hd | smr | 2014 | 1.1163 | 1057.5882
geo_advanced_hd | smr | 2016 | 1.1163 | 1069.5146
geo_advanced_hd | smr | 2018 | 1.1163 | 1090.6286
geo_advanced_hd | smr | 2020 | 1.1163 | 1118.6496
geo_advanced_hd | smr | 2022 | 1.1236 | 1269.961
geo_advanced_hd | smr | 2024 | 1.1236 | 1388.8097
geo_advanced_hd | smr | 2026 | 1.1338 | 1576.3469
geo_advanced_hd | smr | 2028 | 1.1338 | 1769.2662
geo_advanced_hd | smr | 2030 | 1.1338 | 2010.8373
geo_advanced_hd | smr | 2032 | 1.1338 | 2174.4755
geo_advanced_hd | smr | 2034 | 1.1338 | 2388.1221
geo_advanced_hd | smr | 2036 | 1.1338 | 2589.0594
geo_advanced_hd | smr | 2038 | 1.1338 | 2803.6155
geo_advanced_hd | smr | 2040 | 1.1338 | 2938.6935
geo_advanced_hd | smr | 2042 | 1.1338 | 2984.5679
geo_advanced_hd | smr | 2044 | 1.1338 | 3046.106
geo_advanced_hd | smr | 2046 | 1.1338 | 3110.8418
geo_advanced_hd | smr | 2048 | 1.1338 | 3187.2855
geo_advanced_hd | smr | 2050 | 1.1338 | 3280.6163
geo_advanced_hd | electrolyzer | 2010 | 0 | 1018.1333
geo_advanced_hd | electrolyzer | 2012 | 0 | 1050.0768
geo_advanced_hd | electrolyzer | 2014 | 0 | 1057.5882
geo_advanced_hd | electrolyzer | 2016 | 0 | 1069.5146
geo_advanced_hd | electrolyzer | 2018 | 0 | 1090.6286
geo_advanced_hd | electrolyzer | 2020 | 0 | 1118.6496
geo_advanced_hd | electrolyzer | 2022 | 3.7808 | 1269.961
geo_advanced_hd | electrolyzer | 2024 | 3.7808 | 1388.8097
geo_advanced_hd | electrolyzer | 2026 | 4.6507 | 1576.3469
geo_advanced_hd | electrolyzer | 2028 | 5.2174 | 1769.2662
geo_advanced_hd | electrolyzer | 2030 | 13.6287 | 2010.8373
geo_advanced_hd | electrolyzer | 2032 | 16.8127 | 2174.4755
geo_advanced_hd | electrolyzer | 2034 | 28.4793 | 2388.1221
geo_advanced_hd | electrolyzer | 2036 | 37.6557 | 2589.0594
geo_advanced_hd | electrolyzer | 2038 | 58.5747 | 2803.6155
geo_advanced_hd | electrolyzer | 2040 | 68.3035 | 2938.6935
geo_advanced_hd | electrolyzer | 2042 | 68.4755 | 2984.5679
geo_advanced_hd | electrolyzer | 2044 | 68.4755 | 3046.106
geo_advanced_hd | electrolyzer | 2046 | 68.4755 | 3110.8418
geo_advanced_hd | electrolyzer | 2048 | 68.4755 | 3187.2855
geo_advanced_hd | electrolyzer | 2050 | 68.4755 | 3280.6163

## 5_New Annual Capacity (GW)
scenario | tech | year | Capacity (GW) | Net Level Capacity (GW)
geo_advanced_hd | nuclear | 2012 | 0 | 26.5761
geo_advanced_hd | nuclear | 2014 | 0 | 17.8322
geo_advanced_hd | nuclear | 2016 | 0.561 | 26.9063
geo_advanced_hd | nuclear | 2018 | 0 | 30.0469
geo_advanced_hd | nuclear | 2020 | 0.009 | 29.5786
geo_advanced_hd | nuclear | 2022 | 1.114 | 89.5857
geo_advanced_hd | nuclear | 2024 | 0 | 103.0841
geo_advanced_hd | nuclear | 2026 | 0 | 100.7152
geo_advanced_hd | nuclear | 2028 | 0 | 109.0218
geo_advanced_hd | nuclear | 2030 | 0 | 133.6382
geo_advanced_hd | nuclear | 2032 | 0 | 85.9572
geo_advanced_hd | nuclear | 2034 | 0 | 113.9618
geo_advanced_hd | nuclear | 2036 | 0 | 104.907
geo_advanced_hd | nuclear | 2038 | 0 | 119.7406
geo_advanced_hd | nuclear | 2040 | 0 | 84.3896
geo_advanced_hd | nuclear | 2042 | 0 | 52.1457
geo_advanced_hd | nuclear | 2044 | 0 | 63.3101
geo_advanced_hd | nuclear | 2046 | 0 | 94.7845
geo_advanced_hd | nuclear | 2048 | 0 | 83.0101
geo_advanced_hd | nuclear | 2050 | 0 | 102.0408
geo_advanced_hd | coal | 2012 | 3.9104 | 26.5761
geo_advanced_hd | coal | 2014 | 0.9693 | 17.8322
geo_advanced_hd | coal | 2016 | 1.2039 | 26.9063
geo_advanced_hd | coal | 2018 | 0 | 30.0469
geo_advanced_hd | coal | 2020 | 0 | 29.5786
geo_advanced_hd | coal | 2022 | 0 | 89.5857
geo_advanced_hd | coal | 2024 | 0 | 103.0841
geo_advanced_hd | coal | 2026 | 0 | 100.7152
geo_advanced_hd | coal | 2028 | 0 | 109.0218
geo_advanced_hd | coal | 2030 | 0 | 133.6382
geo_advanced_hd | coal | 2032 | 0 | 85.9572
geo_advanced_hd | coal | 2034 | 0 | 113.9618
geo_advanced_hd | coal | 2036 | 0 | 104.907
geo_advanced_hd | coal | 2038 | 0 | 119.7406
geo_advanced_hd | coal | 2040 | 0 | 84.3896
geo_advanced_hd | coal | 2042 | 0 | 52.1457
geo_advanced_hd | coal | 2044 | 0 | 63.3101
geo_advanced_hd | coal | 2046 | 0 | 94.7845
geo_advanced_hd | coal | 2048 | 0 | 83.0101
geo_advanced_hd | coal | 2050 | 0 | 102.0408
geo_advanced_hd | gas-cc | 2012 | 7.3043 | 26.5761
geo_advanced_hd | gas-cc | 2014 | 5.6437 | 17.8322
geo_advanced_hd | gas-cc | 2016 | 4.7389 | 26.9063
geo_advanced_hd | gas-cc | 2018 | 12.5635 | 30.0469
geo_advanced_hd | gas-cc | 2020 | 5.6226 | 29.5786
geo_advanced_hd | gas-cc | 2022 | 6.4493 | 89.5857
geo_advanced_hd | gas-cc | 2024 | 2.4084 | 103.0841
geo_advanced_hd | gas-cc | 2026 | 1.105 | 100.7152
geo_advanced_hd | gas-cc | 2028 | 4.1242 | 109.0218
geo_advanced_hd | gas-cc | 2030 | 0 | 133.6382
geo_advanced_hd | gas-cc | 2032 | 0 | 85.9572
geo_advanced_hd | gas-cc | 2034 | 1.7449 | 113.9618
geo_advanced_hd | gas-cc | 2036 | 0.42357 | 104.907
geo_advanced_hd | gas-cc | 2038 | 1.9303 | 119.7406
geo_advanced_hd | gas-cc | 2040 | 2.398 | 84.3896
geo_advanced_hd | gas-cc | 2042 | 4.8508 | 52.1457
geo_advanced_hd | gas-cc | 2044 | 4.3305 | 63.3101
geo_advanced_hd | gas-cc | 2046 | 9.7218 | 94.7845
geo_advanced_hd | gas-cc | 2048 | 9.1082 | 83.0101
geo_advanced_hd | gas-cc | 2050 | 6.9198 | 102.0408
geo_advanced_hd | gas-cc-ccs_mod_upgrade | 2012 | 0 | 26.5761
geo_advanced_hd | gas-cc-ccs_mod_upgrade | 2014 | 0 | 17.8322
geo_advanced_hd | gas-cc-ccs_mod_upgrade | 2016 | 0 | 26.9063
geo_advanced_hd | gas-cc-ccs_mod_upgrade | 2018 | 0 | 30.0469
geo_advanced_hd | gas-cc-ccs_mod_upgrade | 2020 | 0 | 29.5786
geo_advanced_hd | gas-cc-ccs_mod_upgrade | 2022 | 0 | 89.5857
geo_advanced_hd | gas-cc-ccs_mod_upgrade | 2024 | 0 | 103.0841
geo_advanced_hd | gas-cc-ccs_mod_upgrade | 2026 | 0 | 100.7152
geo_advanced_hd | gas-cc-ccs_mod_upgrade | 2028 | 1.2789 | 109.0218
geo_advanced_hd | gas-cc-ccs_mod_upgrade | 2030 | 0 | 133.6382
geo_advanced_hd | gas-cc-ccs_mod_upgrade | 2032 | 0 | 85.9572
geo_advanced_hd | gas-cc-ccs_mod_upgrade | 2034 | 0 | 113.9618
geo_advanced_hd | gas-cc-ccs_mod_upgrade | 2036 | 0 | 104.907
geo_advanced_hd | gas-cc-ccs_mod_upgrade | 2038 | 0 | 119.7406
geo_advanced_hd | gas-cc-ccs_mod_upgrade | 2040 | 0 | 84.3896
geo_advanced_hd | gas-cc-ccs_mod_upgrade | 2042 | 0 | 52.1457
geo_advanced_hd | gas-cc-ccs_mod_upgrade | 2044 | 0.10184 | 63.3101
geo_advanced_hd | gas-cc-ccs_mod_upgrade | 2046 | 0 | 94.7845
geo_advanced_hd | gas-cc-ccs_mod_upgrade | 2048 | 0 | 83.0101
geo_advanced_hd | gas-cc-ccs_mod_upgrade | 2050 | 0 | 102.0408
geo_advanced_hd | gas-ct | 2012 | 2.2088 | 26.5761
geo_advanced_hd | gas-ct | 2014 | 2.0573 | 17.8322
geo_advanced_hd | gas-ct | 2016 | 2.4183 | 26.9063
geo_advanced_hd | gas-ct | 2018 | 1.5847 | 30.0469
geo_advanced_hd | gas-ct | 2020 | 1.3111 | 29.5786
geo_advanced_hd | gas-ct | 2022 | 1.9523 | 89.5857
geo_advanced_hd | gas-ct | 2024 | 1.0113 | 103.0841
geo_advanced_hd | gas-ct | 2026 | 0.0297 | 100.7152
geo_advanced_hd | gas-ct | 2028 | 1.4259 | 109.0218
geo_advanced_hd | gas-ct | 2030 | 0.13446 | 133.6382
geo_advanced_hd | gas-ct | 2032 | 0.5787 | 85.9572
geo_advanced_hd | gas-ct | 2034 | 3.3975 | 113.9618
geo_advanced_hd | gas-ct | 2036 | 6.8036 | 104.907
geo_advanced_hd | gas-ct | 2038 | 6.5366 | 119.7406
geo_advanced_hd | gas-ct | 2040 | 6.9334 | 84.3896
geo_advanced_hd | gas-ct | 2042 | 20.162 | 52.1457
geo_advanced_hd | gas-ct | 2044 | 27.0417 | 63.3101
geo_advanced_hd | gas-ct | 2046 | 43.1784 | 94.7845
geo_advanced_hd | gas-ct | 2048 | 30.6952 | 83.0101
geo_advanced_hd | gas-ct | 2050 | 30.3608 | 102.0408
geo_advanced_hd | o-g-s | 2012 | 0.1104 | 26.5761
geo_advanced_hd | o-g-s | 2014 | 0.10575 | 17.8322
geo_advanced_hd | o-g-s | 2016 | 0.0329 | 26.9063
geo_advanced_hd | o-g-s | 2018 | 0.07755 | 30.0469
geo_advanced_hd | o-g-s | 2020 | 0.0475 | 29.5786
geo_advanced_hd | o-g-s | 2022 | 0.04175 | 89.5857
geo_advanced_hd | o-g-s | 2024 | 0.1675 | 103.0841
geo_advanced_hd | o-g-s | 2026 | 0 | 100.7152
geo_advanced_hd | o-g-s | 2028 | 0 | 109.0218
geo_advanced_hd | o-g-s | 2030 | 0 | 133.6382
geo_advanced_hd | o-g-s | 2032 | 0 | 85.9572
geo_advanced_hd | o-g-s | 2034 | 0 | 113.9618
geo_advanced_hd | o-g-s | 2036 | 0 | 104.907
geo_advanced_hd | o-g-s | 2038 | 0 | 119.7406
geo_advanced_hd | o-g-s | 2040 | 0 | 84.3896
geo_advanced_hd | o-g-s | 2042 | 0 | 52.1457
geo_advanced_hd | o-g-s | 2044 | 0 | 63.3101
geo_advanced_hd | o-g-s | 2046 | 0 | 94.7845
geo_advanced_hd | o-g-s | 2048 | 0 | 83.0101
geo_advanced_hd | o-g-s | 2050 | 0 | 102.0408
geo_advanced_hd | hydro | 2012 | 0.2565 | 26.5761
geo_advanced_hd | hydro | 2014 | 0.2898 | 17.8322
geo_advanced_hd | hydro | 2016 | 0.25315 | 26.9063
geo_advanced_hd | hydro | 2018 | 0.17135 | 30.0469
geo_advanced_hd | hydro | 2020 | 0.08285 | 29.5786
geo_advanced_hd | hydro | 2022 | 0.0439 | 89.5857
geo_advanced_hd | hydro | 2024 | 0.0305 | 103.0841
geo_advanced_hd | hydro | 2026 | 0.8521 | 100.7152
geo_advanced_hd | hydro | 2028 | 0.64324 | 109.0218
geo_advanced_hd | hydro | 2030 | 0.039947 | 133.6382
geo_advanced_hd | hydro | 2032 | 0.056187 | 85.9572
geo_advanced_hd | hydro | 2034 | 0.14273 | 113.9618
geo_advanced_hd | hydro | 2036 | 0.10404 | 104.907
geo_advanced_hd | hydro | 2038 | 0.14707 | 119.7406
geo_advanced_hd | hydro | 2040 | 0.11657 | 84.3896
geo_advanced_hd | hydro | 2042 | 0.11763 | 52.1457
geo_advanced_hd | hydro | 2044 | 0.11939 | 63.3101
geo_advanced_hd | hydro | 2046 | 0.12168 | 94.7845
geo_advanced_hd | hydro | 2048 | 0.12168 | 83.0101
geo_advanced_hd | hydro | 2050 | 0.11091 | 102.0408
geo_advanced_hd | geothermal | 2012 | 0.0675 | 26.5761
geo_advanced_hd | geothermal | 2014 | 0.0427 | 17.8322
geo_advanced_hd | geothermal | 2016 | 0.025 | 26.9063
geo_advanced_hd | geothermal | 2018 | 0.03015 | 30.0469
geo_advanced_hd | geothermal | 2020 | 0.60158 | 29.5786
geo_advanced_hd | geothermal | 2022 | 0.021 | 89.5857
geo_advanced_hd | geothermal | 2024 | 0 | 103.0841
geo_advanced_hd | geothermal | 2026 | 0 | 100.7152
geo_advanced_hd | geothermal | 2028 | 1.4126 | 109.0218
geo_advanced_hd | geothermal | 2030 | 0 | 133.6382
geo_advanced_hd | geothermal | 2032 | 0 | 85.9572
geo_advanced_hd | geothermal | 2034 | 0.85021 | 113.9618
geo_advanced_hd | geothermal | 2036 | 0.097508 | 104.907
geo_advanced_hd | geothermal | 2038 | 0.097508 | 119.7406
geo_advanced_hd | geothermal | 2040 | 1.0247 | 84.3896
geo_advanced_hd | geothermal | 2042 | 2.2017 | 52.1457
geo_advanced_hd | geothermal | 2044 | 0.41262 | 63.3101
geo_advanced_hd | geothermal | 2046 | 0.40532 | 94.7845
geo_advanced_hd | geothermal | 2048 | 0.56513 | 83.0101
geo_advanced_hd | geothermal | 2050 | 1.8619 | 102.0408
geo_advanced_hd | biopower | 2012 | 0.11705 | 26.5761
geo_advanced_hd | biopower | 2014 | 0.2425 | 17.8322
geo_advanced_hd | biopower | 2016 | 0.00805 | 26.9063
geo_advanced_hd | biopower | 2018 | 0.03885 | 30.0469
geo_advanced_hd | biopower | 2020 | 0.0836 | 29.5786
geo_advanced_hd | biopower | 2022 | 0.0044 | 89.5857
geo_advanced_hd | biopower | 2024 | 0.0095 | 103.0841
geo_advanced_hd | biopower | 2026 | 0 | 100.7152
geo_advanced_hd | biopower | 2028 | 0 | 109.0218
geo_advanced_hd | biopower | 2030 | 0 | 133.6382
geo_advanced_hd | biopower | 2032 | 0 | 85.9572
geo_advanced_hd | biopower | 2034 | 0 | 113.9618
geo_advanced_hd | biopower | 2036 | 0 | 104.907
geo_advanced_hd | biopower | 2038 | 0 | 119.7406
geo_advanced_hd | biopower | 2040 | 0 | 84.3896
geo_advanced_hd | biopower | 2042 | 0 | 52.1457
geo_advanced_hd | biopower | 2044 | 0 | 63.3101
geo_advanced_hd | biopower | 2046 | 0 | 94.7845
geo_advanced_hd | biopower | 2048 | 0 | 83.0101
geo_advanced_hd | biopower | 2050 | 0 | 102.0408
geo_advanced_hd | lfill-gas | 2012 | 0.14965 | 26.5761
geo_advanced_hd | lfill-gas | 2014 | 0.10055 | 17.8322
geo_advanced_hd | lfill-gas | 2016 | 0.0901 | 26.9063
geo_advanced_hd | lfill-gas | 2018 | 0.0165 | 30.0469
geo_advanced_hd | lfill-gas | 2020 | 0.0066 | 29.5786
geo_advanced_hd | lfill-gas | 2022 | 0.0023 | 89.5857
geo_advanced_hd | lfill-gas | 2024 | 0 | 103.0841
geo_advanced_hd | lfill-gas | 2026 | 0 | 100.7152
geo_advanced_hd | lfill-gas | 2028 | 0 | 109.0218
geo_advanced_hd | lfill-gas | 2030 | 0 | 133.6382
geo_advanced_hd | lfill-gas | 2032 | 0 | 85.9572
geo_advanced_hd | lfill-gas | 2034 | 0 | 113.9618
geo_advanced_hd | lfill-gas | 2036 | 0 | 104.907
geo_advanced_hd | lfill-gas | 2038 | 0 | 119.7406
geo_advanced_hd | lfill-gas | 2040 | 0 | 84.3896
geo_advanced_hd | lfill-gas | 2042 | 0 | 52.1457
geo_advanced_hd | lfill-gas | 2044 | 0 | 63.3101
geo_advanced_hd | lfill-gas | 2046 | 0 | 94.7845
geo_advanced_hd | lfill-gas | 2048 | 0 | 83.0101
geo_advanced_hd | lfill-gas | 2050 | 0 | 102.0408
geo_advanced_hd | wind-ons | 2012 | 9.9098 | 26.5761
geo_advanced_hd | wind-ons | 2014 | 2.8817 | 17.8322
geo_advanced_hd | wind-ons | 2016 | 8.4669 | 26.9063
geo_advanced_hd | wind-ons | 2018 | 6.4669 | 30.0469
geo_advanced_hd | wind-ons | 2020 | 11.8347 | 29.5786
geo_advanced_hd | wind-ons | 2022 | 32.8662 | 89.5857
geo_advanced_hd | wind-ons | 2024 | 23.2185 | 103.0841
geo_advanced_hd | wind-ons | 2026 | 23.3996 | 100.7152
geo_advanced_hd | wind-ons | 2028 | 38.1248 | 109.0218
geo_advanced_hd | wind-ons | 2030 | 35.0362 | 133.6382
geo_advanced_hd | wind-ons | 2032 | 23.9555 | 85.9572
geo_advanced_hd | wind-ons | 2034 | 39.4205 | 113.9618
geo_advanced_hd | wind-ons | 2036 | 30.824 | 104.907
geo_advanced_hd | wind-ons | 2038 | 40.9255 | 119.7406
geo_advanced_hd | wind-ons | 2040 | 28.5502 | 84.3896
geo_advanced_hd | wind-ons | 2042 | 2.7159 | 52.1457
geo_advanced_hd | wind-ons | 2044 | 5.7581 | 63.3101
geo_advanced_hd | wind-ons | 2046 | 2.1643 | 94.7845
geo_advanced_hd | wind-ons | 2048 | 7.3369 | 83.0101
geo_advanced_hd | wind-ons | 2050 | 15.1166 | 102.0408
geo_advanced_hd | wind-ofs | 2012 | 0 | 26.5761
geo_advanced_hd | wind-ofs | 2014 | 0 | 17.8322
geo_advanced_hd | wind-ofs | 2016 | 0.01465 | 26.9063
geo_advanced_hd | wind-ofs | 2018 | 0 | 30.0469
geo_advanced_hd | wind-ofs | 2020 | 0.00635 | 29.5786
geo_advanced_hd | wind-ofs | 2022 | 0.006 | 89.5857
geo_advanced_hd | wind-ofs | 2024 | 2.7455 | 103.0841
geo_advanced_hd | wind-ofs | 2026 | 3.57 | 100.7152
geo_advanced_hd | wind-ofs | 2028 | 3.465 | 109.0218
geo_advanced_hd | wind-ofs | 2030 | 2.3135 | 133.6382
geo_advanced_hd | wind-ofs | 2032 | 2.612 | 85.9572
geo_advanced_hd | wind-ofs | 2034 | 4.05 | 113.9618
geo_advanced_hd | wind-ofs | 2036 | 3.1 | 104.907
geo_advanced_hd | wind-ofs | 2038 | 2 | 119.7406
geo_advanced_hd | wind-ofs | 2040 | 2 | 84.3896
geo_advanced_hd | wind-ofs | 2042 | 2 | 52.1457
geo_advanced_hd | wind-ofs | 2044 | 2 | 63.3101
geo_advanced_hd | wind-ofs | 2046 | 0.51465 | 94.7845
geo_advanced_hd | wind-ofs | 2048 | 0 | 83.0101
geo_advanced_hd | wind-ofs | 2050 | 0.00635 | 102.0408
geo_advanced_hd | csp | 2012 | 0 | 26.5761
geo_advanced_hd | csp | 2014 | 0.6067 | 17.8322
geo_advanced_hd | csp | 2016 | 0.055 | 26.9063
geo_advanced_hd | csp | 2018 | 0 | 30.0469
geo_advanced_hd | csp | 2020 | 0 | 29.5786
geo_advanced_hd | csp | 2022 | 0 | 89.5857
geo_advanced_hd | csp | 2024 | 0 | 103.0841
geo_advanced_hd | csp | 2026 | 0 | 100.7152
geo_advanced_hd | csp | 2028 | 0 | 109.0218
geo_advanced_hd | csp | 2030 | 0 | 133.6382
geo_advanced_hd | csp | 2032 | 0 | 85.9572
geo_advanced_hd | csp | 2034 | 0 | 113.9618
geo_advanced_hd | csp | 2036 | 0 | 104.907
geo_advanced_hd | csp | 2038 | 0 | 119.7406
geo_advanced_hd | csp | 2040 | 0.41721 | 84.3896
geo_advanced_hd | csp | 2042 | 0 | 52.1457
geo_advanced_hd | csp | 2044 | 0.17582 | 63.3101
geo_advanced_hd | csp | 2046 | 0 | 94.7845
geo_advanced_hd | csp | 2048 | 0.12244 | 83.0101
geo_advanced_hd | csp | 2050 | 0.041871 | 102.0408
geo_advanced_hd | upv | 2012 | 0.89845 | 26.5761
geo_advanced_hd | upv | 2014 | 2.5126 | 17.8322
geo_advanced_hd | upv | 2016 | 4.7584 | 26.9063
geo_advanced_hd | upv | 2018 | 4.1101 | 30.0469
geo_advanced_hd | upv | 2020 | 7.0027 | 29.5786
geo_advanced_hd | upv | 2022 | 32.9886 | 89.5857
geo_advanced_hd | upv | 2024 | 64.9274 | 103.0841
geo_advanced_hd | upv | 2026 | 49.8957 | 100.7152
geo_advanced_hd | upv | 2028 | 31.0698 | 109.0218
geo_advanced_hd | upv | 2030 | 47.1086 | 133.6382
geo_advanced_hd | upv | 2032 | 20.195 | 85.9572
geo_advanced_hd | upv | 2034 | 23.5781 | 113.9618
geo_advanced_hd | upv | 2036 | 31.6131 | 104.907
geo_advanced_hd | upv | 2038 | 28.239 | 119.7406
geo_advanced_hd | upv | 2040 | 13.8543 | 84.3896
geo_advanced_hd | upv | 2042 | 0.96996 | 52.1457
geo_advanced_hd | upv | 2044 | 3.5517 | 63.3101
geo_advanced_hd | upv | 2046 | 13.0746 | 94.7845
geo_advanced_hd | upv | 2048 | 10.9396 | 83.0101
geo_advanced_hd | upv | 2050 | 17.2255 | 102.0408
geo_advanced_hd | dupv | 2012 | 0.25145 | 26.5761
geo_advanced_hd | dupv | 2014 | 0.44975 | 17.8322
geo_advanced_hd | dupv | 2016 | 0.56363 | 26.9063
geo_advanced_hd | dupv | 2018 | 0.71455 | 30.0469
geo_advanced_hd | dupv | 2020 | 0.6629 | 29.5786
geo_advanced_hd | dupv | 2022 | 0.2922 | 89.5857
geo_advanced_hd | dupv | 2024 | 0.076975 | 103.0841
geo_advanced_hd | dupv | 2026 | 0.05503 | 100.7152
geo_advanced_hd | dupv | 2028 | 0 | 109.0218
geo_advanced_hd | dupv | 2030 | 0 | 133.6382
geo_advanced_hd | dupv | 2032 | 0.0062821 | 85.9572
geo_advanced_hd | dupv | 2034 | 0.015964 | 113.9618
geo_advanced_hd | dupv | 2036 | 0.043433 | 104.907
geo_advanced_hd | dupv | 2038 | 0.043964 | 119.7406
geo_advanced_hd | dupv | 2040 | 0.58652 | 84.3896
geo_advanced_hd | dupv | 2042 | 0.16382 | 52.1457
geo_advanced_hd | dupv | 2044 | 0.043236 | 63.3101
geo_advanced_hd | dupv | 2046 | 0.38985 | 94.7845
geo_advanced_hd | dupv | 2048 | 0.25859 | 83.0101
geo_advanced_hd | dupv | 2050 | 0.13308 | 102.0408
geo_advanced_hd | distpv | 2012 | 1.3287 | 26.5761
geo_advanced_hd | distpv | 2014 | 1.8721 | 17.8322
geo_advanced_hd | distpv | 2016 | 3.3523 | 26.9063
geo_advanced_hd | distpv | 2018 | 4.0414 | 30.0469
geo_advanced_hd | distpv | 2020 | 1.841 | 29.5786
geo_advanced_hd | distpv | 2022 | 2.6701 | 89.5857
geo_advanced_hd | distpv | 2024 | 4.736 | 103.0841
geo_advanced_hd | distpv | 2026 | 6.5355 | 100.7152
geo_advanced_hd | distpv | 2028 | 8.8831 | 109.0218
geo_advanced_hd | distpv | 2030 | 12.3853 | 133.6382
geo_advanced_hd | distpv | 2032 | 9.5585 | 85.9572
geo_advanced_hd | distpv | 2034 | 6.4215 | 113.9618
geo_advanced_hd | distpv | 2036 | 2.684 | 104.907
geo_advanced_hd | distpv | 2038 | 2.489 | 119.7406
geo_advanced_hd | distpv | 2040 | 2.4076 | 84.3896
geo_advanced_hd | distpv | 2042 | 2.4784 | 52.1457
geo_advanced_hd | distpv | 2044 | 2.807 | 63.3101
geo_advanced_hd | distpv | 2046 | 2.782 | 94.7845
geo_advanced_hd | distpv | 2048 | 3.1825 | 83.0101
geo_advanced_hd | distpv | 2050 | 3.5669 | 102.0408
geo_advanced_hd | pvb | 2012 | 0.0013 | 26.5761
geo_advanced_hd | pvb | 2014 | 0.015786 | 17.8322
geo_advanced_hd | pvb | 2016 | 0.2061 | 26.9063
geo_advanced_hd | pvb | 2018 | 0.10182 | 30.0469
geo_advanced_hd | pvb | 2020 | 0.19813 | 29.5786
geo_advanced_hd | pvb | 2022 | 3.732 | 89.5857
geo_advanced_hd | pvb | 2024 | 2.2278 | 103.0841
geo_advanced_hd | pvb | 2026 | 0.23849 | 100.7152
geo_advanced_hd | pvb | 2028 | 0.60418 | 109.0218
geo_advanced_hd | pvb | 2030 | 9.8797 | 133.6382
geo_advanced_hd | pvb | 2032 | 5.0023 | 85.9572
geo_advanced_hd | pvb | 2034 | 8.8212 | 113.9618
geo_advanced_hd | pvb | 2036 | 4.656 | 104.907
geo_advanced_hd | pvb | 2038 | 5.2578 | 119.7406
geo_advanced_hd | pvb | 2040 | 0.39125 | 84.3896
geo_advanced_hd | pvb | 2042 | 0 | 52.1457
geo_advanced_hd | pvb | 2044 | 0 | 63.3101
geo_advanced_hd | pvb | 2046 | 0 | 94.7845
geo_advanced_hd | pvb | 2048 | 0.22672 | 83.0101
geo_advanced_hd | pvb | 2050 | 0.020011 | 102.0408
geo_advanced_hd | battery_2 | 2012 | 0.0274 | 26.5761
geo_advanced_hd | battery_2 | 2014 | 0.02795 | 17.8322
geo_advanced_hd | battery_2 | 2016 | 0.112 | 26.9063
geo_advanced_hd | battery_2 | 2018 | 0.0732 | 30.0469
geo_advanced_hd | battery_2 | 2020 | 0.13135 | 29.5786
geo_advanced_hd | battery_2 | 2022 | 4.1701 | 89.5857
geo_advanced_hd | battery_2 | 2024 | 1.0694 | 103.0841
geo_advanced_hd | battery_2 | 2026 | 1.9799 | 100.7152
geo_advanced_hd | battery_2 | 2028 | 1.6447 | 109.0218
geo_advanced_hd | battery_2 | 2030 | 0.9012 | 133.6382
geo_advanced_hd | battery_2 | 2032 | 0.10527 | 85.9572
geo_advanced_hd | battery_2 | 2034 | 0.13142 | 113.9618
geo_advanced_hd | battery_2 | 2036 | 0.60512 | 104.907
geo_advanced_hd | battery_2 | 2038 | 2.1455 | 119.7406
geo_advanced_hd | battery_2 | 2040 | 1.4323 | 84.3896
geo_advanced_hd | battery_2 | 2042 | 3.736 | 52.1457
geo_advanced_hd | battery_2 | 2044 | 4.3224 | 63.3101
geo_advanced_hd | battery_2 | 2046 | 2.4018 | 94.7845
geo_advanced_hd | battery_2 | 2048 | 1.1403 | 83.0101
geo_advanced_hd | battery_2 | 2050 | 1.6039 | 102.0408
geo_advanced_hd | battery_4 | 2012 | 0.001 | 26.5761
geo_advanced_hd | battery_4 | 2014 | 0.004 | 17.8322
geo_advanced_hd | battery_4 | 2016 | 0.04595 | 26.9063
geo_advanced_hd | battery_4 | 2018 | 0.0564 | 30.0469
geo_advanced_hd | battery_4 | 2020 | 0.1365 | 29.5786
geo_advanced_hd | battery_4 | 2022 | 1.3134 | 89.5857
geo_advanced_hd | battery_4 | 2024 | 0.45535 | 103.0841
geo_advanced_hd | battery_4 | 2026 | 10.6434 | 100.7152
geo_advanced_hd | battery_4 | 2028 | 5.6426 | 109.0218
geo_advanced_hd | battery_4 | 2030 | 11.2218 | 133.6382
geo_advanced_hd | battery_4 | 2032 | 4.0379 | 85.9572
geo_advanced_hd | battery_4 | 2034 | 4.1833 | 113.9618
geo_advanced_hd | battery_4 | 2036 | 6.0091 | 104.907
geo_advanced_hd | battery_4 | 2038 | 5.8197 | 119.7406
geo_advanced_hd | battery_4 | 2040 | 4.9321 | 84.3896
geo_advanced_hd | battery_4 | 2042 | 10.6656 | 52.1457
geo_advanced_hd | battery_4 | 2044 | 8.6288 | 63.3101
geo_advanced_hd | battery_4 | 2046 | 14.6463 | 94.7845
geo_advanced_hd | battery_4 | 2048 | 13.4326 | 83.0101
geo_advanced_hd | battery_4 | 2050 | 11.4095 | 102.0408
geo_advanced_hd | battery_6 | 2012 | 0 | 26.5761
geo_advanced_hd | battery_6 | 2014 | 0 | 17.8322
geo_advanced_hd | battery_6 | 2016 | 0 | 26.9063
geo_advanced_hd | battery_6 | 2018 | 0 | 30.0469
geo_advanced_hd | battery_6 | 2020 | 0 | 29.5786
geo_advanced_hd | battery_6 | 2022 | 0.024231 | 89.5857
geo_advanced_hd | battery_6 | 2024 | 0 | 103.0841
geo_advanced_hd | battery_6 | 2026 | 0.5628 | 100.7152
geo_advanced_hd | battery_6 | 2028 | 10.4195 | 109.0218
geo_advanced_hd | battery_6 | 2030 | 7.6161 | 133.6382
geo_advanced_hd | battery_6 | 2032 | 11.8554 | 85.9572
geo_advanced_hd | battery_6 | 2034 | 9.3422 | 113.9618
geo_advanced_hd | battery_6 | 2036 | 7.5391 | 104.907
geo_advanced_hd | battery_6 | 2038 | 7.2124 | 119.7406
geo_advanced_hd | battery_6 | 2040 | 7.6082 | 84.3896
geo_advanced_hd | battery_6 | 2042 | 1.6012 | 52.1457
geo_advanced_hd | battery_6 | 2044 | 3.2214 | 63.3101
geo_advanced_hd | battery_6 | 2046 | 4.617 | 94.7845
geo_advanced_hd | battery_6 | 2048 | 5.8802 | 83.0101
geo_advanced_hd | battery_6 | 2050 | 13.6637 | 102.0408
geo_advanced_hd | battery_8 | 2012 | 0 | 26.5761
geo_advanced_hd | battery_8 | 2014 | 0 | 17.8322
geo_advanced_hd | battery_8 | 2016 | 0 | 26.9063
geo_advanced_hd | battery_8 | 2018 | 0 | 30.0469
geo_advanced_hd | battery_8 | 2020 | 0 | 29.5786
geo_advanced_hd | battery_8 | 2022 | 0 | 89.5857
geo_advanced_hd | battery_8 | 2024 | 0 | 103.0841
geo_advanced_hd | battery_8 | 2026 | 0 | 100.7152
geo_advanced_hd | battery_8 | 2028 | 0 | 109.0218
geo_advanced_hd | battery_8 | 2030 | 2.054 | 133.6382
geo_advanced_hd | battery_8 | 2032 | 5.2189 | 85.9572
geo_advanced_hd | battery_8 | 2034 | 5.3183 | 113.9618
geo_advanced_hd | battery_8 | 2036 | 4.7539 | 104.907
geo_advanced_hd | battery_8 | 2038 | 5.8728 | 119.7406
geo_advanced_hd | battery_8 | 2040 | 6.7585 | 84.3896
geo_advanced_hd | battery_8 | 2042 | 0.39664 | 52.1457
geo_advanced_hd | battery_8 | 2044 | 0.79563 | 63.3101
geo_advanced_hd | battery_8 | 2046 | 0.76672 | 94.7845
geo_advanced_hd | battery_8 | 2048 | 0 | 83.0101
geo_advanced_hd | battery_8 | 2050 | 0 | 102.0408
geo_advanced_hd | battery_10 | 2012 | 0 | 26.5761
geo_advanced_hd | battery_10 | 2014 | 0 | 17.8322
geo_advanced_hd | battery_10 | 2016 | 0 | 26.9063
geo_advanced_hd | battery_10 | 2018 | 0 | 30.0469
geo_advanced_hd | battery_10 | 2020 | 0 | 29.5786
geo_advanced_hd | battery_10 | 2022 | 0 | 89.5857
geo_advanced_hd | battery_10 | 2024 | 0 | 103.0841
geo_advanced_hd | battery_10 | 2026 | 0 | 100.7152
geo_advanced_hd | battery_10 | 2028 | 0 | 109.0218
geo_advanced_hd | battery_10 | 2030 | 0 | 133.6382
geo_advanced_hd | battery_10 | 2032 | 0 | 85.9572
geo_advanced_hd | battery_10 | 2034 | 0 | 113.9618
geo_advanced_hd | battery_10 | 2036 | 0.40236 | 104.907
geo_advanced_hd | battery_10 | 2038 | 0 | 119.7406
geo_advanced_hd | battery_10 | 2040 | 0.1143 | 84.3896
geo_advanced_hd | battery_10 | 2042 | 0 | 52.1457
geo_advanced_hd | battery_10 | 2044 | 0 | 63.3101
geo_advanced_hd | battery_10 | 2046 | 0 | 94.7845
geo_advanced_hd | battery_10 | 2048 | 0 | 83.0101
geo_advanced_hd | battery_10 | 2050 | 0 | 102.0408
geo_advanced_hd | pumped-hydro | 2012 | 0.0335 | 26.5761
geo_advanced_hd | pumped-hydro | 2014 | 0.01 | 17.8322
geo_advanced_hd | pumped-hydro | 2016 | 0 | 26.9063
geo_advanced_hd | pumped-hydro | 2018 | 0 | 30.0469
geo_advanced_hd | pumped-hydro | 2020 | 0 | 29.5786
geo_advanced_hd | pumped-hydro | 2022 | 0 | 89.5857
geo_advanced_hd | pumped-hydro | 2024 | 0 | 103.0841
geo_advanced_hd | pumped-hydro | 2026 | 1.4079 | 100.7152
geo_advanced_hd | pumped-hydro | 2028 | 0 | 109.0218
geo_advanced_hd | pumped-hydro | 2030 | 0.74164 | 133.6382
geo_advanced_hd | pumped-hydro | 2032 | 1.1833 | 85.9572
geo_advanced_hd | pumped-hydro | 2034 | 0.71076 | 113.9618
geo_advanced_hd | pumped-hydro | 2036 | 0.65994 | 104.907
geo_advanced_hd | pumped-hydro | 2038 | 0.56417 | 119.7406
geo_advanced_hd | pumped-hydro | 2040 | 0 | 84.3896
geo_advanced_hd | pumped-hydro | 2042 | 0 | 52.1457
geo_advanced_hd | pumped-hydro | 2044 | 0 | 63.3101
geo_advanced_hd | pumped-hydro | 2046 | 0 | 94.7845
geo_advanced_hd | pumped-hydro | 2048 | 0 | 83.0101
geo_advanced_hd | pumped-hydro | 2050 | 0 | 102.0408
geo_advanced_hd | smr | 2012 | 0 | 26.5761
geo_advanced_hd | smr | 2014 | 0 | 17.8322
geo_advanced_hd | smr | 2016 | 0 | 26.9063
geo_advanced_hd | smr | 2018 | 0 | 30.0469
geo_advanced_hd | smr | 2020 | 0 | 29.5786
geo_advanced_hd | smr | 2022 | 0.0036497 | 89.5857
geo_advanced_hd | smr | 2024 | 0 | 103.0841
geo_advanced_hd | smr | 2026 | 0.0051202 | 100.7152
geo_advanced_hd | smr | 2028 | 0 | 109.0218
geo_advanced_hd | smr | 2030 | 0 | 133.6382
geo_advanced_hd | smr | 2032 | 0 | 85.9572
geo_advanced_hd | smr | 2034 | 0 | 113.9618
geo_advanced_hd | smr | 2036 | 0 | 104.907
geo_advanced_hd | smr | 2038 | 0 | 119.7406
geo_advanced_hd | smr | 2040 | 0 | 84.3896
geo_advanced_hd | smr | 2042 | 0 | 52.1457
geo_advanced_hd | smr | 2044 | 0 | 63.3101
geo_advanced_hd | smr | 2046 | 0 | 94.7845
geo_advanced_hd | smr | 2048 | 0 | 83.0101
geo_advanced_hd | smr | 2050 | 0 | 102.0408
geo_advanced_hd | electrolyzer | 2012 | 0 | 26.5761
geo_advanced_hd | electrolyzer | 2014 | 0 | 17.8322
geo_advanced_hd | electrolyzer | 2016 | 0 | 26.9063
geo_advanced_hd | electrolyzer | 2018 | 0 | 30.0469
geo_advanced_hd | electrolyzer | 2020 | 0 | 29.5786
geo_advanced_hd | electrolyzer | 2022 | 1.8904 | 89.5857
geo_advanced_hd | electrolyzer | 2024 | 0 | 103.0841
geo_advanced_hd | electrolyzer | 2026 | 0.43493 | 100.7152
geo_advanced_hd | electrolyzer | 2028 | 0.28335 | 109.0218
geo_advanced_hd | electrolyzer | 2030 | 4.2057 | 133.6382
geo_advanced_hd | electrolyzer | 2032 | 1.592 | 85.9572
geo_advanced_hd | electrolyzer | 2034 | 5.8333 | 113.9618
geo_advanced_hd | electrolyzer | 2036 | 4.5882 | 104.907
geo_advanced_hd | electrolyzer | 2038 | 10.4595 | 119.7406
geo_advanced_hd | electrolyzer | 2040 | 4.8644 | 84.3896
geo_advanced_hd | electrolyzer | 2042 | 0.085994 | 52.1457
geo_advanced_hd | electrolyzer | 2044 | 0 | 63.3101
geo_advanced_hd | electrolyzer | 2046 | 0 | 94.7845
geo_advanced_hd | electrolyzer | 2048 | 0 | 83.0101
geo_advanced_hd | electrolyzer | 2050 | 0 | 102.0408

## 6_Annual Retirements (GW)
scenario | tech | year | Capacity (GW) | Net Level Capacity (GW)
geo_advanced_hd | nuclear | 2012 | 0 | 10.6044
geo_advanced_hd | nuclear | 2014 | 2.0901 | 14.0765
geo_advanced_hd | nuclear | 2016 | 0.2414 | 20.9431
geo_advanced_hd | nuclear | 2018 | 0.30385 | 19.4899
geo_advanced_hd | nuclear | 2020 | 1.5474 | 15.568
geo_advanced_hd | nuclear | 2022 | 0.9024 | 13.9301
geo_advanced_hd | nuclear | 2024 | 0 | 43.6597
geo_advanced_hd | nuclear | 2026 | 0 | 6.9466
geo_advanced_hd | nuclear | 2028 | 0 | 12.5621
geo_advanced_hd | nuclear | 2030 | 1.12 | 12.8527
geo_advanced_hd | nuclear | 2032 | 0 | 4.1381
geo_advanced_hd | nuclear | 2034 | 2.1874 | 7.1385
geo_advanced_hd | nuclear | 2036 | 0 | 4.4383
geo_advanced_hd | nuclear | 2038 | 0.73205 | 12.4626
geo_advanced_hd | nuclear | 2040 | 0 | 16.8506
geo_advanced_hd | nuclear | 2042 | 0 | 29.2085
geo_advanced_hd | nuclear | 2044 | 0 | 32.541
geo_advanced_hd | nuclear | 2046 | 0 | 62.4166
geo_advanced_hd | nuclear | 2048 | 0 | 44.7882
geo_advanced_hd | nuclear | 2050 | 1.3546 | 55.3755
geo_advanced_hd | coal | 2012 | 6.6621 | 10.6044
geo_advanced_hd | coal | 2014 | 5.9469 | 14.0765
geo_advanced_hd | coal | 2016 | 12.4971 | 20.9431
geo_advanced_hd | coal | 2018 | 10.4291 | 19.4899
geo_advanced_hd | coal | 2020 | 8.7861 | 15.568
geo_advanced_hd | coal | 2022 | 9.1232 | 13.9301
geo_advanced_hd | coal | 2024 | 6.5996 | 43.6597
geo_advanced_hd | coal | 2026 | 4.8333 | 6.9466
geo_advanced_hd | coal | 2028 | 9.1456 | 12.5621
geo_advanced_hd | coal | 2030 | 6.645 | 12.8527
geo_advanced_hd | coal | 2032 | 1.0005 | 4.1381
geo_advanced_hd | coal | 2034 | 2.0903 | 7.1385
geo_advanced_hd | coal | 2036 | 0.69515 | 4.4383
geo_advanced_hd | coal | 2038 | 0.85355 | 12.4626
geo_advanced_hd | coal | 2040 | 1.4158 | 16.8506
geo_advanced_hd | coal | 2042 | 2.2902 | 29.2085
geo_advanced_hd | coal | 2044 | 4.8536 | 32.541
geo_advanced_hd | coal | 2046 | 7.4339 | 62.4166
geo_advanced_hd | coal | 2048 | 7.1605 | 44.7882
geo_advanced_hd | coal | 2050 | 6.7622 | 55.3755
geo_advanced_hd | gas-cc | 2012 | 0.03475 | 10.6044
geo_advanced_hd | gas-cc | 2014 | 0.72625 | 14.0765
geo_advanced_hd | gas-cc | 2016 | 0.40415 | 20.9431
geo_advanced_hd | gas-cc | 2018 | 0.7143 | 19.4899
geo_advanced_hd | gas-cc | 2020 | 0.473 | 15.568
geo_advanced_hd | gas-cc | 2022 | 0.30965 | 13.9301
geo_advanced_hd | gas-cc | 2024 | 2.1925 | 43.6597
geo_advanced_hd | gas-cc | 2026 | 0.07 | 6.9466
geo_advanced_hd | gas-cc | 2028 | 1.8275 | 12.5621
geo_advanced_hd | gas-cc | 2030 | 1.5857 | 12.8527
geo_advanced_hd | gas-cc | 2032 | 0.75205 | 4.1381
geo_advanced_hd | gas-cc | 2034 | 0.1085 | 7.1385
geo_advanced_hd | gas-cc | 2036 | 0.53105 | 4.4383
geo_advanced_hd | gas-cc | 2038 | 0.0365 | 12.4626
geo_advanced_hd | gas-cc | 2040 | 0.8127 | 16.8506
geo_advanced_hd | gas-cc | 2042 | 0.93735 | 29.2085
geo_advanced_hd | gas-cc | 2044 | 1.0075 | 32.541
geo_advanced_hd | gas-cc | 2046 | 8.4457 | 62.4166
geo_advanced_hd | gas-cc | 2048 | 1.6675 | 44.7882
geo_advanced_hd | gas-cc | 2050 | 3.0776 | 55.3755
geo_advanced_hd | gas-ct | 2012 | 0.6654 | 10.6044
geo_advanced_hd | gas-ct | 2014 | 0.543 | 14.0765
geo_advanced_hd | gas-ct | 2016 | 2.0336 | 20.9431
geo_advanced_hd | gas-ct | 2018 | 0.6648 | 19.4899
geo_advanced_hd | gas-ct | 2020 | 0.90765 | 15.568
geo_advanced_hd | gas-ct | 2022 | 0.4607 | 13.9301
geo_advanced_hd | gas-ct | 2024 | 9.8927 | 43.6597
geo_advanced_hd | gas-ct | 2026 | 1.133 | 6.9466
geo_advanced_hd | gas-ct | 2028 | 1.0088 | 12.5621
geo_advanced_hd | gas-ct | 2030 | 0.9083 | 12.8527
geo_advanced_hd | gas-ct | 2032 | 0.3825 | 4.1381
geo_advanced_hd | gas-ct | 2034 | 0.2456 | 7.1385
geo_advanced_hd | gas-ct | 2036 | 0.65865 | 4.4383
geo_advanced_hd | gas-ct | 2038 | 0.08015 | 12.4626
geo_advanced_hd | gas-ct | 2040 | 0.30044 | 16.8506
geo_advanced_hd | gas-ct | 2042 | 0.35755 | 29.2085
geo_advanced_hd | gas-ct | 2044 | 0.9321 | 32.541
geo_advanced_hd | gas-ct | 2046 | 9.1813 | 62.4166
geo_advanced_hd | gas-ct | 2048 | 1.1107 | 44.7882
geo_advanced_hd | gas-ct | 2050 | 1.8764 | 55.3755
geo_advanced_hd | o-g-s | 2012 | 3.9997 | 10.6044
geo_advanced_hd | o-g-s | 2014 | 4.7519 | 14.0765
geo_advanced_hd | o-g-s | 2016 | 6.1349 | 20.9431
geo_advanced_hd | o-g-s | 2018 | 7.3718 | 19.4899
geo_advanced_hd | o-g-s | 2020 | 3.291 | 15.568
geo_advanced_hd | o-g-s | 2022 | 2.4244 | 13.9301
geo_advanced_hd | o-g-s | 2024 | 24.9291 | 43.6597
geo_advanced_hd | o-g-s | 2026 | 1.3016 | 6.9466
geo_advanced_hd | o-g-s | 2028 | 0.82724 | 12.5621
geo_advanced_hd | o-g-s | 2030 | 2.1041 | 12.8527
geo_advanced_hd | o-g-s | 2032 | 0.38765 | 4.1381
geo_advanced_hd | o-g-s | 2034 | 0.70285 | 7.1385
geo_advanced_hd | o-g-s | 2036 | 0.37962 | 4.4383
geo_advanced_hd | o-g-s | 2038 | 0.71425 | 12.4626
geo_advanced_hd | o-g-s | 2040 | 0.51413 | 16.8506
geo_advanced_hd | o-g-s | 2042 | 0.72435 | 29.2085
geo_advanced_hd | o-g-s | 2044 | 0.9554 | 32.541
geo_advanced_hd | o-g-s | 2046 | 0.98146 | 62.4166
geo_advanced_hd | o-g-s | 2048 | 1.6917 | 44.7882
geo_advanced_hd | o-g-s | 2050 | 2.5443 | 55.3755
geo_advanced_hd | geothermal | 2012 | 0 | 10.6044
geo_advanced_hd | geothermal | 2014 | 0 | 14.0765
geo_advanced_hd | geothermal | 2016 | 0 | 20.9431
geo_advanced_hd | geothermal | 2018 | 0 | 19.4899
geo_advanced_hd | geothermal | 2020 | 0 | 15.568
geo_advanced_hd | geothermal | 2022 | 0 | 13.9301
geo_advanced_hd | geothermal | 2024 | 0 | 43.6597
geo_advanced_hd | geothermal | 2026 | 0 | 6.9466
geo_advanced_hd | geothermal | 2028 | 0 | 12.5621
geo_advanced_hd | geothermal | 2030 | 0 | 12.8527
geo_advanced_hd | geothermal | 2032 | 0 | 4.1381
geo_advanced_hd | geothermal | 2034 | 0 | 7.1385
geo_advanced_hd | geothermal | 2036 | 0 | 4.4383
geo_advanced_hd | geothermal | 2038 | 0 | 12.4626
geo_advanced_hd | geothermal | 2040 | 0.098105 | 16.8506
geo_advanced_hd | geothermal | 2042 | 0.0675 | 29.2085
geo_advanced_hd | geothermal | 2044 | 0.0427 | 32.541
geo_advanced_hd | geothermal | 2046 | 0.025 | 62.4166
geo_advanced_hd | geothermal | 2048 | 0.03015 | 44.7882
geo_advanced_hd | geothermal | 2050 | 0.60158 | 55.3755
geo_advanced_hd | biopower | 2012 | 0.0725 | 10.6044
geo_advanced_hd | biopower | 2014 | 0.01635 | 14.0765
geo_advanced_hd | biopower | 2016 | 0.11075 | 20.9431
geo_advanced_hd | biopower | 2018 | 0.0591 | 19.4899
geo_advanced_hd | biopower | 2020 | 0.16595 | 15.568
geo_advanced_hd | biopower | 2022 | 0.0715 | 13.9301
geo_advanced_hd | biopower | 2024 | 0.008 | 43.6597
geo_advanced_hd | biopower | 2026 | 0 | 6.9466
geo_advanced_hd | biopower | 2028 | 0.12945 | 12.5621
geo_advanced_hd | biopower | 2030 | 0.1181 | 12.8527
geo_advanced_hd | biopower | 2032 | 0.1469 | 4.1381
geo_advanced_hd | biopower | 2034 | 0.18965 | 7.1385
geo_advanced_hd | biopower | 2036 | 0.103 | 4.4383
geo_advanced_hd | biopower | 2038 | 0.07005 | 12.4626
geo_advanced_hd | biopower | 2040 | 0.0175 | 16.8506
geo_advanced_hd | biopower | 2042 | 0.04145 | 29.2085
geo_advanced_hd | biopower | 2044 | 0.0425 | 32.541
geo_advanced_hd | biopower | 2046 | 0.0025 | 62.4166
geo_advanced_hd | biopower | 2048 | 0.0165 | 44.7882
geo_advanced_hd | biopower | 2050 | 0.00215 | 55.3755
geo_advanced_hd | lfill-gas | 2012 | 0.03035 | 10.6044
geo_advanced_hd | lfill-gas | 2014 | 0.0504 | 14.0765
geo_advanced_hd | lfill-gas | 2016 | 0.0922 | 20.9431
geo_advanced_hd | lfill-gas | 2018 | 0.04505 | 19.4899
geo_advanced_hd | lfill-gas | 2020 | 0.0948 | 15.568
geo_advanced_hd | lfill-gas | 2022 | 0.00395 | 13.9301
geo_advanced_hd | lfill-gas | 2024 | 0 | 43.6597
geo_advanced_hd | lfill-gas | 2026 | 0 | 6.9466
geo_advanced_hd | lfill-gas | 2028 | 0.018 | 12.5621
geo_advanced_hd | lfill-gas | 2030 | 0 | 12.8527
geo_advanced_hd | lfill-gas | 2032 | 0 | 4.1381
geo_advanced_hd | lfill-gas | 2034 | 0 | 7.1385
geo_advanced_hd | lfill-gas | 2036 | 0 | 4.4383
geo_advanced_hd | lfill-gas | 2038 | 0 | 12.4626
geo_advanced_hd | lfill-gas | 2040 | 0 | 16.8506
geo_advanced_hd | lfill-gas | 2042 | 0 | 29.2085
geo_advanced_hd | lfill-gas | 2044 | 0 | 32.541
geo_advanced_hd | lfill-gas | 2046 | 0 | 62.4166
geo_advanced_hd | lfill-gas | 2048 | 0 | 44.7882
geo_advanced_hd | lfill-gas | 2050 | 0 | 55.3755
geo_advanced_hd | wind-ons | 2012 | 0.0185 | 10.6044
geo_advanced_hd | wind-ons | 2014 | 0.01225 | 14.0765
geo_advanced_hd | wind-ons | 2016 | 0.29195 | 20.9431
geo_advanced_hd | wind-ons | 2018 | 0.054475 | 19.4899
geo_advanced_hd | wind-ons | 2020 | 0.09905 | 15.568
geo_advanced_hd | wind-ons | 2022 | 0.1284 | 13.9301
geo_advanced_hd | wind-ons | 2024 | 0.00535 | 43.6597
geo_advanced_hd | wind-ons | 2026 | 0.03 | 6.9466
geo_advanced_hd | wind-ons | 2028 | 0.0094 | 12.5621
geo_advanced_hd | wind-ons | 2030 | 0.376 | 12.8527
geo_advanced_hd | wind-ons | 2032 | 1.0314 | 4.1381
geo_advanced_hd | wind-ons | 2034 | 1.146 | 7.1385
geo_advanced_hd | wind-ons | 2036 | 1.2576 | 4.4383
geo_advanced_hd | wind-ons | 2038 | 3.9312 | 12.4626
geo_advanced_hd | wind-ons | 2040 | 11.4731 | 16.8506
geo_advanced_hd | wind-ons | 2042 | 9.9098 | 29.2085
geo_advanced_hd | wind-ons | 2044 | 2.8817 | 32.541
geo_advanced_hd | wind-ons | 2046 | 8.4669 | 62.4166
geo_advanced_hd | wind-ons | 2048 | 6.4669 | 44.7882
geo_advanced_hd | wind-ons | 2050 | 11.8347 | 55.3755
geo_advanced_hd | wind-ofs | 2012 | 0 | 10.6044
geo_advanced_hd | wind-ofs | 2014 | 0 | 14.0765
geo_advanced_hd | wind-ofs | 2016 | 0 | 20.9431
geo_advanced_hd | wind-ofs | 2018 | 0 | 19.4899
geo_advanced_hd | wind-ofs | 2020 | 0 | 15.568
geo_advanced_hd | wind-ofs | 2022 | 0 | 13.9301
geo_advanced_hd | wind-ofs | 2024 | 0 | 43.6597
geo_advanced_hd | wind-ofs | 2026 | 0 | 6.9466
geo_advanced_hd | wind-ofs | 2028 | 0 | 12.5621
geo_advanced_hd | wind-ofs | 2030 | 0 | 12.8527
geo_advanced_hd | wind-ofs | 2032 | 0 | 4.1381
geo_advanced_hd | wind-ofs | 2034 | 0 | 7.1385
geo_advanced_hd | wind-ofs | 2036 | 0 | 4.4383
geo_advanced_hd | wind-ofs | 2038 | 0 | 12.4626
geo_advanced_hd | wind-ofs | 2040 | 0 | 16.8506
geo_advanced_hd | wind-ofs | 2042 | 0 | 29.2085
geo_advanced_hd | wind-ofs | 2044 | 0 | 32.541
geo_advanced_hd | wind-ofs | 2046 | 0.01465 | 62.4166
geo_advanced_hd | wind-ofs | 2048 | 0 | 44.7882
geo_advanced_hd | wind-ofs | 2050 | 0.00635 | 55.3755
geo_advanced_hd | csp | 2012 | 0 | 10.6044
geo_advanced_hd | csp | 2014 | 0 | 14.0765
geo_advanced_hd | csp | 2016 | 0 | 20.9431
geo_advanced_hd | csp | 2018 | 0 | 19.4899
geo_advanced_hd | csp | 2020 | 0 | 15.568
geo_advanced_hd | csp | 2022 | 0 | 13.9301
geo_advanced_hd | csp | 2024 | 0 | 43.6597
geo_advanced_hd | csp | 2026 | 0 | 6.9466
geo_advanced_hd | csp | 2028 | 0 | 12.5621
geo_advanced_hd | csp | 2030 | 0 | 12.8527
geo_advanced_hd | csp | 2032 | 0 | 4.1381
geo_advanced_hd | csp | 2034 | 0 | 7.1385
geo_advanced_hd | csp | 2036 | 0 | 4.4383
geo_advanced_hd | csp | 2038 | 0 | 12.4626
geo_advanced_hd | csp | 2040 | 0 | 16.8506
geo_advanced_hd | csp | 2042 | 0 | 29.2085
geo_advanced_hd | csp | 2044 | 0.6067 | 32.541
geo_advanced_hd | csp | 2046 | 0.055 | 62.4166
geo_advanced_hd | csp | 2048 | 0 | 44.7882
geo_advanced_hd | csp | 2050 | 0 | 55.3755
geo_advanced_hd | upv | 2012 | 0 | 10.6044
geo_advanced_hd | upv | 2014 | 0 | 14.0765
geo_advanced_hd | upv | 2016 | 0 | 20.9431
geo_advanced_hd | upv | 2018 | 0 | 19.4899
geo_advanced_hd | upv | 2020 | 0 | 15.568
geo_advanced_hd | upv | 2022 | 0 | 13.9301
geo_advanced_hd | upv | 2024 | 0 | 43.6597
geo_advanced_hd | upv | 2026 | 0 | 6.9466
geo_advanced_hd | upv | 2028 | 0 | 12.5621
geo_advanced_hd | upv | 2030 | 0 | 12.8527
geo_advanced_hd | upv | 2032 | 0 | 4.1381
geo_advanced_hd | upv | 2034 | 0 | 7.1385
geo_advanced_hd | upv | 2036 | 0 | 4.4383
geo_advanced_hd | upv | 2038 | 0 | 12.4626
geo_advanced_hd | upv | 2040 | 0.0743 | 16.8506
geo_advanced_hd | upv | 2042 | 0.89845 | 29.2085
geo_advanced_hd | upv | 2044 | 2.5126 | 32.541
geo_advanced_hd | upv | 2046 | 4.7584 | 62.4166
geo_advanced_hd | upv | 2048 | 4.11 | 44.7882
geo_advanced_hd | upv | 2050 | 7.0028 | 55.3755
geo_advanced_hd | dupv | 2012 | 0 | 10.6044
geo_advanced_hd | dupv | 2014 | 0 | 14.0765
geo_advanced_hd | dupv | 2016 | 0 | 20.9431
geo_advanced_hd | dupv | 2018 | 0 | 19.4899
geo_advanced_hd | dupv | 2020 | 0 | 15.568
geo_advanced_hd | dupv | 2022 | 0 | 13.9301
geo_advanced_hd | dupv | 2024 | 0 | 43.6597
geo_advanced_hd | dupv | 2026 | 0 | 6.9466
geo_advanced_hd | dupv | 2028 | 0 | 12.5621
geo_advanced_hd | dupv | 2030 | 0 | 12.8527
geo_advanced_hd | dupv | 2032 | 0 | 4.1381
geo_advanced_hd | dupv | 2034 | 0 | 7.1385
geo_advanced_hd | dupv | 2036 | 0 | 4.4383
geo_advanced_hd | dupv | 2038 | 0 | 12.4626
geo_advanced_hd | dupv | 2040 | 0.0295 | 16.8506
geo_advanced_hd | dupv | 2042 | 0.25145 | 29.2085
geo_advanced_hd | dupv | 2044 | 0.44975 | 32.541
geo_advanced_hd | dupv | 2046 | 0.56363 | 62.4166
geo_advanced_hd | dupv | 2048 | 0.71455 | 44.7882
geo_advanced_hd | dupv | 2050 | 0.6629 | 55.3755
geo_advanced_hd | pvb | 2012 | 0 | 10.6044
geo_advanced_hd | pvb | 2014 | 1.82e-05 | 14.0765
geo_advanced_hd | pvb | 2016 | 0.00023881 | 20.9431
geo_advanced_hd | pvb | 2018 | 0.0031193 | 19.4899
geo_advanced_hd | pvb | 2020 | 0.0044809 | 15.568
geo_advanced_hd | pvb | 2022 | 0.0071988 | 13.9301
geo_advanced_hd | pvb | 2024 | 0.059314 | 43.6597
geo_advanced_hd | pvb | 2026 | 0.089309 | 6.9466
geo_advanced_hd | pvb | 2028 | 0.091493 | 12.5621
geo_advanced_hd | pvb | 2030 | 0.098472 | 12.8527
geo_advanced_hd | pvb | 2032 | 0.23543 | 4.1381
geo_advanced_hd | pvb | 2034 | 0.30132 | 7.1385
geo_advanced_hd | pvb | 2036 | 0.42119 | 4.4383
geo_advanced_hd | pvb | 2038 | 0.47873 | 12.4626
geo_advanced_hd | pvb | 2040 | 0.54628 | 16.8506
geo_advanced_hd | pvb | 2042 | 0.54446 | 29.2085
geo_advanced_hd | pvb | 2044 | 0.5498 | 32.541
geo_advanced_hd | pvb | 2046 | 0.69507 | 62.4166
geo_advanced_hd | pvb | 2048 | 0.60227 | 44.7882
geo_advanced_hd | pvb | 2050 | 0.6748 | 55.3755
geo_advanced_hd | battery_2 | 2012 | 0 | 10.6044
geo_advanced_hd | battery_2 | 2014 | 0 | 14.0765
geo_advanced_hd | battery_2 | 2016 | 0 | 20.9431
geo_advanced_hd | battery_2 | 2018 | 0 | 19.4899
geo_advanced_hd | battery_2 | 2020 | 0 | 15.568
geo_advanced_hd | battery_2 | 2022 | 0 | 13.9301
geo_advanced_hd | battery_2 | 2024 | 0.003 | 43.6597
geo_advanced_hd | battery_2 | 2026 | 0.0065 | 6.9466
geo_advanced_hd | battery_2 | 2028 | 0.0274 | 12.5621
geo_advanced_hd | battery_2 | 2030 | 0.02795 | 12.8527
geo_advanced_hd | battery_2 | 2032 | 0.112 | 4.1381
geo_advanced_hd | battery_2 | 2034 | 0.0732 | 7.1385
geo_advanced_hd | battery_2 | 2036 | 0.13135 | 4.4383
geo_advanced_hd | battery_2 | 2038 | 4.1701 | 12.4626
geo_advanced_hd | battery_2 | 2040 | 1.0694 | 16.8506
geo_advanced_hd | battery_2 | 2042 | 1.9799 | 29.2085
geo_advanced_hd | battery_2 | 2044 | 1.6447 | 32.541
geo_advanced_hd | battery_2 | 2046 | 0.9012 | 62.4166
geo_advanced_hd | battery_2 | 2048 | 0.10527 | 44.7882
geo_advanced_hd | battery_2 | 2050 | 0.13142 | 55.3755
geo_advanced_hd | battery_4 | 2012 | 0 | 10.6044
geo_advanced_hd | battery_4 | 2014 | 0 | 14.0765
geo_advanced_hd | battery_4 | 2016 | 0 | 20.9431
geo_advanced_hd | battery_4 | 2018 | 0 | 19.4899
geo_advanced_hd | battery_4 | 2020 | 0 | 15.568
geo_advanced_hd | battery_4 | 2022 | 0 | 13.9301
geo_advanced_hd | battery_4 | 2024 | 0 | 43.6597
geo_advanced_hd | battery_4 | 2026 | 0 | 6.9466
geo_advanced_hd | battery_4 | 2028 | 0.001 | 12.5621
geo_advanced_hd | battery_4 | 2030 | 0.004 | 12.8527
geo_advanced_hd | battery_4 | 2032 | 0.04595 | 4.1381
geo_advanced_hd | battery_4 | 2034 | 0.0564 | 7.1385
geo_advanced_hd | battery_4 | 2036 | 0.1365 | 4.4383
geo_advanced_hd | battery_4 | 2038 | 1.3134 | 12.4626
geo_advanced_hd | battery_4 | 2040 | 0.45535 | 16.8506
geo_advanced_hd | battery_4 | 2042 | 10.6434 | 29.2085
geo_advanced_hd | battery_4 | 2044 | 5.6426 | 32.541
geo_advanced_hd | battery_4 | 2046 | 11.2218 | 62.4166
geo_advanced_hd | battery_4 | 2048 | 4.0379 | 44.7882
geo_advanced_hd | battery_4 | 2050 | 4.1833 | 55.3755
geo_advanced_hd | battery_6 | 2012 | 0 | 10.6044
geo_advanced_hd | battery_6 | 2014 | 0 | 14.0765
geo_advanced_hd | battery_6 | 2016 | 0 | 20.9431
geo_advanced_hd | battery_6 | 2018 | 0 | 19.4899
geo_advanced_hd | battery_6 | 2020 | 0 | 15.568
geo_advanced_hd | battery_6 | 2022 | 0 | 13.9301
geo_advanced_hd | battery_6 | 2024 | 0 | 43.6597
geo_advanced_hd | battery_6 | 2026 | 0 | 6.9466
geo_advanced_hd | battery_6 | 2028 | 0 | 12.5621
geo_advanced_hd | battery_6 | 2030 | 0 | 12.8527
geo_advanced_hd | battery_6 | 2032 | 0 | 4.1381
geo_advanced_hd | battery_6 | 2034 | 0 | 7.1385
geo_advanced_hd | battery_6 | 2036 | 0 | 4.4383
geo_advanced_hd | battery_6 | 2038 | 0.024231 | 12.4626
geo_advanced_hd | battery_6 | 2040 | 0 | 16.8506
geo_advanced_hd | battery_6 | 2042 | 0.5628 | 29.2085
geo_advanced_hd | battery_6 | 2044 | 10.4195 | 32.541
geo_advanced_hd | battery_6 | 2046 | 7.6161 | 62.4166
geo_advanced_hd | battery_6 | 2048 | 11.8554 | 44.7882
geo_advanced_hd | battery_6 | 2050 | 9.3422 | 55.3755
geo_advanced_hd | battery_8 | 2012 | 0 | 10.6044
geo_advanced_hd | battery_8 | 2014 | 0 | 14.0765
geo_advanced_hd | battery_8 | 2016 | 0 | 20.9431
geo_advanced_hd | battery_8 | 2018 | 0 | 19.4899
geo_advanced_hd | battery_8 | 2020 | 0 | 15.568
geo_advanced_hd | battery_8 | 2022 | 0 | 13.9301
geo_advanced_hd | battery_8 | 2024 | 0 | 43.6597
geo_advanced_hd | battery_8 | 2026 | 0 | 6.9466
geo_advanced_hd | battery_8 | 2028 | 0 | 12.5621
geo_advanced_hd | battery_8 | 2030 | 0 | 12.8527
geo_advanced_hd | battery_8 | 2032 | 0 | 4.1381
geo_advanced_hd | battery_8 | 2034 | 0 | 7.1385
geo_advanced_hd | battery_8 | 2036 | 0 | 4.4383
geo_advanced_hd | battery_8 | 2038 | 0 | 12.4626
geo_advanced_hd | battery_8 | 2040 | 0 | 16.8506
geo_advanced_hd | battery_8 | 2042 | 0 | 29.2085
geo_advanced_hd | battery_8 | 2044 | 0 | 32.541
geo_advanced_hd | battery_8 | 2046 | 2.054 | 62.4166
geo_advanced_hd | battery_8 | 2048 | 5.2189 | 44.7882
geo_advanced_hd | battery_8 | 2050 | 5.3183 | 55.3755
geo_advanced_hd | pumped-hydro | 2012 | 0 | 10.6044
geo_advanced_hd | pumped-hydro | 2014 | 0 | 14.0765
geo_advanced_hd | pumped-hydro | 2016 | 0.0015 | 20.9431
geo_advanced_hd | pumped-hydro | 2018 | 0 | 19.4899
geo_advanced_hd | pumped-hydro | 2020 | 0 | 15.568
geo_advanced_hd | pumped-hydro | 2022 | 0 | 13.9301
geo_advanced_hd | pumped-hydro | 2024 | 0 | 43.6597
geo_advanced_hd | pumped-hydro | 2026 | 0 | 6.9466
geo_advanced_hd | pumped-hydro | 2028 | 0.0137 | 12.5621
geo_advanced_hd | pumped-hydro | 2030 | 0.001 | 12.8527
geo_advanced_hd | pumped-hydro | 2032 | 0 | 4.1381
geo_advanced_hd | pumped-hydro | 2034 | 0 | 7.1385
geo_advanced_hd | pumped-hydro | 2036 | 0 | 4.4383
geo_advanced_hd | pumped-hydro | 2038 | 0 | 12.4626
geo_advanced_hd | pumped-hydro | 2040 | 0 | 16.8506
geo_advanced_hd | pumped-hydro | 2042 | 0 | 29.2085
geo_advanced_hd | pumped-hydro | 2044 | 0 | 32.541
geo_advanced_hd | pumped-hydro | 2046 | 0 | 62.4166
geo_advanced_hd | pumped-hydro | 2048 | 0 | 44.7882
geo_advanced_hd | pumped-hydro | 2050 | 0 | 55.3755
geo_advanced_hd | Canada | 2012 | -0.87891 | 10.6044
geo_advanced_hd | Canada | 2014 | -0.060666 | 14.0765
geo_advanced_hd | Canada | 2016 | -0.86474 | 20.9431
geo_advanced_hd | Canada | 2018 | -0.15575 | 19.4899
geo_advanced_hd | Canada | 2020 | 0.19862 | 15.568
geo_advanced_hd | Canada | 2022 | 0.49871 | 13.9301
geo_advanced_hd | Canada | 2024 | -0.029749 | 43.6597
geo_advanced_hd | Canada | 2026 | -0.51712 | 6.9466
geo_advanced_hd | Canada | 2028 | -0.53745 | 12.5621
geo_advanced_hd | Canada | 2030 | -0.13597 | 12.8527
geo_advanced_hd | Canada | 2032 | 0.043728 | 4.1381
geo_advanced_hd | Canada | 2034 | 0.03722 | 7.1385
geo_advanced_hd | Canada | 2036 | 0.12419 | 4.4383
geo_advanced_hd | Canada | 2038 | 0.058425 | 12.4626
geo_advanced_hd | Canada | 2040 | 0.043991 | 16.8506
geo_advanced_hd | Canada | 2042 | 0 | 29.2085
geo_advanced_hd | Canada | 2044 | 0 | 32.541
geo_advanced_hd | Canada | 2046 | 0 | 62.4166
geo_advanced_hd | Canada | 2048 | 0 | 44.7882
geo_advanced_hd | Canada | 2050 | 0 | 55.3755

## 7_Final Gen by timeslice (GW)
scenario | tech | timeslice | Generation (GW) | Net Level Generation (GW)
geo_advanced_hd | nuclear | h01 (Summer 10pm-6am) | 83.5739 | 683.5254
geo_advanced_hd | nuclear | h02 (Summer 6am-1pm) | 83.5739 | 991.3619
geo_advanced_hd | nuclear | h03 (Summer 1pm-5pm) | 83.5739 | 1242.8207
geo_advanced_hd | nuclear | h04 (Summer 5pm-10pm) | 83.5739 | 1029.1645
geo_advanced_hd | nuclear | h05 (Fall 10pm-6am) | 76.8707 | 621.2617
geo_advanced_hd | nuclear | h06 (Fall 6am-1pm) | 76.785 | 866.9855
geo_advanced_hd | nuclear | h07 (Fall 1pm-5pm) | 76.8707 | 1056.2591
geo_advanced_hd | nuclear | h08 (Fall 5pm-10pm) | 76.8707 | 902.2813
geo_advanced_hd | nuclear | h09 (Winter 10pm-6am) | 78.7087 | 692.2376
geo_advanced_hd | nuclear | h10 (Winter 6am-1pm) | 78.7087 | 873.8504
geo_advanced_hd | nuclear | h11 (Winter 1pm-5pm) | 78.7087 | 996.9802
geo_advanced_hd | nuclear | h12 (Winter 5pm-10pm) | 78.7087 | 935.7321
geo_advanced_hd | nuclear | h13 (Spring 10pm-6am) | 74.585 | 644.3138
geo_advanced_hd | nuclear | h14 (Spring 6am-1pm) | 74.4413 | 864.6039
geo_advanced_hd | nuclear | h15 (Spring 1pm-5pm) | 74.5197 | 1032.2844
geo_advanced_hd | nuclear | h16 (Spring 5pm-10pm) | 74.585 | 899.6323
geo_advanced_hd | nuclear | h17 (Summer Peak) | 83.5739 | 1463.5968
geo_advanced_hd | coal | h01 (Summer 10pm-6am) | 18.3197 | 683.5254
geo_advanced_hd | coal | h02 (Summer 6am-1pm) | 20.5274 | 991.3619
geo_advanced_hd | coal | h03 (Summer 1pm-5pm) | 25.4287 | 1242.8207
geo_advanced_hd | coal | h04 (Summer 5pm-10pm) | 25.4287 | 1029.1645
geo_advanced_hd | coal | h05 (Fall 10pm-6am) | 11.4659 | 621.2617
geo_advanced_hd | coal | h06 (Fall 6am-1pm) | 11.4659 | 866.9855
geo_advanced_hd | coal | h07 (Fall 1pm-5pm) | 16.6085 | 1056.2591
geo_advanced_hd | coal | h08 (Fall 5pm-10pm) | 16.6085 | 902.2813
geo_advanced_hd | coal | h09 (Winter 10pm-6am) | 20.7651 | 692.2376
geo_advanced_hd | coal | h10 (Winter 6am-1pm) | 20.8274 | 873.8504
geo_advanced_hd | coal | h11 (Winter 1pm-5pm) | 31.6549 | 996.9802
geo_advanced_hd | coal | h12 (Winter 5pm-10pm) | 31.6549 | 935.7321
geo_advanced_hd | coal | h13 (Spring 10pm-6am) | 1.33 | 644.3138
geo_advanced_hd | coal | h14 (Spring 6am-1pm) | 1.2181 | 864.6039
geo_advanced_hd | coal | h15 (Spring 1pm-5pm) | 2.7017 | 1032.2844
geo_advanced_hd | coal | h16 (Spring 5pm-10pm) | 2.8177 | 899.6323
geo_advanced_hd | coal | h17 (Summer Peak) | 25.4287 | 1463.5968
geo_advanced_hd | gas-cc | h01 (Summer 10pm-6am) | 144.1628 | 683.5254
geo_advanced_hd | gas-cc | h02 (Summer 6am-1pm) | 143.8768 | 991.3619
geo_advanced_hd | gas-cc | h03 (Summer 1pm-5pm) | 156.8215 | 1242.8207
geo_advanced_hd | gas-cc | h04 (Summer 5pm-10pm) | 156.7046 | 1029.1645
geo_advanced_hd | gas-cc | h05 (Fall 10pm-6am) | 117.5944 | 621.2617
geo_advanced_hd | gas-cc | h06 (Fall 6am-1pm) | 112.9687 | 866.9855
geo_advanced_hd | gas-cc | h07 (Fall 1pm-5pm) | 132.0651 | 1056.2591
geo_advanced_hd | gas-cc | h08 (Fall 5pm-10pm) | 131.7081 | 902.2813
geo_advanced_hd | gas-cc | h09 (Winter 10pm-6am) | 139.5784 | 692.2376
geo_advanced_hd | gas-cc | h10 (Winter 6am-1pm) | 135.3357 | 873.8504
geo_advanced_hd | gas-cc | h11 (Winter 1pm-5pm) | 155.2832 | 996.9802
geo_advanced_hd | gas-cc | h12 (Winter 5pm-10pm) | 155.2832 | 935.7321
geo_advanced_hd | gas-cc | h13 (Spring 10pm-6am) | 68.8889 | 644.3138
geo_advanced_hd | gas-cc | h14 (Spring 6am-1pm) | 60.6659 | 864.6039
geo_advanced_hd | gas-cc | h15 (Spring 1pm-5pm) | 69.3945 | 1032.2844
geo_advanced_hd | gas-cc | h16 (Spring 5pm-10pm) | 84.0451 | 899.6323
geo_advanced_hd | gas-cc | h17 (Summer Peak) | 156.6934 | 1463.5968
geo_advanced_hd | gas-cc-ccs_mod_upgrade | h01 (Summer 10pm-6am) | 0.39377 | 683.5254
geo_advanced_hd | gas-cc-ccs_mod_upgrade | h02 (Summer 6am-1pm) | 0.39377 | 991.3619
geo_advanced_hd | gas-cc-ccs_mod_upgrade | h03 (Summer 1pm-5pm) | 0.59404 | 1242.8207
geo_advanced_hd | gas-cc-ccs_mod_upgrade | h04 (Summer 5pm-10pm) | 0.59404 | 1029.1645
geo_advanced_hd | gas-cc-ccs_mod_upgrade | h05 (Fall 10pm-6am) | 0.20123 | 621.2617
geo_advanced_hd | gas-cc-ccs_mod_upgrade | h06 (Fall 6am-1pm) | 0.20123 | 866.9855
geo_advanced_hd | gas-cc-ccs_mod_upgrade | h07 (Fall 1pm-5pm) | 0.23483 | 1056.2591
geo_advanced_hd | gas-cc-ccs_mod_upgrade | h08 (Fall 5pm-10pm) | 0.23483 | 902.2813
geo_advanced_hd | gas-cc-ccs_mod_upgrade | h09 (Winter 10pm-6am) | 0.34955 | 692.2376
geo_advanced_hd | gas-cc-ccs_mod_upgrade | h10 (Winter 6am-1pm) | 0.34955 | 873.8504
geo_advanced_hd | gas-cc-ccs_mod_upgrade | h11 (Winter 1pm-5pm) | 0.51841 | 996.9802
geo_advanced_hd | gas-cc-ccs_mod_upgrade | h12 (Winter 5pm-10pm) | 0.51841 | 935.7321
geo_advanced_hd | gas-cc-ccs_mod_upgrade | h13 (Spring 10pm-6am) | 0 | 644.3138
geo_advanced_hd | gas-cc-ccs_mod_upgrade | h14 (Spring 6am-1pm) | 0 | 864.6039
geo_advanced_hd | gas-cc-ccs_mod_upgrade | h15 (Spring 1pm-5pm) | 0 | 1032.2844
geo_advanced_hd | gas-cc-ccs_mod_upgrade | h16 (Spring 5pm-10pm) | 0 | 899.6323
geo_advanced_hd | gas-cc-ccs_mod_upgrade | h17 (Summer Peak) | 0.59404 | 1463.5968
geo_advanced_hd | gas-ct | h01 (Summer 10pm-6am) | 34.9959 | 683.5254
geo_advanced_hd | gas-ct | h02 (Summer 6am-1pm) | 34.1364 | 991.3619
geo_advanced_hd | gas-ct | h03 (Summer 1pm-5pm) | 79.9093 | 1242.8207
geo_advanced_hd | gas-ct | h04 (Summer 5pm-10pm) | 79.9093 | 1029.1645
geo_advanced_hd | gas-ct | h05 (Fall 10pm-6am) | 28.4167 | 621.2617
geo_advanced_hd | gas-ct | h06 (Fall 6am-1pm) | 18.4309 | 866.9855
geo_advanced_hd | gas-ct | h07 (Fall 1pm-5pm) | 43.8831 | 1056.2591
geo_advanced_hd | gas-ct | h08 (Fall 5pm-10pm) | 43.8585 | 902.2813
geo_advanced_hd | gas-ct | h09 (Winter 10pm-6am) | 14.5951 | 692.2376
geo_advanced_hd | gas-ct | h10 (Winter 6am-1pm) | 13.5191 | 873.8504
geo_advanced_hd | gas-ct | h11 (Winter 1pm-5pm) | 32.1872 | 996.9802
geo_advanced_hd | gas-ct | h12 (Winter 5pm-10pm) | 32.1872 | 935.7321
geo_advanced_hd | gas-ct | h13 (Spring 10pm-6am) | 1.965 | 644.3138
geo_advanced_hd | gas-ct | h14 (Spring 6am-1pm) | 1.965 | 864.6039
geo_advanced_hd | gas-ct | h15 (Spring 1pm-5pm) | 4.4686 | 1032.2844
geo_advanced_hd | gas-ct | h16 (Spring 5pm-10pm) | 4.6785 | 899.6323
geo_advanced_hd | gas-ct | h17 (Summer Peak) | 79.9045 | 1463.5968
geo_advanced_hd | o-g-s | h01 (Summer 10pm-6am) | 0.25648 | 683.5254
geo_advanced_hd | o-g-s | h02 (Summer 6am-1pm) | 0.37535 | 991.3619
geo_advanced_hd | o-g-s | h03 (Summer 1pm-5pm) | 0.50393 | 1242.8207
geo_advanced_hd | o-g-s | h04 (Summer 5pm-10pm) | 0.50393 | 1029.1645
geo_advanced_hd | o-g-s | h05 (Fall 10pm-6am) | 0.049056 | 621.2617
geo_advanced_hd | o-g-s | h06 (Fall 6am-1pm) | 0.049056 | 866.9855
geo_advanced_hd | o-g-s | h07 (Fall 1pm-5pm) | 0.098113 | 1056.2591
geo_advanced_hd | o-g-s | h08 (Fall 5pm-10pm) | 0.098113 | 902.2813
geo_advanced_hd | o-g-s | h09 (Winter 10pm-6am) | 0.86535 | 692.2376
geo_advanced_hd | o-g-s | h10 (Winter 6am-1pm) | 0.83229 | 873.8504
geo_advanced_hd | o-g-s | h11 (Winter 1pm-5pm) | 1.4267 | 996.9802
geo_advanced_hd | o-g-s | h12 (Winter 5pm-10pm) | 1.4424 | 935.7321
geo_advanced_hd | o-g-s | h13 (Spring 10pm-6am) | 0.048177 | 644.3138
geo_advanced_hd | o-g-s | h14 (Spring 6am-1pm) | 0.048177 | 864.6039
geo_advanced_hd | o-g-s | h15 (Spring 1pm-5pm) | 0.096354 | 1032.2844
geo_advanced_hd | o-g-s | h16 (Spring 5pm-10pm) | 0.096354 | 899.6323
geo_advanced_hd | o-g-s | h17 (Summer Peak) | 0.50393 | 1463.5968
geo_advanced_hd | hydro | h01 (Summer 10pm-6am) | 33.8339 | 683.5254
geo_advanced_hd | hydro | h02 (Summer 6am-1pm) | 28.3187 | 991.3619
geo_advanced_hd | hydro | h03 (Summer 1pm-5pm) | 45.37 | 1242.8207
geo_advanced_hd | hydro | h04 (Summer 5pm-10pm) | 48.3373 | 1029.1645
geo_advanced_hd | hydro | h05 (Fall 10pm-6am) | 22.4014 | 621.2617
geo_advanced_hd | hydro | h06 (Fall 6am-1pm) | 19.8948 | 866.9855
geo_advanced_hd | hydro | h07 (Fall 1pm-5pm) | 36.9341 | 1056.2591
geo_advanced_hd | hydro | h08 (Fall 5pm-10pm) | 37.1109 | 902.2813
geo_advanced_hd | hydro | h09 (Winter 10pm-6am) | 26.5322 | 692.2376
geo_advanced_hd | hydro | h10 (Winter 6am-1pm) | 26.8719 | 873.8504
geo_advanced_hd | hydro | h11 (Winter 1pm-5pm) | 47.0792 | 996.9802
geo_advanced_hd | hydro | h12 (Winter 5pm-10pm) | 46.8506 | 935.7321
geo_advanced_hd | hydro | h13 (Spring 10pm-6am) | 38.2361 | 644.3138
geo_advanced_hd | hydro | h14 (Spring 6am-1pm) | 34.69 | 864.6039
geo_advanced_hd | hydro | h15 (Spring 1pm-5pm) | 45.9924 | 1032.2844
geo_advanced_hd | hydro | h16 (Spring 5pm-10pm) | 45.7431 | 899.6323
geo_advanced_hd | hydro | h17 (Summer Peak) | 49.9296 | 1463.5968
geo_advanced_hd | geothermal | h01 (Summer 10pm-6am) | 15.5913 | 683.5254
geo_advanced_hd | geothermal | h02 (Summer 6am-1pm) | 15.5913 | 991.3619
geo_advanced_hd | geothermal | h03 (Summer 1pm-5pm) | 15.585 | 1242.8207
geo_advanced_hd | geothermal | h04 (Summer 5pm-10pm) | 15.5913 | 1029.1645
geo_advanced_hd | geothermal | h05 (Fall 10pm-6am) | 15.0919 | 621.2617
geo_advanced_hd | geothermal | h06 (Fall 6am-1pm) | 15.0919 | 866.9855
geo_advanced_hd | geothermal | h07 (Fall 1pm-5pm) | 15.0919 | 1056.2591
geo_advanced_hd | geothermal | h08 (Fall 5pm-10pm) | 15.0919 | 902.2813
geo_advanced_hd | geothermal | h09 (Winter 10pm-6am) | 15.0919 | 692.2376
geo_advanced_hd | geothermal | h10 (Winter 6am-1pm) | 15.0919 | 873.8504
geo_advanced_hd | geothermal | h11 (Winter 1pm-5pm) | 15.0919 | 996.9802
geo_advanced_hd | geothermal | h12 (Winter 5pm-10pm) | 15.0919 | 935.7321
geo_advanced_hd | geothermal | h13 (Spring 10pm-6am) | 15.0919 | 644.3138
geo_advanced_hd | geothermal | h14 (Spring 6am-1pm) | 15.0919 | 864.6039
geo_advanced_hd | geothermal | h15 (Spring 1pm-5pm) | 15.0919 | 1032.2844
geo_advanced_hd | geothermal | h16 (Spring 5pm-10pm) | 15.0919 | 899.6323
geo_advanced_hd | geothermal | h17 (Summer Peak) | 15.5663 | 1463.5968
geo_advanced_hd | biopower | h01 (Summer 10pm-6am) | 0.031471 | 683.5254
geo_advanced_hd | biopower | h02 (Summer 6am-1pm) | 0.030051 | 991.3619
geo_advanced_hd | biopower | h03 (Summer 1pm-5pm) | 0.06571 | 1242.8207
geo_advanced_hd | biopower | h04 (Summer 5pm-10pm) | 0.065447 | 1029.1645
geo_advanced_hd | biopower | h05 (Fall 10pm-6am) | 0.075738 | 621.2617
geo_advanced_hd | biopower | h06 (Fall 6am-1pm) | 0.069557 | 866.9855
geo_advanced_hd | biopower | h07 (Fall 1pm-5pm) | 0.068428 | 1056.2591
geo_advanced_hd | biopower | h08 (Fall 5pm-10pm) | 0.067982 | 902.2813
geo_advanced_hd | biopower | h09 (Winter 10pm-6am) | 0.14836 | 692.2376
geo_advanced_hd | biopower | h10 (Winter 6am-1pm) | 0.14836 | 873.8504
geo_advanced_hd | biopower | h11 (Winter 1pm-5pm) | 0.27332 | 996.9802
geo_advanced_hd | biopower | h12 (Winter 5pm-10pm) | 0.27265 | 935.7321
geo_advanced_hd | biopower | h13 (Spring 10pm-6am) | 0.011537 | 644.3138
geo_advanced_hd | biopower | h14 (Spring 6am-1pm) | 0.011537 | 864.6039
geo_advanced_hd | biopower | h15 (Spring 1pm-5pm) | 0.020381 | 1032.2844
geo_advanced_hd | biopower | h16 (Spring 5pm-10pm) | 0.019712 | 899.6323
geo_advanced_hd | biopower | h17 (Summer Peak) | 0.062401 | 1463.5968
geo_advanced_hd | lfill-gas | h01 (Summer 10pm-6am) | 1.8426 | 683.5254
geo_advanced_hd | lfill-gas | h02 (Summer 6am-1pm) | 1.8426 | 991.3619
geo_advanced_hd | lfill-gas | h03 (Summer 1pm-5pm) | 1.8432 | 1242.8207
geo_advanced_hd | lfill-gas | h04 (Summer 5pm-10pm) | 1.8422 | 1029.1645
geo_advanced_hd | lfill-gas | h05 (Fall 10pm-6am) | 1.7177 | 621.2617
geo_advanced_hd | lfill-gas | h06 (Fall 6am-1pm) | 1.7104 | 866.9855
geo_advanced_hd | lfill-gas | h07 (Fall 1pm-5pm) | 1.7181 | 1056.2591
geo_advanced_hd | lfill-gas | h08 (Fall 5pm-10pm) | 1.7192 | 902.2813
geo_advanced_hd | lfill-gas | h09 (Winter 10pm-6am) | 1.7383 | 692.2376
geo_advanced_hd | lfill-gas | h10 (Winter 6am-1pm) | 1.7291 | 873.8504
geo_advanced_hd | lfill-gas | h11 (Winter 1pm-5pm) | 1.7389 | 996.9802
geo_advanced_hd | lfill-gas | h12 (Winter 5pm-10pm) | 1.7389 | 935.7321
geo_advanced_hd | lfill-gas | h13 (Spring 10pm-6am) | 1.6538 | 644.3138
geo_advanced_hd | lfill-gas | h14 (Spring 6am-1pm) | 1.6447 | 864.6039
geo_advanced_hd | lfill-gas | h15 (Spring 1pm-5pm) | 1.6479 | 1032.2844
geo_advanced_hd | lfill-gas | h16 (Spring 5pm-10pm) | 1.6516 | 899.6323
geo_advanced_hd | lfill-gas | h17 (Summer Peak) | 1.8422 | 1463.5968
geo_advanced_hd | wind-ons | h01 (Summer 10pm-6am) | 325.7464 | 683.5254
geo_advanced_hd | wind-ons | h02 (Summer 6am-1pm) | 136.9178 | 991.3619
geo_advanced_hd | wind-ons | h03 (Summer 1pm-5pm) | 174.1586 | 1242.8207
geo_advanced_hd | wind-ons | h04 (Summer 5pm-10pm) | 300.5473 | 1029.1645
geo_advanced_hd | wind-ons | h05 (Fall 10pm-6am) | 345.9536 | 621.2617
geo_advanced_hd | wind-ons | h06 (Fall 6am-1pm) | 208.8807 | 866.9855
geo_advanced_hd | wind-ons | h07 (Fall 1pm-5pm) | 204.2165 | 1056.2591
geo_advanced_hd | wind-ons | h08 (Fall 5pm-10pm) | 325.1818 | 902.2813
geo_advanced_hd | wind-ons | h09 (Winter 10pm-6am) | 383.7385 | 692.2376
geo_advanced_hd | wind-ons | h10 (Winter 6am-1pm) | 281.195 | 873.8504
geo_advanced_hd | wind-ons | h11 (Winter 1pm-5pm) | 257.269 | 996.9802
geo_advanced_hd | wind-ons | h12 (Winter 5pm-10pm) | 378.5532 | 935.7321
geo_advanced_hd | wind-ons | h13 (Spring 10pm-6am) | 402.2153 | 644.3138
geo_advanced_hd | wind-ons | h14 (Spring 6am-1pm) | 233.6315 | 864.6039
geo_advanced_hd | wind-ons | h15 (Spring 1pm-5pm) | 255.1251 | 1032.2844
geo_advanced_hd | wind-ons | h16 (Spring 5pm-10pm) | 374.3134 | 899.6323
geo_advanced_hd | wind-ons | h17 (Summer Peak) | 172.7545 | 1463.5968
geo_advanced_hd | wind-ofs | h01 (Summer 10pm-6am) | 26.4671 | 683.5254
geo_advanced_hd | wind-ofs | h02 (Summer 6am-1pm) | 22.0052 | 991.3619
geo_advanced_hd | wind-ofs | h03 (Summer 1pm-5pm) | 24.3313 | 1242.8207
geo_advanced_hd | wind-ofs | h04 (Summer 5pm-10pm) | 28.7758 | 1029.1645
geo_advanced_hd | wind-ofs | h05 (Fall 10pm-6am) | 22.9054 | 621.2617
geo_advanced_hd | wind-ofs | h06 (Fall 6am-1pm) | 19.7622 | 866.9855
geo_advanced_hd | wind-ofs | h07 (Fall 1pm-5pm) | 18.3588 | 1056.2591
geo_advanced_hd | wind-ofs | h08 (Fall 5pm-10pm) | 24.4644 | 902.2813
geo_advanced_hd | wind-ofs | h09 (Winter 10pm-6am) | 30.4656 | 692.2376
geo_advanced_hd | wind-ofs | h10 (Winter 6am-1pm) | 27.9178 | 873.8504
geo_advanced_hd | wind-ofs | h11 (Winter 1pm-5pm) | 28.2911 | 996.9802
geo_advanced_hd | wind-ofs | h12 (Winter 5pm-10pm) | 31.4296 | 935.7321
geo_advanced_hd | wind-ofs | h13 (Spring 10pm-6am) | 28.9884 | 644.3138
geo_advanced_hd | wind-ofs | h14 (Spring 6am-1pm) | 25.3311 | 864.6039
geo_advanced_hd | wind-ofs | h15 (Spring 1pm-5pm) | 27.4501 | 1032.2844
geo_advanced_hd | wind-ofs | h16 (Spring 5pm-10pm) | 29.8937 | 899.6323
geo_advanced_hd | wind-ofs | h17 (Summer Peak) | 16.0539 | 1463.5968
geo_advanced_hd | csp | h01 (Summer 10pm-6am) | 1.5147 | 683.5254
geo_advanced_hd | csp | h02 (Summer 6am-1pm) | 1.275 | 991.3619
geo_advanced_hd | csp | h03 (Summer 1pm-5pm) | 1.5147 | 1242.8207
geo_advanced_hd | csp | h04 (Summer 5pm-10pm) | 1.5147 | 1029.1645
geo_advanced_hd | csp | h05 (Fall 10pm-6am) | 1.5147 | 621.2617
geo_advanced_hd | csp | h06 (Fall 6am-1pm) | 1.5125 | 866.9855
geo_advanced_hd | csp | h07 (Fall 1pm-5pm) | 1.5147 | 1056.2591
geo_advanced_hd | csp | h08 (Fall 5pm-10pm) | 1.5147 | 902.2813
geo_advanced_hd | csp | h09 (Winter 10pm-6am) | 1.5147 | 692.2376
geo_advanced_hd | csp | h10 (Winter 6am-1pm) | 1.5147 | 873.8504
geo_advanced_hd | csp | h11 (Winter 1pm-5pm) | 1.5147 | 996.9802
geo_advanced_hd | csp | h12 (Winter 5pm-10pm) | 1.5147 | 935.7321
geo_advanced_hd | csp | h13 (Spring 10pm-6am) | 0 | 644.3138
geo_advanced_hd | csp | h14 (Spring 6am-1pm) | 0 | 864.6039
geo_advanced_hd | csp | h15 (Spring 1pm-5pm) | 0 | 1032.2844
geo_advanced_hd | csp | h16 (Spring 5pm-10pm) | 0 | 899.6323
geo_advanced_hd | csp | h17 (Summer Peak) | 1.5147 | 1463.5968
geo_advanced_hd | upv | h01 (Summer 10pm-6am) | 14.7408 | 683.5254
geo_advanced_hd | upv | h02 (Summer 6am-1pm) | 522.4146 | 991.3619
geo_advanced_hd | upv | h03 (Summer 1pm-5pm) | 497.1109 | 1242.8207
geo_advanced_hd | upv | h04 (Summer 5pm-10pm) | 60.7101 | 1029.1645
geo_advanced_hd | upv | h05 (Fall 10pm-6am) | 0.99246 | 621.2617
geo_advanced_hd | upv | h06 (Fall 6am-1pm) | 417.1607 | 866.9855
geo_advanced_hd | upv | h07 (Fall 1pm-5pm) | 382.2401 | 1056.2591
geo_advanced_hd | upv | h08 (Fall 5pm-10pm) | 6.7154 | 902.2813
geo_advanced_hd | upv | h09 (Winter 10pm-6am) | 0 | 692.2376
geo_advanced_hd | upv | h10 (Winter 6am-1pm) | 277.6329 | 873.8504
geo_advanced_hd | upv | h11 (Winter 1pm-5pm) | 268.4216 | 996.9802
geo_advanced_hd | upv | h12 (Winter 5pm-10pm) | 0.71368 | 935.7321
geo_advanced_hd | upv | h13 (Spring 10pm-6am) | 7.257 | 644.3138
geo_advanced_hd | upv | h14 (Spring 6am-1pm) | 474.8638 | 864.6039
geo_advanced_hd | upv | h15 (Spring 1pm-5pm) | 460.1859 | 1032.2844
geo_advanced_hd | upv | h16 (Spring 5pm-10pm) | 33.2757 | 899.6323
geo_advanced_hd | upv | h17 (Summer Peak) | 504.5164 | 1463.5968
geo_advanced_hd | dupv | h01 (Summer 10pm-6am) | 0.0053626 | 683.5254
geo_advanced_hd | dupv | h02 (Summer 6am-1pm) | 2.8343 | 991.3619
geo_advanced_hd | dupv | h03 (Summer 1pm-5pm) | 3.1174 | 1242.8207
geo_advanced_hd | dupv | h04 (Summer 5pm-10pm) | 0.65582 | 1029.1645
geo_advanced_hd | dupv | h05 (Fall 10pm-6am) | 0 | 621.2617
geo_advanced_hd | dupv | h06 (Fall 6am-1pm) | 2.1417 | 866.9855
geo_advanced_hd | dupv | h07 (Fall 1pm-5pm) | 2.5216 | 1056.2591
geo_advanced_hd | dupv | h08 (Fall 5pm-10pm) | 0.15905 | 902.2813
geo_advanced_hd | dupv | h09 (Winter 10pm-6am) | 0 | 692.2376
geo_advanced_hd | dupv | h10 (Winter 6am-1pm) | 1.438 | 873.8504
geo_advanced_hd | dupv | h11 (Winter 1pm-5pm) | 1.8733 | 996.9802
geo_advanced_hd | dupv | h12 (Winter 5pm-10pm) | 0.0048135 | 935.7321
geo_advanced_hd | dupv | h13 (Spring 10pm-6am) | 0 | 644.3138
geo_advanced_hd | dupv | h14 (Spring 6am-1pm) | 2.4743 | 864.6039
geo_advanced_hd | dupv | h15 (Spring 1pm-5pm) | 2.988 | 1032.2844
geo_advanced_hd | dupv | h16 (Spring 5pm-10pm) | 0.4094 | 899.6323
geo_advanced_hd | dupv | h17 (Summer Peak) | 3.1174 | 1463.5968
geo_advanced_hd | distpv | h01 (Summer 10pm-6am) | 0.44643 | 683.5254
geo_advanced_hd | distpv | h02 (Summer 6am-1pm) | 67.2431 | 991.3619
geo_advanced_hd | distpv | h03 (Summer 1pm-5pm) | 72.2379 | 1242.8207
geo_advanced_hd | distpv | h04 (Summer 5pm-10pm) | 7.5941 | 1029.1645
geo_advanced_hd | distpv | h05 (Fall 10pm-6am) | 0.0015192 | 621.2617
geo_advanced_hd | distpv | h06 (Fall 6am-1pm) | 62.3569 | 866.9855
geo_advanced_hd | distpv | h07 (Fall 1pm-5pm) | 61.6416 | 1056.2591
geo_advanced_hd | distpv | h08 (Fall 5pm-10pm) | 1.7085 | 902.2813
geo_advanced_hd | distpv | h09 (Winter 10pm-6am) | 0 | 692.2376
geo_advanced_hd | distpv | h10 (Winter 6am-1pm) | 44.3532 | 873.8504
geo_advanced_hd | distpv | h11 (Winter 1pm-5pm) | 46.8893 | 996.9802
geo_advanced_hd | distpv | h12 (Winter 5pm-10pm) | 0.6699 | 935.7321
geo_advanced_hd | distpv | h13 (Spring 10pm-6am) | 0.21471 | 644.3138
geo_advanced_hd | distpv | h14 (Spring 6am-1pm) | 60.889 | 864.6039
geo_advanced_hd | distpv | h15 (Spring 1pm-5pm) | 58.3529 | 1032.2844
geo_advanced_hd | distpv | h16 (Spring 5pm-10pm) | 5.2633 | 899.6323
geo_advanced_hd | distpv | h17 (Summer Peak) | 66.8336 | 1463.5968
geo_advanced_hd | pvb | h01 (Summer 10pm-6am) | 2.2065 | 683.5254
geo_advanced_hd | pvb | h02 (Summer 6am-1pm) | 46.0978 | 991.3619
geo_advanced_hd | pvb | h03 (Summer 1pm-5pm) | 51.3707 | 1242.8207
geo_advanced_hd | pvb | h04 (Summer 5pm-10pm) | 16.0458 | 1029.1645
geo_advanced_hd | pvb | h05 (Fall 10pm-6am) | 0.14892 | 621.2617
geo_advanced_hd | pvb | h06 (Fall 6am-1pm) | 38.4262 | 866.9855
geo_advanced_hd | pvb | h07 (Fall 1pm-5pm) | 38.1443 | 1056.2591
geo_advanced_hd | pvb | h08 (Fall 5pm-10pm) | 10.9114 | 902.2813
geo_advanced_hd | pvb | h09 (Winter 10pm-6am) | 0.055896 | 692.2376
geo_advanced_hd | pvb | h10 (Winter 6am-1pm) | 25.1141 | 873.8504
geo_advanced_hd | pvb | h11 (Winter 1pm-5pm) | 27.1153 | 996.9802
geo_advanced_hd | pvb | h12 (Winter 5pm-10pm) | 7.2628 | 935.7321
geo_advanced_hd | pvb | h13 (Spring 10pm-6am) | 1.659 | 644.3138
geo_advanced_hd | pvb | h14 (Spring 6am-1pm) | 28.4045 | 864.6039
geo_advanced_hd | pvb | h15 (Spring 1pm-5pm) | 31.4382 | 1032.2844
geo_advanced_hd | pvb | h16 (Spring 5pm-10pm) | 12.4037 | 899.6323
geo_advanced_hd | pvb | h17 (Summer Peak) | 59.77 | 1463.5968
geo_advanced_hd | battery_2 | h01 (Summer 10pm-6am) | -3.014 | 683.5254
geo_advanced_hd | battery_2 | h02 (Summer 6am-1pm) | -4.3709 | 991.3619
geo_advanced_hd | battery_2 | h03 (Summer 1pm-5pm) | -0.34711 | 1242.8207
geo_advanced_hd | battery_2 | h04 (Summer 5pm-10pm) | 6.7037 | 1029.1645
geo_advanced_hd | battery_2 | h05 (Fall 10pm-6am) | -1.8532 | 621.2617
geo_advanced_hd | battery_2 | h06 (Fall 6am-1pm) | -5.3883 | 866.9855
geo_advanced_hd | battery_2 | h07 (Fall 1pm-5pm) | 0.27546 | 1056.2591
geo_advanced_hd | battery_2 | h08 (Fall 5pm-10pm) | 8.177 | 902.2813
geo_advanced_hd | battery_2 | h09 (Winter 10pm-6am) | -2.2347 | 692.2376
geo_advanced_hd | battery_2 | h10 (Winter 6am-1pm) | -2.9569 | 873.8504
geo_advanced_hd | battery_2 | h11 (Winter 1pm-5pm) | 0.65374 | 996.9802
geo_advanced_hd | battery_2 | h12 (Winter 5pm-10pm) | 5.6835 | 935.7321
geo_advanced_hd | battery_2 | h13 (Spring 10pm-6am) | -1.6801 | 644.3138
geo_advanced_hd | battery_2 | h14 (Spring 6am-1pm) | -4.4069 | 864.6039
geo_advanced_hd | battery_2 | h15 (Spring 1pm-5pm) | -1.8964 | 1032.2844
geo_advanced_hd | battery_2 | h16 (Spring 5pm-10pm) | 8.2191 | 899.6323
geo_advanced_hd | battery_2 | h17 (Summer Peak) | 25.972 | 1463.5968
geo_advanced_hd | battery_4 | h01 (Summer 10pm-6am) | -18.648 | 683.5254
geo_advanced_hd | battery_4 | h02 (Summer 6am-1pm) | -47.0833 | 991.3619
geo_advanced_hd | battery_4 | h03 (Summer 1pm-5pm) | -6.6959 | 1242.8207
geo_advanced_hd | battery_4 | h04 (Summer 5pm-10pm) | 76.0616 | 1029.1645
geo_advanced_hd | battery_4 | h05 (Fall 10pm-6am) | -19.1862 | 621.2617
geo_advanced_hd | battery_4 | h06 (Fall 6am-1pm) | -47.6489 | 866.9855
geo_advanced_hd | battery_4 | h07 (Fall 1pm-5pm) | -1.6415 | 1056.2591
geo_advanced_hd | battery_4 | h08 (Fall 5pm-10pm) | 79.7587 | 902.2813
geo_advanced_hd | battery_4 | h09 (Winter 10pm-6am) | -13.5198 | 692.2376
geo_advanced_hd | battery_4 | h10 (Winter 6am-1pm) | -24.5093 | 873.8504
geo_advanced_hd | battery_4 | h11 (Winter 1pm-5pm) | -8.6413 | 996.9802
geo_advanced_hd | battery_4 | h12 (Winter 5pm-10pm) | 50.7819 | 935.7321
geo_advanced_hd | battery_4 | h13 (Spring 10pm-6am) | -10.3253 | 644.3138
geo_advanced_hd | battery_4 | h14 (Spring 6am-1pm) | -57.3561 | 864.6039
geo_advanced_hd | battery_4 | h15 (Spring 1pm-5pm) | -6.2174 | 1032.2844
geo_advanced_hd | battery_4 | h16 (Spring 5pm-10pm) | 84.2552 | 899.6323
geo_advanced_hd | battery_4 | h17 (Summer Peak) | 79.7923 | 1463.5968
geo_advanced_hd | battery_6 | h01 (Summer 10pm-6am) | -7.5701 | 683.5254
geo_advanced_hd | battery_6 | h02 (Summer 6am-1pm) | -67.5576 | 991.3619
geo_advanced_hd | battery_6 | h03 (Summer 1pm-5pm) | 4.7618 | 1242.8207
geo_advanced_hd | battery_6 | h04 (Summer 5pm-10pm) | 78.8693 | 1029.1645
geo_advanced_hd | battery_6 | h05 (Fall 10pm-6am) | -6.2943 | 621.2617
geo_advanced_hd | battery_6 | h06 (Fall 6am-1pm) | -66.8017 | 866.9855
geo_advanced_hd | battery_6 | h07 (Fall 1pm-5pm) | 5.1185 | 1056.2591
geo_advanced_hd | battery_6 | h08 (Fall 5pm-10pm) | 80.964 | 902.2813
geo_advanced_hd | battery_6 | h09 (Winter 10pm-6am) | -8.3793 | 692.2376
geo_advanced_hd | battery_6 | h10 (Winter 6am-1pm) | -44.2828 | 873.8504
geo_advanced_hd | battery_6 | h11 (Winter 1pm-5pm) | -3.668 | 996.9802
geo_advanced_hd | battery_6 | h12 (Winter 5pm-10pm) | 63.6652 | 935.7321
geo_advanced_hd | battery_6 | h13 (Spring 10pm-6am) | 5.6682 | 644.3138
geo_advanced_hd | battery_6 | h14 (Spring 6am-1pm) | -70.8745 | 864.6039
geo_advanced_hd | battery_6 | h15 (Spring 1pm-5pm) | -11.2252 | 1032.2844
geo_advanced_hd | battery_6 | h16 (Spring 5pm-10pm) | 79.2829 | 899.6323
geo_advanced_hd | battery_6 | h17 (Summer Peak) | 66.744 | 1463.5968
geo_advanced_hd | battery_8 | h01 (Summer 10pm-6am) | -1.2643 | 683.5254
geo_advanced_hd | battery_8 | h02 (Summer 6am-1pm) | -25.7495 | 991.3619
geo_advanced_hd | battery_8 | h03 (Summer 1pm-5pm) | 1.2708 | 1242.8207
geo_advanced_hd | battery_8 | h04 (Summer 5pm-10pm) | 28.0991 | 1029.1645
geo_advanced_hd | battery_8 | h05 (Fall 10pm-6am) | -3.7722 | 621.2617
geo_advanced_hd | battery_8 | h06 (Fall 6am-1pm) | -27.2768 | 866.9855
geo_advanced_hd | battery_8 | h07 (Fall 1pm-5pm) | 10.2895 | 1056.2591
geo_advanced_hd | battery_8 | h08 (Fall 5pm-10pm) | 29.1359 | 902.2813
geo_advanced_hd | battery_8 | h09 (Winter 10pm-6am) | -2.3812 | 692.2376
geo_advanced_hd | battery_8 | h10 (Winter 6am-1pm) | -16.8069 | 873.8504
geo_advanced_hd | battery_8 | h11 (Winter 1pm-5pm) | 2.698 | 996.9802
geo_advanced_hd | battery_8 | h12 (Winter 5pm-10pm) | 20.6613 | 935.7321
geo_advanced_hd | battery_8 | h13 (Spring 10pm-6am) | 1.1566 | 644.3138
geo_advanced_hd | battery_8 | h14 (Spring 6am-1pm) | -26.4052 | 864.6039
geo_advanced_hd | battery_8 | h15 (Spring 1pm-5pm) | -5.4496 | 1032.2844
geo_advanced_hd | battery_8 | h16 (Spring 5pm-10pm) | 32.7288 | 899.6323
geo_advanced_hd | battery_8 | h17 (Summer Peak) | 31.533 | 1463.5968
geo_advanced_hd | battery_10 | h01 (Summer 10pm-6am) | 0 | 683.5254
geo_advanced_hd | battery_10 | h02 (Summer 6am-1pm) | -0.87566 | 991.3619
geo_advanced_hd | battery_10 | h03 (Summer 1pm-5pm) | 0.22403 | 1242.8207
geo_advanced_hd | battery_10 | h04 (Summer 5pm-10pm) | 0.78862 | 1029.1645
geo_advanced_hd | battery_10 | h05 (Fall 10pm-6am) | 0 | 621.2617
geo_advanced_hd | battery_10 | h06 (Fall 6am-1pm) | -0.93376 | 866.9855
geo_advanced_hd | battery_10 | h07 (Fall 1pm-5pm) | 1.0045 | 1056.2591
geo_advanced_hd | battery_10 | h08 (Fall 5pm-10pm) | 0.30508 | 902.2813
geo_advanced_hd | battery_10 | h09 (Winter 10pm-6am) | -0.57519 | 692.2376
geo_advanced_hd | battery_10 | h10 (Winter 6am-1pm) | -0.14939 | 873.8504
geo_advanced_hd | battery_10 | h11 (Winter 1pm-5pm) | 0.22222 | 996.9802
geo_advanced_hd | battery_10 | h12 (Winter 5pm-10pm) | 0.78226 | 935.7321
geo_advanced_hd | battery_10 | h13 (Spring 10pm-6am) | 0 | 644.3138
geo_advanced_hd | battery_10 | h14 (Spring 6am-1pm) | -0.084181 | 864.6039
geo_advanced_hd | battery_10 | h15 (Spring 1pm-5pm) | -1.0045 | 1032.2844
geo_advanced_hd | battery_10 | h16 (Spring 5pm-10pm) | 0.78071 | 899.6323
geo_advanced_hd | battery_10 | h17 (Summer Peak) | 1.0126 | 1463.5968
geo_advanced_hd | pumped-hydro | h01 (Summer 10pm-6am) | -0.24795 | 683.5254
geo_advanced_hd | pumped-hydro | h02 (Summer 6am-1pm) | -0.59577 | 991.3619
geo_advanced_hd | pumped-hydro | h03 (Summer 1pm-5pm) | -0.070281 | 1242.8207
geo_advanced_hd | pumped-hydro | h04 (Summer 5pm-10pm) | 0.10716 | 1029.1645
geo_advanced_hd | pumped-hydro | h05 (Fall 10pm-6am) | -0.17216 | 621.2617
geo_advanced_hd | pumped-hydro | h06 (Fall 6am-1pm) | -0.14735 | 866.9855
geo_advanced_hd | pumped-hydro | h07 (Fall 1pm-5pm) | 0.25159 | 1056.2591
geo_advanced_hd | pumped-hydro | h08 (Fall 5pm-10pm) | 0.15798 | 902.2813
geo_advanced_hd | pumped-hydro | h09 (Winter 10pm-6am) | -0.12954 | 692.2376
geo_advanced_hd | pumped-hydro | h10 (Winter 6am-1pm) | -0.16473 | 873.8504
geo_advanced_hd | pumped-hydro | h11 (Winter 1pm-5pm) | 0.23818 | 996.9802
geo_advanced_hd | pumped-hydro | h12 (Winter 5pm-10pm) | 0.1197 | 935.7321
geo_advanced_hd | pumped-hydro | h13 (Spring 10pm-6am) | -0.093881 | 644.3138
geo_advanced_hd | pumped-hydro | h14 (Spring 6am-1pm) | -0.22918 | 864.6039
geo_advanced_hd | pumped-hydro | h15 (Spring 1pm-5pm) | -0.16903 | 1032.2844
geo_advanced_hd | pumped-hydro | h16 (Spring 5pm-10pm) | 0.46707 | 899.6323
geo_advanced_hd | pumped-hydro | h17 (Summer Peak) | 9.7431 | 1463.5968
geo_advanced_hd | Canada | h01 (Summer 10pm-6am) | 10.1407 | 683.5254
geo_advanced_hd | Canada | h02 (Summer 6am-1pm) | 10.1407 | 991.3619
geo_advanced_hd | Canada | h03 (Summer 1pm-5pm) | 10.1407 | 1242.8207
geo_advanced_hd | Canada | h04 (Summer 5pm-10pm) | 10.1407 | 1029.1645
geo_advanced_hd | Canada | h05 (Fall 10pm-6am) | 7.1387 | 621.2617
geo_advanced_hd | Canada | h06 (Fall 6am-1pm) | 8.274 | 866.9855
geo_advanced_hd | Canada | h07 (Fall 1pm-5pm) | 8.7509 | 1056.2591
geo_advanced_hd | Canada | h08 (Fall 5pm-10pm) | 9.7586 | 902.2813
geo_advanced_hd | Canada | h09 (Winter 10pm-6am) | 5.3098 | 692.2376
geo_advanced_hd | Canada | h10 (Winter 6am-1pm) | 10.1407 | 873.8504
geo_advanced_hd | Canada | h11 (Winter 1pm-5pm) | 10.1407 | 996.9802
geo_advanced_hd | Canada | h12 (Winter 5pm-10pm) | 10.1407 | 935.7321
geo_advanced_hd | Canada | h13 (Spring 10pm-6am) | 7.4435 | 644.3138
geo_advanced_hd | Canada | h14 (Spring 6am-1pm) | 8.589 | 864.6039
geo_advanced_hd | Canada | h15 (Spring 1pm-5pm) | 8.7727 | 1032.2844
geo_advanced_hd | Canada | h16 (Spring 5pm-10pm) | 9.6102 | 899.6323
geo_advanced_hd | Canada | h17 (Summer Peak) | 10.1407 | 1463.5968

## 8_Regional Gen Final (TWh)
scenario | tech | cendiv | Generation (TWh) | Net Level Generation (TWh)
geo_advanced_hd | nuclear | ENC | 134.3384 | 1168.675
geo_advanced_hd | nuclear | ESC | 92.2633 | 490.6281
geo_advanced_hd | nuclear | MA | 117.4611 | 752.0972
geo_advanced_hd | nuclear | MTN | 26.5957 | 745.3337
geo_advanced_hd | nuclear | NE | 26.5938 | 184.7828
geo_advanced_hd | nuclear | PA | 9.2468 | 845.0369
geo_advanced_hd | nuclear | SA | 217.5063 | 1022.2369
geo_advanced_hd | nuclear | WNC | 11.6825 | 857.6855
geo_advanced_hd | nuclear | WSC | 52.5934 | 1484.2455
geo_advanced_hd | coal | ENC | 14.1971 | 1168.675
geo_advanced_hd | coal | ESC | 29.5001 | 490.6281
geo_advanced_hd | coal | MTN | 40.2249 | 745.3337
geo_advanced_hd | coal | SA | 3.9026 | 1022.2369
geo_advanced_hd | coal | WNC | 38.3095 | 857.6855
geo_advanced_hd | coal | WSC | 16.9035 | 1484.2455
geo_advanced_hd | gas-cc | ENC | 412.5935 | 1168.675
geo_advanced_hd | gas-cc | ESC | 34.2626 | 490.6281
geo_advanced_hd | gas-cc | MA | 280.2128 | 752.0972
geo_advanced_hd | gas-cc | MTN | 51.1273 | 745.3337
geo_advanced_hd | gas-cc | NE | 38.3993 | 184.7828
geo_advanced_hd | gas-cc | PA | 19.0152 | 845.0369
geo_advanced_hd | gas-cc | SA | 169.5784 | 1022.2369
geo_advanced_hd | gas-cc | WNC | 1.335 | 857.6855
geo_advanced_hd | gas-cc | WSC | 69.3963 | 1484.2455
geo_advanced_hd | gas-cc-ccs_mod_upgrade | ENC | 0.43903 | 1168.675
geo_advanced_hd | gas-cc-ccs_mod_upgrade | ESC | 0.4987 | 490.6281
geo_advanced_hd | gas-cc-ccs_mod_upgrade | PA | 1.193 | 845.0369
geo_advanced_hd | gas-cc-ccs_mod_upgrade | WSC | 0.40663 | 1484.2455
geo_advanced_hd | gas-ct | ENC | 37.6987 | 1168.675
geo_advanced_hd | gas-ct | ESC | 38.3972 | 490.6281
geo_advanced_hd | gas-ct | MA | 43.237 | 752.0972
geo_advanced_hd | gas-ct | MTN | 18.7073 | 745.3337
geo_advanced_hd | gas-ct | NE | 8.4999 | 184.7828
geo_advanced_hd | gas-ct | PA | 12.3519 | 845.0369
geo_advanced_hd | gas-ct | SA | 25.7986 | 1022.2369
geo_advanced_hd | gas-ct | WNC | 0.50242 | 857.6855
geo_advanced_hd | gas-ct | WSC | 41.1719 | 1484.2455
geo_advanced_hd | o-g-s | ENC | 1.1707 | 1168.675
geo_advanced_hd | o-g-s | MA | 1.6464 | 752.0972
geo_advanced_hd | o-g-s | MTN | 0.097972 | 745.3337
geo_advanced_hd | o-g-s | NE | 0.33215 | 184.7828
geo_advanced_hd | o-g-s | PA | 0.076054 | 845.0369
geo_advanced_hd | o-g-s | SA | 0.035425 | 1022.2369
geo_advanced_hd | o-g-s | WNC | 0.010775 | 857.6855
geo_advanced_hd | o-g-s | WSC | 0.80338 | 1484.2455
geo_advanced_hd | hydro | ENC | 3.6404 | 1168.675
geo_advanced_hd | hydro | ESC | 24.653 | 490.6281
geo_advanced_hd | hydro | MA | 32.2726 | 752.0972
geo_advanced_hd | hydro | MTN | 40.147 | 745.3337
geo_advanced_hd | hydro | NE | 7.6453 | 184.7828
geo_advanced_hd | hydro | PA | 163.9112 | 845.0369
geo_advanced_hd | hydro | SA | 16.8125 | 1022.2369
geo_advanced_hd | hydro | WNC | 12.9992 | 857.6855
geo_advanced_hd | hydro | WSC | 7.1301 | 1484.2455
geo_advanced_hd | geothermal | MTN | 48.7373 | 745.3337
geo_advanced_hd | geothermal | PA | 84.5674 | 845.0369
geo_advanced_hd | biopower | ENC | 0.055719 | 1168.675
geo_advanced_hd | biopower | MA | 0.0099864 | 752.0972
geo_advanced_hd | biopower | MTN | 0.033303 | 745.3337
geo_advanced_hd | biopower | NE | 0.073058 | 184.7828
geo_advanced_hd | biopower | PA | 0.26882 | 845.0369
geo_advanced_hd | biopower | SA | 0.23063 | 1022.2369
geo_advanced_hd | biopower | WSC | 0.12356 | 1484.2455
geo_advanced_hd | lfill-gas | ENC | 2.0117 | 1168.675
geo_advanced_hd | lfill-gas | ESC | 0.19544 | 490.6281
geo_advanced_hd | lfill-gas | MA | 3.579 | 752.0972
geo_advanced_hd | lfill-gas | MTN | 0.1663 | 745.3337
geo_advanced_hd | lfill-gas | NE | 2.3242 | 184.7828
geo_advanced_hd | lfill-gas | PA | 1.6019 | 845.0369
geo_advanced_hd | lfill-gas | SA | 4.5509 | 1022.2369
geo_advanced_hd | lfill-gas | WNC | 0.43251 | 857.6855
geo_advanced_hd | lfill-gas | WSC | 0.36037 | 1484.2455
geo_advanced_hd | wind-ons | ENC | 313.9653 | 1168.675
geo_advanced_hd | wind-ons | ESC | 78.9375 | 490.6281
geo_advanced_hd | wind-ons | MA | 106.9883 | 752.0972
geo_advanced_hd | wind-ons | MTN | 367.1949 | 745.3337
geo_advanced_hd | wind-ons | NE | 16.9543 | 184.7828
geo_advanced_hd | wind-ons | PA | 139.5289 | 845.0369
geo_advanced_hd | wind-ons | SA | 48.233 | 1022.2369
geo_advanced_hd | wind-ons | WNC | 640.195 | 857.6855
geo_advanced_hd | wind-ons | WSC | 893.013 | 1484.2455
geo_advanced_hd | wind-ofs | ENC | 0.055095 | 1168.675
geo_advanced_hd | wind-ofs | MA | 57.508 | 752.0972
geo_advanced_hd | wind-ofs | NE | 30.7496 | 184.7828
geo_advanced_hd | wind-ofs | PA | 107.0056 | 845.0369
geo_advanced_hd | wind-ofs | SA | 38.3868 | 1022.2369
geo_advanced_hd | csp | PA | 9.7689 | 845.0369
geo_advanced_hd | upv | ENC | 207.521 | 1168.675
geo_advanced_hd | upv | ESC | 178.487 | 490.6281
geo_advanced_hd | upv | MA | 65.07 | 752.0972
geo_advanced_hd | upv | MTN | 128.8706 | 745.3337
geo_advanced_hd | upv | NE | 22.2334 | 184.7828
geo_advanced_hd | upv | PA | 245.3113 | 845.0369
geo_advanced_hd | upv | SA | 423.5743 | 1022.2369
geo_advanced_hd | upv | WNC | 88.1887 | 857.6855
geo_advanced_hd | upv | WSC | 331.4051 | 1484.2455
geo_advanced_hd | dupv | ENC | 0.49609 | 1168.675
geo_advanced_hd | dupv | ESC | 0.25119 | 490.6281
geo_advanced_hd | dupv | MA | 0.9496 | 752.0972
geo_advanced_hd | dupv | MTN | 0.075623 | 745.3337
geo_advanced_hd | dupv | NE | 0.2101 | 184.7828
geo_advanced_hd | dupv | PA | 2.547 | 845.0369
geo_advanced_hd | dupv | SA | 5.0903 | 1022.2369
geo_advanced_hd | dupv | WNC | 0.14062 | 857.6855
geo_advanced_hd | dupv | WSC | 0.087274 | 1484.2455
geo_advanced_hd | distpv | ENC | 24.2182 | 1168.675
geo_advanced_hd | distpv | ESC | 12.9023 | 490.6281
geo_advanced_hd | distpv | MA | 23.478 | 752.0972
geo_advanced_hd | distpv | MTN | 21.3482 | 745.3337
geo_advanced_hd | distpv | NE | 11.2144 | 184.7828
geo_advanced_hd | distpv | PA | 41.7896 | 845.0369
geo_advanced_hd | distpv | SA | 50.9225 | 1022.2369
geo_advanced_hd | distpv | WNC | 14.6915 | 857.6855
geo_advanced_hd | distpv | WSC | 38.5489 | 1484.2455
geo_advanced_hd | pvb | ENC | 16.2509 | 1168.675
geo_advanced_hd | pvb | ESC | 1.1548 | 490.6281
geo_advanced_hd | pvb | MA | 0.4025 | 752.0972
geo_advanced_hd | pvb | MTN | 8.5189 | 745.3337
geo_advanced_hd | pvb | NE | 1.4635 | 184.7828
geo_advanced_hd | pvb | PA | 12.5909 | 845.0369
geo_advanced_hd | pvb | SA | 49.2772 | 1022.2369
geo_advanced_hd | pvb | WNC | 30.9898 | 857.6855
geo_advanced_hd | pvb | WSC | 41.7108 | 1484.2455
geo_advanced_hd | battery_2 | ENC | -0.18601 | 1168.675
geo_advanced_hd | battery_2 | ESC | -0.18426 | 490.6281
geo_advanced_hd | battery_2 | MA | -0.23034 | 752.0972
geo_advanced_hd | battery_2 | MTN | -0.57705 | 745.3337
geo_advanced_hd | battery_2 | NE | -0.037623 | 184.7828
geo_advanced_hd | battery_2 | PA | -0.31449 | 845.0369
geo_advanced_hd | battery_2 | SA | -1.2836 | 1022.2369
geo_advanced_hd | battery_2 | WNC | -0.47982 | 857.6855
geo_advanced_hd | battery_2 | WSC | -0.27205 | 1484.2455
geo_advanced_hd | battery_4 | ENC | -2.3116 | 1168.675
geo_advanced_hd | battery_4 | ESC | -0.11349 | 490.6281
geo_advanced_hd | battery_4 | MA | -1.5004 | 752.0972
geo_advanced_hd | battery_4 | MTN | -3.1435 | 745.3337
geo_advanced_hd | battery_4 | NE | -2.1486 | 184.7828
geo_advanced_hd | battery_4 | PA | -2.4543 | 845.0369
geo_advanced_hd | battery_4 | SA | -11.6212 | 1022.2369
geo_advanced_hd | battery_4 | WNC | -1.9806 | 857.6855
geo_advanced_hd | battery_4 | WSC | -3.885 | 1484.2455
geo_advanced_hd | battery_6 | ENC | -0.56419 | 1168.675
geo_advanced_hd | battery_6 | ESC | -0.56371 | 490.6281
geo_advanced_hd | battery_6 | MA | -1.4635 | 752.0972
geo_advanced_hd | battery_6 | MTN | -1.8905 | 745.3337
geo_advanced_hd | battery_6 | NE | -0.22029 | 184.7828
geo_advanced_hd | battery_6 | PA | -11.2027 | 845.0369
geo_advanced_hd | battery_6 | SA | -13.034 | 1022.2369
geo_advanced_hd | battery_6 | WNC | -0.025342 | 857.6855
geo_advanced_hd | battery_6 | WSC | -3.1912 | 1484.2455
geo_advanced_hd | battery_8 | ENC | -0.10022 | 1168.675
geo_advanced_hd | battery_8 | MA | -0.46961 | 752.0972
geo_advanced_hd | battery_8 | MTN | -0.97053 | 745.3337
geo_advanced_hd | battery_8 | PA | -1.6552 | 845.0369
geo_advanced_hd | battery_8 | SA | -5.352 | 1022.2369
geo_advanced_hd | battery_8 | WNC | -0.22123 | 857.6855
geo_advanced_hd | battery_8 | WSC | -2.0475 | 1484.2455
geo_advanced_hd | battery_10 | MA | -0.059499 | 752.0972
geo_advanced_hd | battery_10 | SA | -0.25463 | 1022.2369
geo_advanced_hd | pumped-hydro | ENC | -0.0052464 | 1168.675
geo_advanced_hd | pumped-hydro | ESC | -0.01357 | 490.6281
geo_advanced_hd | pumped-hydro | MA | -0.074378 | 752.0972
geo_advanced_hd | pumped-hydro | NE | -0.015167 | 184.7828
geo_advanced_hd | pumped-hydro | PA | -0.048157 | 845.0369
geo_advanced_hd | pumped-hydro | SA | -0.1173 | 1022.2369
geo_advanced_hd | pumped-hydro | WNC | -0.041267 | 857.6855
geo_advanced_hd | pumped-hydro | WSC | -0.013102 | 1484.2455
geo_advanced_hd | Canada | ENC | 3.1903 | 1168.675
geo_advanced_hd | Canada | MA | 23.0795 | 752.0972
geo_advanced_hd | Canada | MTN | 0.07008 | 745.3337
geo_advanced_hd | Canada | NE | 20.5117 | 184.7828
geo_advanced_hd | Canada | PA | 9.9373 | 845.0369
geo_advanced_hd | Canada | WNC | 20.9561 | 857.6855

## 9_Operating Reserves (TW-h)
ortype | scenario | tech | year | Reserves (TW-h) | Net Level Reserves (TW-h)
flex | geo_advanced_hd | nuclear | 2010 | 0 | 88.9654
flex | geo_advanced_hd | nuclear | 2012 | 0 | 60.2081
flex | geo_advanced_hd | nuclear | 2014 | 0 | 86.7786
flex | geo_advanced_hd | nuclear | 2016 | 0 | 98.5721
flex | geo_advanced_hd | nuclear | 2018 | 0 | 132.1605
flex | geo_advanced_hd | nuclear | 2020 | 0 | 112.5557
flex | geo_advanced_hd | nuclear | 2022 | 0.00056108 | 146.6752
flex | geo_advanced_hd | nuclear | 2024 | 1.129 | 187.634
flex | geo_advanced_hd | nuclear | 2026 | 3.2998 | 238.656
flex | geo_advanced_hd | nuclear | 2028 | 8.4056 | 324.6476
flex | geo_advanced_hd | nuclear | 2030 | 21.5029 | 371.1755
flex | geo_advanced_hd | nuclear | 2032 | 20.5974 | 397.8299
flex | geo_advanced_hd | nuclear | 2034 | 7.6492 | 471.8613
flex | geo_advanced_hd | nuclear | 2036 | 8.6384 | 501.9579
flex | geo_advanced_hd | nuclear | 2038 | 9.2036 | 556.7343
flex | geo_advanced_hd | nuclear | 2040 | 7.2617 | 580.4553
flex | geo_advanced_hd | nuclear | 2042 | 2.8164 | 627.2883
flex | geo_advanced_hd | nuclear | 2044 | 1.5001 | 635.3685
flex | geo_advanced_hd | nuclear | 2046 | 0.0010377 | 634.5192
flex | geo_advanced_hd | nuclear | 2048 | 1.4167 | 613.3763
flex | geo_advanced_hd | nuclear | 2050 | 2.526 | 606.8532
flex | geo_advanced_hd | coal | 2010 | 13.5629 | 88.9654
flex | geo_advanced_hd | coal | 2012 | 30.4184 | 60.2081
flex | geo_advanced_hd | coal | 2014 | 8.9483 | 86.7786
flex | geo_advanced_hd | coal | 2016 | 41.0972 | 98.5721
flex | geo_advanced_hd | coal | 2018 | 41.4083 | 132.1605
flex | geo_advanced_hd | coal | 2020 | 40.7993 | 112.5557
flex | geo_advanced_hd | coal | 2022 | 38.1526 | 146.6752
flex | geo_advanced_hd | coal | 2024 | 62.7019 | 187.634
flex | geo_advanced_hd | coal | 2026 | 76.4905 | 238.656
flex | geo_advanced_hd | coal | 2028 | 67.0851 | 324.6476
flex | geo_advanced_hd | coal | 2030 | 60.7412 | 371.1755
flex | geo_advanced_hd | coal | 2032 | 48.7597 | 397.8299
flex | geo_advanced_hd | coal | 2034 | 48.366 | 471.8613
flex | geo_advanced_hd | coal | 2036 | 41.5341 | 501.9579
flex | geo_advanced_hd | coal | 2038 | 38.8717 | 556.7343
flex | geo_advanced_hd | coal | 2040 | 33.7115 | 580.4553
flex | geo_advanced_hd | coal | 2042 | 32.8481 | 627.2883
flex | geo_advanced_hd | coal | 2044 | 30.1784 | 635.3685
flex | geo_advanced_hd | coal | 2046 | 20.7498 | 634.5192
flex | geo_advanced_hd | coal | 2048 | 26.5665 | 613.3763
flex | geo_advanced_hd | coal | 2050 | 33.6301 | 606.8532
flex | geo_advanced_hd | gas-cc | 2010 | 35.3859 | 88.9654
flex | geo_advanced_hd | gas-cc | 2012 | 12.1795 | 60.2081
flex | geo_advanced_hd | gas-cc | 2014 | 29.4841 | 86.7786
flex | geo_advanced_hd | gas-cc | 2016 | 11.9823 | 98.5721
flex | geo_advanced_hd | gas-cc | 2018 | 22.0492 | 132.1605
flex | geo_advanced_hd | gas-cc | 2020 | 17.799 | 112.5557
flex | geo_advanced_hd | gas-cc | 2022 | 56.2733 | 146.6752
flex | geo_advanced_hd | gas-cc | 2024 | 72.6369 | 187.634
flex | geo_advanced_hd | gas-cc | 2026 | 93.8223 | 238.656
flex | geo_advanced_hd | gas-cc | 2028 | 139.9041 | 324.6476
flex | geo_advanced_hd | gas-cc | 2030 | 124.7294 | 371.1755
flex | geo_advanced_hd | gas-cc | 2032 | 95.4327 | 397.8299
flex | geo_advanced_hd | gas-cc | 2034 | 88.091 | 471.8613
flex | geo_advanced_hd | gas-cc | 2036 | 69.0551 | 501.9579
flex | geo_advanced_hd | gas-cc | 2038 | 55.5414 | 556.7343
flex | geo_advanced_hd | gas-cc | 2040 | 53.9081 | 580.4553
flex | geo_advanced_hd | gas-cc | 2042 | 60.5124 | 627.2883
flex | geo_advanced_hd | gas-cc | 2044 | 58.5296 | 635.3685
flex | geo_advanced_hd | gas-cc | 2046 | 54.5373 | 634.5192
flex | geo_advanced_hd | gas-cc | 2048 | 66.0719 | 613.3763
flex | geo_advanced_hd | gas-cc | 2050 | 68.2928 | 606.8532
flex | geo_advanced_hd | gas-cc-ccs_mod_upgrade | 2010 | 0 | 88.9654
flex | geo_advanced_hd | gas-cc-ccs_mod_upgrade | 2012 | 0 | 60.2081
flex | geo_advanced_hd | gas-cc-ccs_mod_upgrade | 2014 | 0 | 86.7786
flex | geo_advanced_hd | gas-cc-ccs_mod_upgrade | 2016 | 0 | 98.5721
flex | geo_advanced_hd | gas-cc-ccs_mod_upgrade | 2018 | 0 | 132.1605
flex | geo_advanced_hd | gas-cc-ccs_mod_upgrade | 2020 | 0 | 112.5557
flex | geo_advanced_hd | gas-cc-ccs_mod_upgrade | 2022 | 0 | 146.6752
flex | geo_advanced_hd | gas-cc-ccs_mod_upgrade | 2024 | 0 | 187.634
flex | geo_advanced_hd | gas-cc-ccs_mod_upgrade | 2026 | 0 | 238.656
flex | geo_advanced_hd | gas-cc-ccs_mod_upgrade | 2028 | 0 | 324.6476
flex | geo_advanced_hd | gas-cc-ccs_mod_upgrade | 2030 | 0 | 371.1755
flex | geo_advanced_hd | gas-cc-ccs_mod_upgrade | 2032 | 0 | 397.8299
flex | geo_advanced_hd | gas-cc-ccs_mod_upgrade | 2034 | 0 | 471.8613
flex | geo_advanced_hd | gas-cc-ccs_mod_upgrade | 2036 | 0 | 501.9579
flex | geo_advanced_hd | gas-cc-ccs_mod_upgrade | 2038 | 0 | 556.7343
flex | geo_advanced_hd | gas-cc-ccs_mod_upgrade | 2040 | 0.4641 | 580.4553
flex | geo_advanced_hd | gas-cc-ccs_mod_upgrade | 2042 | 1.1469 | 627.2883
flex | geo_advanced_hd | gas-cc-ccs_mod_upgrade | 2044 | 0.72761 | 635.3685
flex | geo_advanced_hd | gas-cc-ccs_mod_upgrade | 2046 | 0.83824 | 634.5192
flex | geo_advanced_hd | gas-cc-ccs_mod_upgrade | 2048 | 0.99127 | 613.3763
flex | geo_advanced_hd | gas-cc-ccs_mod_upgrade | 2050 | 1.1022 | 606.8532
flex | geo_advanced_hd | gas-ct | 2010 | 2.7801 | 88.9654
flex | geo_advanced_hd | gas-ct | 2012 | 1.7681 | 60.2081
flex | geo_advanced_hd | gas-ct | 2014 | 2.9205 | 86.7786
flex | geo_advanced_hd | gas-ct | 2016 | 3.2849 | 98.5721
flex | geo_advanced_hd | gas-ct | 2018 | 8.288 | 132.1605
flex | geo_advanced_hd | gas-ct | 2020 | 6.113 | 112.5557
flex | geo_advanced_hd | gas-ct | 2022 | 11.6892 | 146.6752
flex | geo_advanced_hd | gas-ct | 2024 | 12.3065 | 187.634
flex | geo_advanced_hd | gas-ct | 2026 | 15.209 | 238.656
flex | geo_advanced_hd | gas-ct | 2028 | 21.3574 | 324.6476
flex | geo_advanced_hd | gas-ct | 2030 | 25.2415 | 371.1755
flex | geo_advanced_hd | gas-ct | 2032 | 19.1027 | 397.8299
flex | geo_advanced_hd | gas-ct | 2034 | 20.9441 | 471.8613
flex | geo_advanced_hd | gas-ct | 2036 | 29.925 | 501.9579
flex | geo_advanced_hd | gas-ct | 2038 | 30.0191 | 556.7343
flex | geo_advanced_hd | gas-ct | 2040 | 29.027 | 580.4553
flex | geo_advanced_hd | gas-ct | 2042 | 47.0311 | 627.2883
flex | geo_advanced_hd | gas-ct | 2044 | 65.4091 | 635.3685
flex | geo_advanced_hd | gas-ct | 2046 | 84.5837 | 634.5192
flex | geo_advanced_hd | gas-ct | 2048 | 97.2292 | 613.3763
flex | geo_advanced_hd | gas-ct | 2050 | 113.2092 | 606.8532
flex | geo_advanced_hd | o-g-s | 2010 | 6.8357 | 88.9654
flex | geo_advanced_hd | o-g-s | 2012 | 2.0537 | 60.2081
flex | geo_advanced_hd | o-g-s | 2014 | 8.7775 | 86.7786
flex | geo_advanced_hd | o-g-s | 2016 | 10.2174 | 98.5721
flex | geo_advanced_hd | o-g-s | 2018 | 11.5381 | 132.1605
flex | geo_advanced_hd | o-g-s | 2020 | 8.1766 | 112.5557
flex | geo_advanced_hd | o-g-s | 2022 | 10.1084 | 146.6752
flex | geo_advanced_hd | o-g-s | 2024 | 5.4302 | 187.634
flex | geo_advanced_hd | o-g-s | 2026 | 6.3216 | 238.656
flex | geo_advanced_hd | o-g-s | 2028 | 5.2142 | 324.6476
flex | geo_advanced_hd | o-g-s | 2030 | 7.0781 | 371.1755
flex | geo_advanced_hd | o-g-s | 2032 | 8.6969 | 397.8299
flex | geo_advanced_hd | o-g-s | 2034 | 8.1718 | 471.8613
flex | geo_advanced_hd | o-g-s | 2036 | 5.3339 | 501.9579
flex | geo_advanced_hd | o-g-s | 2038 | 5.9128 | 556.7343
flex | geo_advanced_hd | o-g-s | 2040 | 5.7474 | 580.4553
flex | geo_advanced_hd | o-g-s | 2042 | 4.575 | 627.2883
flex | geo_advanced_hd | o-g-s | 2044 | 3.529 | 635.3685
flex | geo_advanced_hd | o-g-s | 2046 | 3.8061 | 634.5192
flex | geo_advanced_hd | o-g-s | 2048 | 3.2525 | 613.3763
flex | geo_advanced_hd | o-g-s | 2050 | 0.9104 | 606.8532
flex | geo_advanced_hd | hydro | 2010 | 22.0835 | 88.9654
flex | geo_advanced_hd | hydro | 2012 | 12.3856 | 60.2081
flex | geo_advanced_hd | hydro | 2014 | 29.6927 | 86.7786
flex | geo_advanced_hd | hydro | 2016 | 22.1372 | 98.5721
flex | geo_advanced_hd | hydro | 2018 | 32.6348 | 132.1605
flex | geo_advanced_hd | hydro | 2020 | 30.6328 | 112.5557
flex | geo_advanced_hd | hydro | 2022 | 23.4337 | 146.6752
flex | geo_advanced_hd | hydro | 2024 | 24.1454 | 187.634
flex | geo_advanced_hd | hydro | 2026 | 31.6742 | 238.656
flex | geo_advanced_hd | hydro | 2028 | 47.5521 | 324.6476
flex | geo_advanced_hd | hydro | 2030 | 47.4539 | 371.1755
flex | geo_advanced_hd | hydro | 2032 | 56.3576 | 397.8299
flex | geo_advanced_hd | hydro | 2034 | 61.229 | 471.8613
flex | geo_advanced_hd | hydro | 2036 | 64.0979 | 501.9579
flex | geo_advanced_hd | hydro | 2038 | 60.5621 | 556.7343
flex | geo_advanced_hd | hydro | 2040 | 54.7736 | 580.4553
flex | geo_advanced_hd | hydro | 2042 | 62.8457 | 627.2883
flex | geo_advanced_hd | hydro | 2044 | 57.421 | 635.3685
flex | geo_advanced_hd | hydro | 2046 | 77.7656 | 634.5192
flex | geo_advanced_hd | hydro | 2048 | 60.8339 | 613.3763
flex | geo_advanced_hd | hydro | 2050 | 69.6267 | 606.8532
flex | geo_advanced_hd | geothermal | 2010 | 0 | 88.9654
flex | geo_advanced_hd | geothermal | 2012 | 0 | 60.2081
flex | geo_advanced_hd | geothermal | 2014 | 0 | 86.7786
flex | geo_advanced_hd | geothermal | 2016 | 0 | 98.5721
flex | geo_advanced_hd | geothermal | 2018 | 0 | 132.1605
flex | geo_advanced_hd | geothermal | 2020 | 0 | 112.5557
flex | geo_advanced_hd | geothermal | 2022 | 0 | 146.6752
flex | geo_advanced_hd | geothermal | 2024 | 0 | 187.634
flex | geo_advanced_hd | geothermal | 2026 | 0 | 238.656
flex | geo_advanced_hd | geothermal | 2028 | 0 | 324.6476
flex | geo_advanced_hd | geothermal | 2030 | 0 | 371.1755
flex | geo_advanced_hd | geothermal | 2032 | 0.0018643 | 397.8299
flex | geo_advanced_hd | geothermal | 2034 | 0.00046694 | 471.8613
flex | geo_advanced_hd | geothermal | 2036 | 0.038259 | 501.9579
flex | geo_advanced_hd | geothermal | 2038 | 0.0098972 | 556.7343
flex | geo_advanced_hd | geothermal | 2040 | 0 | 580.4553
flex | geo_advanced_hd | geothermal | 2042 | 0.0059267 | 627.2883
flex | geo_advanced_hd | geothermal | 2044 | 0 | 635.3685
flex | geo_advanced_hd | geothermal | 2046 | 0 | 634.5192
flex | geo_advanced_hd | geothermal | 2048 | 0.00010173 | 613.3763
flex | geo_advanced_hd | geothermal | 2050 | 0 | 606.8532
flex | geo_advanced_hd | biopower | 2010 | 0.035424 | 88.9654
flex | geo_advanced_hd | biopower | 2012 | 0.010449 | 60.2081
flex | geo_advanced_hd | biopower | 2014 | 0.014159 | 86.7786
flex | geo_advanced_hd | biopower | 2016 | 0.080085 | 98.5721
flex | geo_advanced_hd | biopower | 2018 | 0.1499 | 132.1605
flex | geo_advanced_hd | biopower | 2020 | 0.015792 | 112.5557
flex | geo_advanced_hd | biopower | 2022 | 0.16022 | 146.6752
flex | geo_advanced_hd | biopower | 2024 | 0.093543 | 187.634
flex | geo_advanced_hd | biopower | 2026 | 0.19067 | 238.656
flex | geo_advanced_hd | biopower | 2028 | 0.12151 | 324.6476
flex | geo_advanced_hd | biopower | 2030 | 0.14081 | 371.1755
flex | geo_advanced_hd | biopower | 2032 | 0.10019 | 397.8299
flex | geo_advanced_hd | biopower | 2034 | 0.073295 | 471.8613
flex | geo_advanced_hd | biopower | 2036 | 0.071074 | 501.9579
flex | geo_advanced_hd | biopower | 2038 | 0.094001 | 556.7343
flex | geo_advanced_hd | biopower | 2040 | 0.04209 | 580.4553
flex | geo_advanced_hd | biopower | 2042 | 0.12005 | 627.2883
flex | geo_advanced_hd | biopower | 2044 | 0.099608 | 635.3685
flex | geo_advanced_hd | biopower | 2046 | 0.049399 | 634.5192
flex | geo_advanced_hd | biopower | 2048 | 0.07644 | 613.3763
flex | geo_advanced_hd | biopower | 2050 | 0.10126 | 606.8532
flex | geo_advanced_hd | lfill-gas | 2010 | 0 | 88.9654
flex | geo_advanced_hd | lfill-gas | 2012 | 0 | 60.2081
flex | geo_advanced_hd | lfill-gas | 2014 | 0 | 86.7786
flex | geo_advanced_hd | lfill-gas | 2016 | 0.00023405 | 98.5721
flex | geo_advanced_hd | lfill-gas | 2018 | 0 | 132.1605
flex | geo_advanced_hd | lfill-gas | 2020 | 0 | 112.5557
flex | geo_advanced_hd | lfill-gas | 2022 | 0.0043664 | 146.6752
flex | geo_advanced_hd | lfill-gas | 2024 | 0.013757 | 187.634
flex | geo_advanced_hd | lfill-gas | 2026 | 0.0095826 | 238.656
flex | geo_advanced_hd | lfill-gas | 2028 | 0.050343 | 324.6476
flex | geo_advanced_hd | lfill-gas | 2030 | 0.17383 | 371.1755
flex | geo_advanced_hd | lfill-gas | 2032 | 0.14444 | 397.8299
flex | geo_advanced_hd | lfill-gas | 2034 | 0.075388 | 471.8613
flex | geo_advanced_hd | lfill-gas | 2036 | 0.082004 | 501.9579
flex | geo_advanced_hd | lfill-gas | 2038 | 0.077739 | 556.7343
flex | geo_advanced_hd | lfill-gas | 2040 | 0.053312 | 580.4553
flex | geo_advanced_hd | lfill-gas | 2042 | 0.03978 | 627.2883
flex | geo_advanced_hd | lfill-gas | 2044 | 0.021603 | 635.3685
flex | geo_advanced_hd | lfill-gas | 2046 | 0.011431 | 634.5192
flex | geo_advanced_hd | lfill-gas | 2048 | 0.015669 | 613.3763
flex | geo_advanced_hd | lfill-gas | 2050 | 0.0065013 | 606.8532
flex | geo_advanced_hd | csp | 2010 | 0 | 88.9654
flex | geo_advanced_hd | csp | 2012 | 0 | 60.2081
flex | geo_advanced_hd | csp | 2014 | 0 | 86.7786
flex | geo_advanced_hd | csp | 2016 | 0 | 98.5721
flex | geo_advanced_hd | csp | 2018 | 0 | 132.1605
flex | geo_advanced_hd | csp | 2020 | 0 | 112.5557
flex | geo_advanced_hd | csp | 2022 | 0 | 146.6752
flex | geo_advanced_hd | csp | 2024 | 0 | 187.634
flex | geo_advanced_hd | csp | 2026 | 0 | 238.656
flex | geo_advanced_hd | csp | 2028 | 0 | 324.6476
flex | geo_advanced_hd | csp | 2030 | 0 | 371.1755
flex | geo_advanced_hd | csp | 2032 | 0 | 397.8299
flex | geo_advanced_hd | csp | 2034 | 0 | 471.8613
flex | geo_advanced_hd | csp | 2036 | 0 | 501.9579
flex | geo_advanced_hd | csp | 2038 | 0 | 556.7343
flex | geo_advanced_hd | csp | 2040 | 0 | 580.4553
flex | geo_advanced_hd | csp | 2042 | 0 | 627.2883
flex | geo_advanced_hd | csp | 2044 | 0 | 635.3685
flex | geo_advanced_hd | csp | 2046 | 0 | 634.5192
flex | geo_advanced_hd | csp | 2048 | 0 | 613.3763
flex | geo_advanced_hd | csp | 2050 | 0 | 606.8532
flex | geo_advanced_hd | pvb | 2010 | 0 | 88.9654
flex | geo_advanced_hd | pvb | 2012 | 0 | 60.2081
flex | geo_advanced_hd | pvb | 2014 | 0 | 86.7786
flex | geo_advanced_hd | pvb | 2016 | 0.00019823 | 98.5721
flex | geo_advanced_hd | pvb | 2018 | 0.0025338 | 132.1605
flex | geo_advanced_hd | pvb | 2020 | 0.0029209 | 112.5557
flex | geo_advanced_hd | pvb | 2022 | 0.0030119 | 146.6752
flex | geo_advanced_hd | pvb | 2024 | 0.13673 | 187.634
flex | geo_advanced_hd | pvb | 2026 | 0.14511 | 238.656
flex | geo_advanced_hd | pvb | 2028 | 0.43222 | 324.6476
flex | geo_advanced_hd | pvb | 2030 | 1.0182 | 371.1755
flex | geo_advanced_hd | pvb | 2032 | 1.291 | 397.8299
flex | geo_advanced_hd | pvb | 2034 | 1.3977 | 471.8613
flex | geo_advanced_hd | pvb | 2036 | 1.1968 | 501.9579
flex | geo_advanced_hd | pvb | 2038 | 1.0278 | 556.7343
flex | geo_advanced_hd | pvb | 2040 | 10.2666 | 580.4553
flex | geo_advanced_hd | pvb | 2042 | 7.8901 | 627.2883
flex | geo_advanced_hd | pvb | 2044 | 8.5869 | 635.3685
flex | geo_advanced_hd | pvb | 2046 | 10.0804 | 634.5192
flex | geo_advanced_hd | pvb | 2048 | 8.6538 | 613.3763
flex | geo_advanced_hd | pvb | 2050 | 10.6018 | 606.8532
flex | geo_advanced_hd | battery_2 | 2010 | 0 | 88.9654
flex | geo_advanced_hd | battery_2 | 2012 | 0 | 60.2081
flex | geo_advanced_hd | battery_2 | 2014 | 0 | 86.7786
flex | geo_advanced_hd | battery_2 | 2016 | 0.0024129 | 98.5721
flex | geo_advanced_hd | battery_2 | 2018 | 0.0023281 | 132.1605
flex | geo_advanced_hd | battery_2 | 2020 | 0 | 112.5557
flex | geo_advanced_hd | battery_2 | 2022 | 0.00047077 | 146.6752
flex | geo_advanced_hd | battery_2 | 2024 | 0.20921 | 187.634
flex | geo_advanced_hd | battery_2 | 2026 | 0.37228 | 238.656
flex | geo_advanced_hd | battery_2 | 2028 | 1.961 | 324.6476
flex | geo_advanced_hd | battery_2 | 2030 | 3.1732 | 371.1755
flex | geo_advanced_hd | battery_2 | 2032 | 2.4172 | 397.8299
flex | geo_advanced_hd | battery_2 | 2034 | 3.3636 | 471.8613
flex | geo_advanced_hd | battery_2 | 2036 | 3.8254 | 501.9579
flex | geo_advanced_hd | battery_2 | 2038 | 4.3082 | 556.7343
flex | geo_advanced_hd | battery_2 | 2040 | 3.9495 | 580.4553
flex | geo_advanced_hd | battery_2 | 2042 | 5.1589 | 627.2883
flex | geo_advanced_hd | battery_2 | 2044 | 6.4529 | 635.3685
flex | geo_advanced_hd | battery_2 | 2046 | 6.4936 | 634.5192
flex | geo_advanced_hd | battery_2 | 2048 | 6.6994 | 613.3763
flex | geo_advanced_hd | battery_2 | 2050 | 4.1577 | 606.8532
flex | geo_advanced_hd | battery_4 | 2010 | 0 | 88.9654
flex | geo_advanced_hd | battery_4 | 2012 | 0 | 60.2081
flex | geo_advanced_hd | battery_4 | 2014 | 0 | 86.7786
flex | geo_advanced_hd | battery_4 | 2016 | 0 | 98.5721
flex | geo_advanced_hd | battery_4 | 2018 | 0 | 132.1605
flex | geo_advanced_hd | battery_4 | 2020 | 0 | 112.5557
flex | geo_advanced_hd | battery_4 | 2022 | 0 | 146.6752
flex | geo_advanced_hd | battery_4 | 2024 | 0.00064331 | 187.634
flex | geo_advanced_hd | battery_4 | 2026 | 1.4167 | 238.656
flex | geo_advanced_hd | battery_4 | 2028 | 11.4635 | 324.6476
flex | geo_advanced_hd | battery_4 | 2030 | 31.9712 | 371.1755
flex | geo_advanced_hd | battery_4 | 2032 | 51.6504 | 397.8299
flex | geo_advanced_hd | battery_4 | 2034 | 53.9005 | 471.8613
flex | geo_advanced_hd | battery_4 | 2036 | 66.9765 | 501.9579
flex | geo_advanced_hd | battery_4 | 2038 | 81.9415 | 556.7343
flex | geo_advanced_hd | battery_4 | 2040 | 96.4656 | 580.4553
flex | geo_advanced_hd | battery_4 | 2042 | 67.5844 | 627.2883
flex | geo_advanced_hd | battery_4 | 2044 | 99.947 | 635.3685
flex | geo_advanced_hd | battery_4 | 2046 | 101.9384 | 634.5192
flex | geo_advanced_hd | battery_4 | 2048 | 144.0469 | 613.3763
flex | geo_advanced_hd | battery_4 | 2050 | 134.0879 | 606.8532
flex | geo_advanced_hd | battery_6 | 2010 | 0 | 88.9654
flex | geo_advanced_hd | battery_6 | 2012 | 0 | 60.2081
flex | geo_advanced_hd | battery_6 | 2014 | 0 | 86.7786
flex | geo_advanced_hd | battery_6 | 2016 | 0 | 98.5721
flex | geo_advanced_hd | battery_6 | 2018 | 0 | 132.1605
flex | geo_advanced_hd | battery_6 | 2020 | 0 | 112.5557
flex | geo_advanced_hd | battery_6 | 2022 | 0 | 146.6752
flex | geo_advanced_hd | battery_6 | 2024 | 0 | 187.634
flex | geo_advanced_hd | battery_6 | 2026 | 0 | 238.656
flex | geo_advanced_hd | battery_6 | 2028 | 1.0768 | 324.6476
flex | geo_advanced_hd | battery_6 | 2030 | 18.0163 | 371.1755
flex | geo_advanced_hd | battery_6 | 2032 | 34.4849 | 397.8299
flex | geo_advanced_hd | battery_6 | 2034 | 79.8365 | 471.8613
flex | geo_advanced_hd | battery_6 | 2036 | 100.4824 | 501.9579
flex | geo_advanced_hd | battery_6 | 2038 | 131.5763 | 556.7343
flex | geo_advanced_hd | battery_6 | 2040 | 145.6902 | 580.4553
flex | geo_advanced_hd | battery_6 | 2042 | 139.711 | 627.2883
flex | geo_advanced_hd | battery_6 | 2044 | 98.6296 | 635.3685
flex | geo_advanced_hd | battery_6 | 2046 | 124.2259 | 634.5192
flex | geo_advanced_hd | battery_6 | 2048 | 65.869 | 613.3763
flex | geo_advanced_hd | battery_6 | 2050 | 53.3315 | 606.8532
flex | geo_advanced_hd | battery_8 | 2010 | 0 | 88.9654
flex | geo_advanced_hd | battery_8 | 2012 | 0 | 60.2081
flex | geo_advanced_hd | battery_8 | 2014 | 0 | 86.7786
flex | geo_advanced_hd | battery_8 | 2016 | 0 | 98.5721
flex | geo_advanced_hd | battery_8 | 2018 | 0 | 132.1605
flex | geo_advanced_hd | battery_8 | 2020 | 0 | 112.5557
flex | geo_advanced_hd | battery_8 | 2022 | 0 | 146.6752
flex | geo_advanced_hd | battery_8 | 2024 | 0 | 187.634
flex | geo_advanced_hd | battery_8 | 2026 | 0 | 238.656
flex | geo_advanced_hd | battery_8 | 2028 | 0 | 324.6476
flex | geo_advanced_hd | battery_8 | 2030 | 0 | 371.1755
flex | geo_advanced_hd | battery_8 | 2032 | 4.3526 | 397.8299
flex | geo_advanced_hd | battery_8 | 2034 | 23.8397 | 471.8613
flex | geo_advanced_hd | battery_8 | 2036 | 30.5961 | 501.9579
flex | geo_advanced_hd | battery_8 | 2038 | 50.8384 | 556.7343
flex | geo_advanced_hd | battery_8 | 2040 | 54.8833 | 580.4553
flex | geo_advanced_hd | battery_8 | 2042 | 113.228 | 627.2883
flex | geo_advanced_hd | battery_8 | 2044 | 94.9313 | 635.3685
flex | geo_advanced_hd | battery_8 | 2046 | 84.2047 | 634.5192
flex | geo_advanced_hd | battery_8 | 2048 | 62.3408 | 613.3763
flex | geo_advanced_hd | battery_8 | 2050 | 36.8776 | 606.8532
flex | geo_advanced_hd | battery_10 | 2010 | 0 | 88.9654
flex | geo_advanced_hd | battery_10 | 2012 | 0 | 60.2081
flex | geo_advanced_hd | battery_10 | 2014 | 0 | 86.7786
flex | geo_advanced_hd | battery_10 | 2016 | 0 | 98.5721
flex | geo_advanced_hd | battery_10 | 2018 | 0 | 132.1605
flex | geo_advanced_hd | battery_10 | 2020 | 0 | 112.5557
flex | geo_advanced_hd | battery_10 | 2022 | 0 | 146.6752
flex | geo_advanced_hd | battery_10 | 2024 | 0 | 187.634
flex | geo_advanced_hd | battery_10 | 2026 | 0 | 238.656
flex | geo_advanced_hd | battery_10 | 2028 | 0 | 324.6476
flex | geo_advanced_hd | battery_10 | 2030 | 0 | 371.1755
flex | geo_advanced_hd | battery_10 | 2032 | 0 | 397.8299
flex | geo_advanced_hd | battery_10 | 2034 | 0 | 471.8613
flex | geo_advanced_hd | battery_10 | 2036 | 0 | 501.9579
flex | geo_advanced_hd | battery_10 | 2038 | 0.43974 | 556.7343
flex | geo_advanced_hd | battery_10 | 2040 | 0.72447 | 580.4553
flex | geo_advanced_hd | battery_10 | 2042 | 2.4163 | 627.2883
flex | geo_advanced_hd | battery_10 | 2044 | 0.35984 | 635.3685
flex | geo_advanced_hd | battery_10 | 2046 | 1.158 | 634.5192
flex | geo_advanced_hd | battery_10 | 2048 | 0.28787 | 613.3763
flex | geo_advanced_hd | battery_10 | 2050 | 0 | 606.8532
flex | geo_advanced_hd | pumped-hydro | 2010 | 8.2819 | 88.9654
flex | geo_advanced_hd | pumped-hydro | 2012 | 1.3923 | 60.2081
flex | geo_advanced_hd | pumped-hydro | 2014 | 6.9413 | 86.7786
flex | geo_advanced_hd | pumped-hydro | 2016 | 9.7702 | 98.5721
flex | geo_advanced_hd | pumped-hydro | 2018 | 16.0872 | 132.1605
flex | geo_advanced_hd | pumped-hydro | 2020 | 9.0163 | 112.5557
flex | geo_advanced_hd | pumped-hydro | 2022 | 6.8495 | 146.6752
flex | geo_advanced_hd | pumped-hydro | 2024 | 8.8302 | 187.634
flex | geo_advanced_hd | pumped-hydro | 2026 | 9.7042 | 238.656
flex | geo_advanced_hd | pumped-hydro | 2028 | 20.0238 | 324.6476
flex | geo_advanced_hd | pumped-hydro | 2030 | 29.9349 | 371.1755
flex | geo_advanced_hd | pumped-hydro | 2032 | 54.4405 | 397.8299
flex | geo_advanced_hd | pumped-hydro | 2034 | 74.9232 | 471.8613
flex | geo_advanced_hd | pumped-hydro | 2036 | 80.105 | 501.9579
flex | geo_advanced_hd | pumped-hydro | 2038 | 86.31 | 556.7343
flex | geo_advanced_hd | pumped-hydro | 2040 | 83.4868 | 580.4553
flex | geo_advanced_hd | pumped-hydro | 2042 | 79.3582 | 627.2883
flex | geo_advanced_hd | pumped-hydro | 2044 | 109.0449 | 635.3685
flex | geo_advanced_hd | pumped-hydro | 2046 | 64.0755 | 634.5192
flex | geo_advanced_hd | pumped-hydro | 2048 | 69.0242 | 613.3763
flex | geo_advanced_hd | pumped-hydro | 2050 | 78.3915 | 606.8532
reg | geo_advanced_hd | nuclear | 2010 | 0 | 40.8028
reg | geo_advanced_hd | nuclear | 2012 | 0 | 40.6228
reg | geo_advanced_hd | nuclear | 2014 | 0 | 41.4129
reg | geo_advanced_hd | nuclear | 2016 | 0 | 41.7904
reg | geo_advanced_hd | nuclear | 2018 | 0 | 42.7386
reg | geo_advanced_hd | nuclear | 2020 | 0 | 44.9547
reg | geo_advanced_hd | nuclear | 2022 | 0 | 48.2456
reg | geo_advanced_hd | nuclear | 2024 | 0 | 53.8893
reg | geo_advanced_hd | nuclear | 2026 | 0 | 58.5533
reg | geo_advanced_hd | nuclear | 2028 | 0 | 63.7022
reg | geo_advanced_hd | nuclear | 2030 | 0 | 70.5894
reg | geo_advanced_hd | nuclear | 2032 | 0 | 75.2533
reg | geo_advanced_hd | nuclear | 2034 | 0 | 81.7397
reg | geo_advanced_hd | nuclear | 2036 | 0 | 88.1484
reg | geo_advanced_hd | nuclear | 2038 | 0 | 95.3393
reg | geo_advanced_hd | nuclear | 2040 | 0 | 99.8433
reg | geo_advanced_hd | nuclear | 2042 | 0 | 101.6572
reg | geo_advanced_hd | nuclear | 2044 | 0 | 103.8711
reg | geo_advanced_hd | nuclear | 2046 | 0 | 105.9067
reg | geo_advanced_hd | nuclear | 2048 | 0 | 108.5202
reg | geo_advanced_hd | nuclear | 2050 | 0 | 111.1256
reg | geo_advanced_hd | coal | 2010 | 0.041813 | 40.8028
reg | geo_advanced_hd | coal | 2012 | 0.21437 | 40.6228
reg | geo_advanced_hd | coal | 2014 | 0.0098935 | 41.4129
reg | geo_advanced_hd | coal | 2016 | 0.25557 | 41.7904
reg | geo_advanced_hd | coal | 2018 | 0.44854 | 42.7386
reg | geo_advanced_hd | coal | 2020 | 0.93871 | 44.9547
reg | geo_advanced_hd | coal | 2022 | 0.048037 | 48.2456
reg | geo_advanced_hd | coal | 2024 | 0.041015 | 53.8893
reg | geo_advanced_hd | coal | 2026 | 0.057542 | 58.5533
reg | geo_advanced_hd | coal | 2028 | 0.0569 | 63.7022
reg | geo_advanced_hd | coal | 2030 | 0 | 70.5894
reg | geo_advanced_hd | coal | 2032 | 0.0061333 | 75.2533
reg | geo_advanced_hd | coal | 2034 | 0.014457 | 81.7397
reg | geo_advanced_hd | coal | 2036 | 0 | 88.1484
reg | geo_advanced_hd | coal | 2038 | 0.0079465 | 95.3393
reg | geo_advanced_hd | coal | 2040 | 0 | 99.8433
reg | geo_advanced_hd | coal | 2042 | 0 | 101.6572
reg | geo_advanced_hd | coal | 2044 | 0.00081753 | 103.8711
reg | geo_advanced_hd | coal | 2046 | 0.0013282 | 105.9067
reg | geo_advanced_hd | coal | 2048 | 0.00090134 | 108.5202
reg | geo_advanced_hd | coal | 2050 | 0.0007934 | 111.1256
reg | geo_advanced_hd | gas-cc | 2010 | 4.6095 | 40.8028
reg | geo_advanced_hd | gas-cc | 2012 | 2.7333 | 40.6228
reg | geo_advanced_hd | gas-cc | 2014 | 3.8947 | 41.4129
reg | geo_advanced_hd | gas-cc | 2016 | 1.6175 | 41.7904
reg | geo_advanced_hd | gas-cc | 2018 | 2.7255 | 42.7386
reg | geo_advanced_hd | gas-cc | 2020 | 1.2984 | 44.9547
reg | geo_advanced_hd | gas-cc | 2022 | 1.1002 | 48.2456
reg | geo_advanced_hd | gas-cc | 2024 | 0.65073 | 53.8893
reg | geo_advanced_hd | gas-cc | 2026 | 2.1263 | 58.5533
reg | geo_advanced_hd | gas-cc | 2028 | 1.9687 | 63.7022
reg | geo_advanced_hd | gas-cc | 2030 | 1.7965 | 70.5894
reg | geo_advanced_hd | gas-cc | 2032 | 1.3588 | 75.2533
reg | geo_advanced_hd | gas-cc | 2034 | 0.78028 | 81.7397
reg | geo_advanced_hd | gas-cc | 2036 | 0.74562 | 88.1484
reg | geo_advanced_hd | gas-cc | 2038 | 1.1369 | 95.3393
reg | geo_advanced_hd | gas-cc | 2040 | 0.75261 | 99.8433
reg | geo_advanced_hd | gas-cc | 2042 | 0.98714 | 101.6572
reg | geo_advanced_hd | gas-cc | 2044 | 0.43866 | 103.8711
reg | geo_advanced_hd | gas-cc | 2046 | 0.17947 | 105.9067
reg | geo_advanced_hd | gas-cc | 2048 | 0.10203 | 108.5202
reg | geo_advanced_hd | gas-cc | 2050 | 0.070999 | 111.1256
reg | geo_advanced_hd | gas-cc-ccs_mod_upgrade | 2010 | 0 | 40.8028
reg | geo_advanced_hd | gas-cc-ccs_mod_upgrade | 2012 | 0 | 40.6228
reg | geo_advanced_hd | gas-cc-ccs_mod_upgrade | 2014 | 0 | 41.4129
reg | geo_advanced_hd | gas-cc-ccs_mod_upgrade | 2016 | 0 | 41.7904
reg | geo_advanced_hd | gas-cc-ccs_mod_upgrade | 2018 | 0 | 42.7386
reg | geo_advanced_hd | gas-cc-ccs_mod_upgrade | 2020 | 0 | 44.9547
reg | geo_advanced_hd | gas-cc-ccs_mod_upgrade | 2022 | 0 | 48.2456
reg | geo_advanced_hd | gas-cc-ccs_mod_upgrade | 2024 | 0 | 53.8893
reg | geo_advanced_hd | gas-cc-ccs_mod_upgrade | 2026 | 0 | 58.5533
reg | geo_advanced_hd | gas-cc-ccs_mod_upgrade | 2028 | 0 | 63.7022
reg | geo_advanced_hd | gas-cc-ccs_mod_upgrade | 2030 | 0 | 70.5894
reg | geo_advanced_hd | gas-cc-ccs_mod_upgrade | 2032 | 0 | 75.2533
reg | geo_advanced_hd | gas-cc-ccs_mod_upgrade | 2034 | 0 | 81.7397
reg | geo_advanced_hd | gas-cc-ccs_mod_upgrade | 2036 | 0 | 88.1484
reg | geo_advanced_hd | gas-cc-ccs_mod_upgrade | 2038 | 0 | 95.3393
reg | geo_advanced_hd | gas-cc-ccs_mod_upgrade | 2040 | 0 | 99.8433
reg | geo_advanced_hd | gas-cc-ccs_mod_upgrade | 2042 | 0 | 101.6572
reg | geo_advanced_hd | gas-cc-ccs_mod_upgrade | 2044 | 0 | 103.8711
reg | geo_advanced_hd | gas-cc-ccs_mod_upgrade | 2046 | 0 | 105.9067
reg | geo_advanced_hd | gas-cc-ccs_mod_upgrade | 2048 | 0 | 108.5202
reg | geo_advanced_hd | gas-cc-ccs_mod_upgrade | 2050 | 0 | 111.1256
reg | geo_advanced_hd | gas-ct | 2010 | 6.6638 | 40.8028
reg | geo_advanced_hd | gas-ct | 2012 | 5.7013 | 40.6228
reg | geo_advanced_hd | gas-ct | 2014 | 5.8792 | 41.4129
reg | geo_advanced_hd | gas-ct | 2016 | 4.251 | 41.7904
reg | geo_advanced_hd | gas-ct | 2018 | 5.0739 | 42.7386
reg | geo_advanced_hd | gas-ct | 2020 | 6.9578 | 44.9547
reg | geo_advanced_hd | gas-ct | 2022 | 4.3791 | 48.2456
reg | geo_advanced_hd | gas-ct | 2024 | 5.1971 | 53.8893
reg | geo_advanced_hd | gas-ct | 2026 | 4.6537 | 58.5533
reg | geo_advanced_hd | gas-ct | 2028 | 4.0183 | 63.7022
reg | geo_advanced_hd | gas-ct | 2030 | 4.2838 | 70.5894
reg | geo_advanced_hd | gas-ct | 2032 | 1.3191 | 75.2533
reg | geo_advanced_hd | gas-ct | 2034 | 0.55516 | 81.7397
reg | geo_advanced_hd | gas-ct | 2036 | 0.76668 | 88.1484
reg | geo_advanced_hd | gas-ct | 2038 | 1.0473 | 95.3393
reg | geo_advanced_hd | gas-ct | 2040 | 1.1627 | 99.8433
reg | geo_advanced_hd | gas-ct | 2042 | 1.6706 | 101.6572
reg | geo_advanced_hd | gas-ct | 2044 | 0.72336 | 103.8711
reg | geo_advanced_hd | gas-ct | 2046 | 0.66513 | 105.9067
reg | geo_advanced_hd | gas-ct | 2048 | 0.52944 | 108.5202
reg | geo_advanced_hd | gas-ct | 2050 | 0.81304 | 111.1256
reg | geo_advanced_hd | o-g-s | 2010 | 2.3617 | 40.8028
reg | geo_advanced_hd | o-g-s | 2012 | 2.456 | 40.6228
reg | geo_advanced_hd | o-g-s | 2014 | 2.5588 | 41.4129
reg | geo_advanced_hd | o-g-s | 2016 | 4.4012 | 41.7904
reg | geo_advanced_hd | o-g-s | 2018 | 1.362 | 42.7386
reg | geo_advanced_hd | o-g-s | 2020 | 2.6215 | 44.9547
reg | geo_advanced_hd | o-g-s | 2022 | 3.0053 | 48.2456
reg | geo_advanced_hd | o-g-s | 2024 | 2.2618 | 53.8893
reg | geo_advanced_hd | o-g-s | 2026 | 1.2931 | 58.5533
reg | geo_advanced_hd | o-g-s | 2028 | 1.0034 | 63.7022
reg | geo_advanced_hd | o-g-s | 2030 | 0.74154 | 70.5894
reg | geo_advanced_hd | o-g-s | 2032 | 0.45103 | 75.2533
reg | geo_advanced_hd | o-g-s | 2034 | 0.31979 | 81.7397
reg | geo_advanced_hd | o-g-s | 2036 | 0.11511 | 88.1484
reg | geo_advanced_hd | o-g-s | 2038 | 0.18958 | 95.3393
reg | geo_advanced_hd | o-g-s | 2040 | 0.088184 | 99.8433
reg | geo_advanced_hd | o-g-s | 2042 | 0 | 101.6572
reg | geo_advanced_hd | o-g-s | 2044 | 0 | 103.8711
reg | geo_advanced_hd | o-g-s | 2046 | 0 | 105.9067
reg | geo_advanced_hd | o-g-s | 2048 | 0 | 108.5202
reg | geo_advanced_hd | o-g-s | 2050 | 0 | 111.1256
reg | geo_advanced_hd | hydro | 2010 | 0.10503 | 40.8028
reg | geo_advanced_hd | hydro | 2012 | 0.071695 | 40.6228
reg | geo_advanced_hd | hydro | 2014 | 0.020792 | 41.4129
reg | geo_advanced_hd | hydro | 2016 | 0.1146 | 41.7904
reg | geo_advanced_hd | hydro | 2018 | 0.068462 | 42.7386
reg | geo_advanced_hd | hydro | 2020 | 0.28949 | 44.9547
reg | geo_advanced_hd | hydro | 2022 | 0.124 | 48.2456
reg | geo_advanced_hd | hydro | 2024 | 0.60305 | 53.8893
reg | geo_advanced_hd | hydro | 2026 | 1.5304 | 58.5533
reg | geo_advanced_hd | hydro | 2028 | 1.8342 | 63.7022
reg | geo_advanced_hd | hydro | 2030 | 3.2323 | 70.5894
reg | geo_advanced_hd | hydro | 2032 | 0.83096 | 75.2533
reg | geo_advanced_hd | hydro | 2034 | 0.9395 | 81.7397
reg | geo_advanced_hd | hydro | 2036 | 0.82078 | 88.1484
reg | geo_advanced_hd | hydro | 2038 | 0.57805 | 95.3393
reg | geo_advanced_hd | hydro | 2040 | 0.47898 | 99.8433
reg | geo_advanced_hd | hydro | 2042 | 0.28699 | 101.6572
reg | geo_advanced_hd | hydro | 2044 | 0.19894 | 103.8711
reg | geo_advanced_hd | hydro | 2046 | 0.0017674 | 105.9067
reg | geo_advanced_hd | hydro | 2048 | 0 | 108.5202
reg | geo_advanced_hd | hydro | 2050 | 0 | 111.1256
reg | geo_advanced_hd | geothermal | 2010 | 0 | 40.8028
reg | geo_advanced_hd | geothermal | 2012 | 0 | 40.6228
reg | geo_advanced_hd | geothermal | 2014 | 0 | 41.4129
reg | geo_advanced_hd | geothermal | 2016 | 0 | 41.7904
reg | geo_advanced_hd | geothermal | 2018 | 0 | 42.7386
reg | geo_advanced_hd | geothermal | 2020 | 0 | 44.9547
reg | geo_advanced_hd | geothermal | 2022 | 0 | 48.2456
reg | geo_advanced_hd | geothermal | 2024 | 0 | 53.8893
reg | geo_advanced_hd | geothermal | 2026 | 0 | 58.5533
reg | geo_advanced_hd | geothermal | 2028 | 0 | 63.7022
reg | geo_advanced_hd | geothermal | 2030 | 0 | 70.5894
reg | geo_advanced_hd | geothermal | 2032 | 0 | 75.2533
reg | geo_advanced_hd | geothermal | 2034 | 0 | 81.7397
reg | geo_advanced_hd | geothermal | 2036 | 0 | 88.1484
reg | geo_advanced_hd | geothermal | 2038 | 0 | 95.3393
reg | geo_advanced_hd | geothermal | 2040 | 0.0031043 | 99.8433
reg | geo_advanced_hd | geothermal | 2042 | 0 | 101.6572
reg | geo_advanced_hd | geothermal | 2044 | 0 | 103.8711
reg | geo_advanced_hd | geothermal | 2046 | 0 | 105.9067
reg | geo_advanced_hd | geothermal | 2048 | 0 | 108.5202
reg | geo_advanced_hd | geothermal | 2050 | 0 | 111.1256
reg | geo_advanced_hd | biopower | 2010 | 0.44104 | 40.8028
reg | geo_advanced_hd | biopower | 2012 | 0.27501 | 40.6228
reg | geo_advanced_hd | biopower | 2014 | 0.2905 | 41.4129
reg | geo_advanced_hd | biopower | 2016 | 0.26434 | 41.7904
reg | geo_advanced_hd | biopower | 2018 | 0.18575 | 42.7386
reg | geo_advanced_hd | biopower | 2020 | 0.17792 | 44.9547
reg | geo_advanced_hd | biopower | 2022 | 0.11081 | 48.2456
reg | geo_advanced_hd | biopower | 2024 | 0.28134 | 53.8893
reg | geo_advanced_hd | biopower | 2026 | 0.24225 | 58.5533
reg | geo_advanced_hd | biopower | 2028 | 0.115 | 63.7022
reg | geo_advanced_hd | biopower | 2030 | 0.062674 | 70.5894
reg | geo_advanced_hd | biopower | 2032 | 0.010674 | 75.2533
reg | geo_advanced_hd | biopower | 2034 | 0.012049 | 81.7397
reg | geo_advanced_hd | biopower | 2036 | 0.018457 | 88.1484
reg | geo_advanced_hd | biopower | 2038 | 0.019444 | 95.3393
reg | geo_advanced_hd | biopower | 2040 | 0.014914 | 99.8433
reg | geo_advanced_hd | biopower | 2042 | 0.0082741 | 101.6572
reg | geo_advanced_hd | biopower | 2044 | 0.0060152 | 103.8711
reg | geo_advanced_hd | biopower | 2046 | 0.010406 | 105.9067
reg | geo_advanced_hd | biopower | 2048 | 0.0095577 | 108.5202
reg | geo_advanced_hd | biopower | 2050 | 0.0011459 | 111.1256
reg | geo_advanced_hd | lfill-gas | 2010 | 0.004809 | 40.8028
reg | geo_advanced_hd | lfill-gas | 2012 | 0 | 40.6228
reg | geo_advanced_hd | lfill-gas | 2014 | 0 | 41.4129
reg | geo_advanced_hd | lfill-gas | 2016 | 0 | 41.7904
reg | geo_advanced_hd | lfill-gas | 2018 | 0 | 42.7386
reg | geo_advanced_hd | lfill-gas | 2020 | 0.0096427 | 44.9547
reg | geo_advanced_hd | lfill-gas | 2022 | 0.00033033 | 48.2456
reg | geo_advanced_hd | lfill-gas | 2024 | 0.020591 | 53.8893
reg | geo_advanced_hd | lfill-gas | 2026 | 0.027029 | 58.5533
reg | geo_advanced_hd | lfill-gas | 2028 | 0.042457 | 63.7022
reg | geo_advanced_hd | lfill-gas | 2030 | 0.027846 | 70.5894
reg | geo_advanced_hd | lfill-gas | 2032 | 0.030569 | 75.2533
reg | geo_advanced_hd | lfill-gas | 2034 | 0.010991 | 81.7397
reg | geo_advanced_hd | lfill-gas | 2036 | 0.00073006 | 88.1484
reg | geo_advanced_hd | lfill-gas | 2038 | 0.0031477 | 95.3393
reg | geo_advanced_hd | lfill-gas | 2040 | 0.00075543 | 99.8433
reg | geo_advanced_hd | lfill-gas | 2042 | 0.0052691 | 101.6572
reg | geo_advanced_hd | lfill-gas | 2044 | 0 | 103.8711
reg | geo_advanced_hd | lfill-gas | 2046 | 0 | 105.9067
reg | geo_advanced_hd | lfill-gas | 2048 | 0 | 108.5202
reg | geo_advanced_hd | lfill-gas | 2050 | 0 | 111.1256
reg | geo_advanced_hd | csp | 2010 | 0 | 40.8028
reg | geo_advanced_hd | csp | 2012 | 0 | 40.6228
reg | geo_advanced_hd | csp | 2014 | 0 | 41.4129
reg | geo_advanced_hd | csp | 2016 | 0 | 41.7904
reg | geo_advanced_hd | csp | 2018 | 0 | 42.7386
reg | geo_advanced_hd | csp | 2020 | 0 | 44.9547
reg | geo_advanced_hd | csp | 2022 | 0 | 48.2456
reg | geo_advanced_hd | csp | 2024 | 0 | 53.8893
reg | geo_advanced_hd | csp | 2026 | 0 | 58.5533
reg | geo_advanced_hd | csp | 2028 | 0 | 63.7022
reg | geo_advanced_hd | csp | 2030 | 0 | 70.5894
reg | geo_advanced_hd | csp | 2032 | 0 | 75.2533
reg | geo_advanced_hd | csp | 2034 | 0 | 81.7397
reg | geo_advanced_hd | csp | 2036 | 0 | 88.1484
reg | geo_advanced_hd | csp | 2038 | 0 | 95.3393
reg | geo_advanced_hd | csp | 2040 | 0 | 99.8433
reg | geo_advanced_hd | csp | 2042 | 0 | 101.6572
reg | geo_advanced_hd | csp | 2044 | 0 | 103.8711
reg | geo_advanced_hd | csp | 2046 | 0 | 105.9067
reg | geo_advanced_hd | csp | 2048 | 0 | 108.5202
reg | geo_advanced_hd | csp | 2050 | 0 | 111.1256
reg | geo_advanced_hd | pvb | 2010 | 0 | 40.8028
reg | geo_advanced_hd | pvb | 2012 | 0.0026102 | 40.6228
reg | geo_advanced_hd | pvb | 2014 | 0.019338 | 41.4129
reg | geo_advanced_hd | pvb | 2016 | 0.46364 | 41.7904
reg | geo_advanced_hd | pvb | 2018 | 0.60696 | 42.7386
reg | geo_advanced_hd | pvb | 2020 | 0.90017 | 44.9547
reg | geo_advanced_hd | pvb | 2022 | 2.1612 | 48.2456
reg | geo_advanced_hd | pvb | 2024 | 3.3282 | 53.8893
reg | geo_advanced_hd | pvb | 2026 | 1.8081 | 58.5533
reg | geo_advanced_hd | pvb | 2028 | 1.5746 | 63.7022
reg | geo_advanced_hd | pvb | 2030 | 0.97059 | 70.5894
reg | geo_advanced_hd | pvb | 2032 | 0.71666 | 75.2533
reg | geo_advanced_hd | pvb | 2034 | 1.0323 | 81.7397
reg | geo_advanced_hd | pvb | 2036 | 0.94119 | 88.1484
reg | geo_advanced_hd | pvb | 2038 | 0.71768 | 95.3393
reg | geo_advanced_hd | pvb | 2040 | 1.0983 | 99.8433
reg | geo_advanced_hd | pvb | 2042 | 0.85606 | 101.6572
reg | geo_advanced_hd | pvb | 2044 | 2.6195 | 103.8711
reg | geo_advanced_hd | pvb | 2046 | 2.7737 | 105.9067
reg | geo_advanced_hd | pvb | 2048 | 3.9795 | 108.5202
reg | geo_advanced_hd | pvb | 2050 | 3.5917 | 111.1256
reg | geo_advanced_hd | battery_2 | 2010 | 0.039202 | 40.8028
reg | geo_advanced_hd | battery_2 | 2012 | 0.18012 | 40.6228
reg | geo_advanced_hd | battery_2 | 2014 | 0.29665 | 41.4129
reg | geo_advanced_hd | battery_2 | 2016 | 0.72133 | 41.7904
reg | geo_advanced_hd | battery_2 | 2018 | 1.0975 | 42.7386
reg | geo_advanced_hd | battery_2 | 2020 | 1.6253 | 44.9547
reg | geo_advanced_hd | battery_2 | 2022 | 6.3619 | 48.2456
reg | geo_advanced_hd | battery_2 | 2024 | 16.4899 | 53.8893
reg | geo_advanced_hd | battery_2 | 2026 | 14.0725 | 58.5533
reg | geo_advanced_hd | battery_2 | 2028 | 13.3727 | 63.7022
reg | geo_advanced_hd | battery_2 | 2030 | 14.3729 | 70.5894
reg | geo_advanced_hd | battery_2 | 2032 | 10.216 | 75.2533
reg | geo_advanced_hd | battery_2 | 2034 | 9.3879 | 81.7397
reg | geo_advanced_hd | battery_2 | 2036 | 14.1095 | 88.1484
reg | geo_advanced_hd | battery_2 | 2038 | 6.7172 | 95.3393
reg | geo_advanced_hd | battery_2 | 2040 | 8.6291 | 99.8433
reg | geo_advanced_hd | battery_2 | 2042 | 8.105 | 101.6572
reg | geo_advanced_hd | battery_2 | 2044 | 11.5647 | 103.8711
reg | geo_advanced_hd | battery_2 | 2046 | 11.0972 | 105.9067
reg | geo_advanced_hd | battery_2 | 2048 | 10.3692 | 108.5202
reg | geo_advanced_hd | battery_2 | 2050 | 14.1396 | 111.1256
reg | geo_advanced_hd | battery_4 | 2010 | 0 | 40.8028
reg | geo_advanced_hd | battery_4 | 2012 | 0.011197 | 40.6228
reg | geo_advanced_hd | battery_4 | 2014 | 0.055916 | 41.4129
reg | geo_advanced_hd | battery_4 | 2016 | 0.5765 | 41.7904
reg | geo_advanced_hd | battery_4 | 2018 | 1.2039 | 42.7386
reg | geo_advanced_hd | battery_4 | 2020 | 2.5893 | 44.9547
reg | geo_advanced_hd | battery_4 | 2022 | 3.1156 | 48.2456
reg | geo_advanced_hd | battery_4 | 2024 | 4.4913 | 53.8893
reg | geo_advanced_hd | battery_4 | 2026 | 17.3772 | 58.5533
reg | geo_advanced_hd | battery_4 | 2028 | 25.3693 | 63.7022
reg | geo_advanced_hd | battery_4 | 2030 | 28.479 | 70.5894
reg | geo_advanced_hd | battery_4 | 2032 | 35.9743 | 75.2533
reg | geo_advanced_hd | battery_4 | 2034 | 35.4061 | 81.7397
reg | geo_advanced_hd | battery_4 | 2036 | 36.6691 | 88.1484
reg | geo_advanced_hd | battery_4 | 2038 | 43.4241 | 95.3393
reg | geo_advanced_hd | battery_4 | 2040 | 23.76 | 99.8433
reg | geo_advanced_hd | battery_4 | 2042 | 38.2281 | 101.6572
reg | geo_advanced_hd | battery_4 | 2044 | 28.6984 | 103.8711
reg | geo_advanced_hd | battery_4 | 2046 | 31.1085 | 105.9067
reg | geo_advanced_hd | battery_4 | 2048 | 39.5241 | 108.5202
reg | geo_advanced_hd | battery_4 | 2050 | 42.7006 | 111.1256
reg | geo_advanced_hd | battery_6 | 2010 | 0 | 40.8028
reg | geo_advanced_hd | battery_6 | 2012 | 0 | 40.6228
reg | geo_advanced_hd | battery_6 | 2014 | 0 | 41.4129
reg | geo_advanced_hd | battery_6 | 2016 | 0 | 41.7904
reg | geo_advanced_hd | battery_6 | 2018 | 0 | 42.7386
reg | geo_advanced_hd | battery_6 | 2020 | 0 | 44.9547
reg | geo_advanced_hd | battery_6 | 2022 | 0.00055734 | 48.2456
reg | geo_advanced_hd | battery_6 | 2024 | 0.33515 | 53.8893
reg | geo_advanced_hd | battery_6 | 2026 | 0.93008 | 58.5533
reg | geo_advanced_hd | battery_6 | 2028 | 9.1466 | 63.7022
reg | geo_advanced_hd | battery_6 | 2030 | 13.7391 | 70.5894
reg | geo_advanced_hd | battery_6 | 2032 | 21.7467 | 75.2533
reg | geo_advanced_hd | battery_6 | 2034 | 20.2035 | 81.7397
reg | geo_advanced_hd | battery_6 | 2036 | 26.8931 | 88.1484
reg | geo_advanced_hd | battery_6 | 2038 | 27.7497 | 95.3393
reg | geo_advanced_hd | battery_6 | 2040 | 45.1911 | 99.8433
reg | geo_advanced_hd | battery_6 | 2042 | 43.2691 | 101.6572
reg | geo_advanced_hd | battery_6 | 2044 | 37.1186 | 103.8711
reg | geo_advanced_hd | battery_6 | 2046 | 46.5658 | 105.9067
reg | geo_advanced_hd | battery_6 | 2048 | 35.9159 | 108.5202
reg | geo_advanced_hd | battery_6 | 2050 | 31.6886 | 111.1256
reg | geo_advanced_hd | battery_8 | 2010 | 0 | 40.8028
reg | geo_advanced_hd | battery_8 | 2012 | 0 | 40.6228
reg | geo_advanced_hd | battery_8 | 2014 | 0 | 41.4129
reg | geo_advanced_hd | battery_8 | 2016 | 0 | 41.7904
reg | geo_advanced_hd | battery_8 | 2018 | 0 | 42.7386
reg | geo_advanced_hd | battery_8 | 2020 | 0 | 44.9547
reg | geo_advanced_hd | battery_8 | 2022 | 0 | 48.2456
reg | geo_advanced_hd | battery_8 | 2024 | 0 | 53.8893
reg | geo_advanced_hd | battery_8 | 2026 | 0 | 58.5533
reg | geo_advanced_hd | battery_8 | 2028 | 0 | 63.7022
reg | geo_advanced_hd | battery_8 | 2030 | 0.28137 | 70.5894
reg | geo_advanced_hd | battery_8 | 2032 | 2.5611 | 75.2533
reg | geo_advanced_hd | battery_8 | 2034 | 12.8565 | 81.7397
reg | geo_advanced_hd | battery_8 | 2036 | 7.0579 | 88.1484
reg | geo_advanced_hd | battery_8 | 2038 | 13.6501 | 95.3393
reg | geo_advanced_hd | battery_8 | 2040 | 18.2665 | 99.8433
reg | geo_advanced_hd | battery_8 | 2042 | 8.2406 | 101.6572
reg | geo_advanced_hd | battery_8 | 2044 | 22.1039 | 103.8711
reg | geo_advanced_hd | battery_8 | 2046 | 13.1945 | 105.9067
reg | geo_advanced_hd | battery_8 | 2048 | 17.9786 | 108.5202
reg | geo_advanced_hd | battery_8 | 2050 | 17.7201 | 111.1256
reg | geo_advanced_hd | battery_10 | 2010 | 0 | 40.8028
reg | geo_advanced_hd | battery_10 | 2012 | 0 | 40.6228
reg | geo_advanced_hd | battery_10 | 2014 | 0 | 41.4129
reg | geo_advanced_hd | battery_10 | 2016 | 0 | 41.7904
reg | geo_advanced_hd | battery_10 | 2018 | 0 | 42.7386
reg | geo_advanced_hd | battery_10 | 2020 | 0 | 44.9547
reg | geo_advanced_hd | battery_10 | 2022 | 0 | 48.2456
reg | geo_advanced_hd | battery_10 | 2024 | 0 | 53.8893
reg | geo_advanced_hd | battery_10 | 2026 | 0 | 58.5533
reg | geo_advanced_hd | battery_10 | 2028 | 0 | 63.7022
reg | geo_advanced_hd | battery_10 | 2030 | 0 | 70.5894
reg | geo_advanced_hd | battery_10 | 2032 | 0 | 75.2533
reg | geo_advanced_hd | battery_10 | 2034 | 0 | 81.7397
reg | geo_advanced_hd | battery_10 | 2036 | 0 | 88.1484
reg | geo_advanced_hd | battery_10 | 2038 | 0.098237 | 95.3393
reg | geo_advanced_hd | battery_10 | 2040 | 0.39697 | 99.8433
reg | geo_advanced_hd | battery_10 | 2042 | 0 | 101.6572
reg | geo_advanced_hd | battery_10 | 2044 | 0.39811 | 103.8711
reg | geo_advanced_hd | battery_10 | 2046 | 0.30894 | 105.9067
reg | geo_advanced_hd | battery_10 | 2048 | 0.11096 | 108.5202
reg | geo_advanced_hd | battery_10 | 2050 | 0.39907 | 111.1256
reg | geo_advanced_hd | pumped-hydro | 2010 | 26.5359 | 40.8028
reg | geo_advanced_hd | pumped-hydro | 2012 | 28.9772 | 40.6228
reg | geo_advanced_hd | pumped-hydro | 2014 | 28.3871 | 41.4129
reg | geo_advanced_hd | pumped-hydro | 2016 | 29.1247 | 41.7904
reg | geo_advanced_hd | pumped-hydro | 2018 | 29.966 | 42.7386
reg | geo_advanced_hd | pumped-hydro | 2020 | 27.5465 | 44.9547
reg | geo_advanced_hd | pumped-hydro | 2022 | 27.8386 | 48.2456
reg | geo_advanced_hd | pumped-hydro | 2024 | 20.1891 | 53.8893
reg | geo_advanced_hd | pumped-hydro | 2026 | 14.4353 | 58.5533
reg | geo_advanced_hd | pumped-hydro | 2028 | 5.1999 | 63.7022
reg | geo_advanced_hd | pumped-hydro | 2030 | 2.6017 | 70.5894
reg | geo_advanced_hd | pumped-hydro | 2032 | 0.031314 | 75.2533
reg | geo_advanced_hd | pumped-hydro | 2034 | 0.22127 | 81.7397
reg | geo_advanced_hd | pumped-hydro | 2036 | 0.010272 | 88.1484
reg | geo_advanced_hd | pumped-hydro | 2038 | 0 | 95.3393
reg | geo_advanced_hd | pumped-hydro | 2040 | 0 | 99.8433
reg | geo_advanced_hd | pumped-hydro | 2042 | 1.2767e-05 | 101.6572
reg | geo_advanced_hd | pumped-hydro | 2044 | 0 | 103.8711
reg | geo_advanced_hd | pumped-hydro | 2046 | 0 | 105.9067
reg | geo_advanced_hd | pumped-hydro | 2048 | 0 | 108.5202
reg | geo_advanced_hd | pumped-hydro | 2050 | 0 | 111.1256
spin | geo_advanced_hd | nuclear | 2010 | 0.29995 | 127.3495
spin | geo_advanced_hd | nuclear | 2012 | 0.52471 | 124.0316
spin | geo_advanced_hd | nuclear | 2014 | 0.33513 | 135.7113
spin | geo_advanced_hd | nuclear | 2016 | 0.65564 | 128.388
spin | geo_advanced_hd | nuclear | 2018 | 0.8631 | 136.7089
spin | geo_advanced_hd | nuclear | 2020 | 1.0666 | 143.4213
spin | geo_advanced_hd | nuclear | 2022 | 0.83904 | 148.1472
spin | geo_advanced_hd | nuclear | 2024 | 5.7245 | 135.1513
spin | geo_advanced_hd | nuclear | 2026 | 2.4775 | 137.1733
spin | geo_advanced_hd | nuclear | 2028 | 6.1826 | 146.0989
spin | geo_advanced_hd | nuclear | 2030 | 8.7034 | 150.2606
spin | geo_advanced_hd | nuclear | 2032 | 6.7508 | 160.0025
spin | geo_advanced_hd | nuclear | 2034 | 5.6736 | 175.1623
spin | geo_advanced_hd | nuclear | 2036 | 3.9555 | 183.925
spin | geo_advanced_hd | nuclear | 2038 | 5.519 | 215.2551
spin | geo_advanced_hd | nuclear | 2040 | 4.2985 | 228.7958
spin | geo_advanced_hd | nuclear | 2042 | 2.0229 | 232.1312
spin | geo_advanced_hd | nuclear | 2044 | 0.4014 | 231.5985
spin | geo_advanced_hd | nuclear | 2046 | 0.61822 | 240.5982
spin | geo_advanced_hd | nuclear | 2048 | 1.0031 | 229.4817
spin | geo_advanced_hd | nuclear | 2050 | 2.6474 | 285.0451
spin | geo_advanced_hd | coal | 2010 | 11.8828 | 127.3495
spin | geo_advanced_hd | coal | 2012 | 9.4756 | 124.0316
spin | geo_advanced_hd | coal | 2014 | 9.9528 | 135.7113
spin | geo_advanced_hd | coal | 2016 | 10.7007 | 128.388
spin | geo_advanced_hd | coal | 2018 | 5.3132 | 136.7089
spin | geo_advanced_hd | coal | 2020 | 12.8263 | 143.4213
spin | geo_advanced_hd | coal | 2022 | 8.7462 | 148.1472
spin | geo_advanced_hd | coal | 2024 | 12.1256 | 135.1513
spin | geo_advanced_hd | coal | 2026 | 12.1943 | 137.1733
spin | geo_advanced_hd | coal | 2028 | 11.4891 | 146.0989
spin | geo_advanced_hd | coal | 2030 | 10.1887 | 150.2606
spin | geo_advanced_hd | coal | 2032 | 8.0827 | 160.0025
spin | geo_advanced_hd | coal | 2034 | 7.4656 | 175.1623
spin | geo_advanced_hd | coal | 2036 | 6.4361 | 183.925
spin | geo_advanced_hd | coal | 2038 | 7.1705 | 215.2551
spin | geo_advanced_hd | coal | 2040 | 6.1041 | 228.7958
spin | geo_advanced_hd | coal | 2042 | 3.6253 | 232.1312
spin | geo_advanced_hd | coal | 2044 | 3.2338 | 231.5985
spin | geo_advanced_hd | coal | 2046 | 3.2652 | 240.5982
spin | geo_advanced_hd | coal | 2048 | 2.6962 | 229.4817
spin | geo_advanced_hd | coal | 2050 | 3.1493 | 285.0451
spin | geo_advanced_hd | gas-cc | 2010 | 18.4745 | 127.3495
spin | geo_advanced_hd | gas-cc | 2012 | 22.1654 | 124.0316
spin | geo_advanced_hd | gas-cc | 2014 | 20.8441 | 135.7113
spin | geo_advanced_hd | gas-cc | 2016 | 21.2873 | 128.388
spin | geo_advanced_hd | gas-cc | 2018 | 27.7759 | 136.7089
spin | geo_advanced_hd | gas-cc | 2020 | 24.3764 | 143.4213
spin | geo_advanced_hd | gas-cc | 2022 | 30.668 | 148.1472
spin | geo_advanced_hd | gas-cc | 2024 | 29.4938 | 135.1513
spin | geo_advanced_hd | gas-cc | 2026 | 31.2765 | 137.1733
spin | geo_advanced_hd | gas-cc | 2028 | 23.7086 | 146.0989
spin | geo_advanced_hd | gas-cc | 2030 | 24.8864 | 150.2606
spin | geo_advanced_hd | gas-cc | 2032 | 14.8105 | 160.0025
spin | geo_advanced_hd | gas-cc | 2034 | 13.6596 | 175.1623
spin | geo_advanced_hd | gas-cc | 2036 | 10.6195 | 183.925
spin | geo_advanced_hd | gas-cc | 2038 | 12.3451 | 215.2551
spin | geo_advanced_hd | gas-cc | 2040 | 8.129 | 228.7958
spin | geo_advanced_hd | gas-cc | 2042 | 7.9798 | 232.1312
spin | geo_advanced_hd | gas-cc | 2044 | 8.4584 | 231.5985
spin | geo_advanced_hd | gas-cc | 2046 | 2.8902 | 240.5982
spin | geo_advanced_hd | gas-cc | 2048 | 6.761 | 229.4817
spin | geo_advanced_hd | gas-cc | 2050 | 5.2242 | 285.0451
spin | geo_advanced_hd | gas-cc-ccs_mod_upgrade | 2010 | 0 | 127.3495
spin | geo_advanced_hd | gas-cc-ccs_mod_upgrade | 2012 | 0 | 124.0316
spin | geo_advanced_hd | gas-cc-ccs_mod_upgrade | 2014 | 0 | 135.7113
spin | geo_advanced_hd | gas-cc-ccs_mod_upgrade | 2016 | 0 | 128.388
spin | geo_advanced_hd | gas-cc-ccs_mod_upgrade | 2018 | 0 | 136.7089
spin | geo_advanced_hd | gas-cc-ccs_mod_upgrade | 2020 | 0 | 143.4213
spin | geo_advanced_hd | gas-cc-ccs_mod_upgrade | 2022 | 0 | 148.1472
spin | geo_advanced_hd | gas-cc-ccs_mod_upgrade | 2024 | 0 | 135.1513
spin | geo_advanced_hd | gas-cc-ccs_mod_upgrade | 2026 | 0 | 137.1733
spin | geo_advanced_hd | gas-cc-ccs_mod_upgrade | 2028 | 0 | 146.0989
spin | geo_advanced_hd | gas-cc-ccs_mod_upgrade | 2030 | 0 | 150.2606
spin | geo_advanced_hd | gas-cc-ccs_mod_upgrade | 2032 | 0 | 160.0025
spin | geo_advanced_hd | gas-cc-ccs_mod_upgrade | 2034 | 0 | 175.1623
spin | geo_advanced_hd | gas-cc-ccs_mod_upgrade | 2036 | 0 | 183.925
spin | geo_advanced_hd | gas-cc-ccs_mod_upgrade | 2038 | 0 | 215.2551
spin | geo_advanced_hd | gas-cc-ccs_mod_upgrade | 2040 | 0.0205 | 228.7958
spin | geo_advanced_hd | gas-cc-ccs_mod_upgrade | 2042 | 0 | 232.1312
spin | geo_advanced_hd | gas-cc-ccs_mod_upgrade | 2044 | 0 | 231.5985
spin | geo_advanced_hd | gas-cc-ccs_mod_upgrade | 2046 | 0.063461 | 240.5982
spin | geo_advanced_hd | gas-cc-ccs_mod_upgrade | 2048 | 0.018444 | 229.4817
spin | geo_advanced_hd | gas-cc-ccs_mod_upgrade | 2050 | 0.16816 | 285.0451
spin | geo_advanced_hd | gas-ct | 2010 | 0.21477 | 127.3495
spin | geo_advanced_hd | gas-ct | 2012 | 0.43334 | 124.0316
spin | geo_advanced_hd | gas-ct | 2014 | 0.23669 | 135.7113
spin | geo_advanced_hd | gas-ct | 2016 | 0.43546 | 128.388
spin | geo_advanced_hd | gas-ct | 2018 | 1.2353 | 136.7089
spin | geo_advanced_hd | gas-ct | 2020 | 2.54 | 143.4213
spin | geo_advanced_hd | gas-ct | 2022 | 0.53987 | 148.1472
spin | geo_advanced_hd | gas-ct | 2024 | 0.14401 | 135.1513
spin | geo_advanced_hd | gas-ct | 2026 | 0.14801 | 137.1733
spin | geo_advanced_hd | gas-ct | 2028 | 0.39371 | 146.0989
spin | geo_advanced_hd | gas-ct | 2030 | 0.20008 | 150.2606
spin | geo_advanced_hd | gas-ct | 2032 | 0.044774 | 160.0025
spin | geo_advanced_hd | gas-ct | 2034 | 0.058863 | 175.1623
spin | geo_advanced_hd | gas-ct | 2036 | 0.0055126 | 183.925
spin | geo_advanced_hd | gas-ct | 2038 | 0.010959 | 215.2551
spin | geo_advanced_hd | gas-ct | 2040 | 0.22686 | 228.7958
spin | geo_advanced_hd | gas-ct | 2042 | 0.93584 | 232.1312
spin | geo_advanced_hd | gas-ct | 2044 | 0.09689 | 231.5985
spin | geo_advanced_hd | gas-ct | 2046 | 0.0056069 | 240.5982
spin | geo_advanced_hd | gas-ct | 2048 | 0.0010845 | 229.4817
spin | geo_advanced_hd | gas-ct | 2050 | 0.077862 | 285.0451
spin | geo_advanced_hd | o-g-s | 2010 | 0.80586 | 127.3495
spin | geo_advanced_hd | o-g-s | 2012 | 2.3197 | 124.0316
spin | geo_advanced_hd | o-g-s | 2014 | 0.66466 | 135.7113
spin | geo_advanced_hd | o-g-s | 2016 | 2.4419 | 128.388
spin | geo_advanced_hd | o-g-s | 2018 | 0.5015 | 136.7089
spin | geo_advanced_hd | o-g-s | 2020 | 1.117 | 143.4213
spin | geo_advanced_hd | o-g-s | 2022 | 0.43103 | 148.1472
spin | geo_advanced_hd | o-g-s | 2024 | 0.33318 | 135.1513
spin | geo_advanced_hd | o-g-s | 2026 | 0.26301 | 137.1733
spin | geo_advanced_hd | o-g-s | 2028 | 0.042736 | 146.0989
spin | geo_advanced_hd | o-g-s | 2030 | 0.0064799 | 150.2606
spin | geo_advanced_hd | o-g-s | 2032 | 0 | 160.0025
spin | geo_advanced_hd | o-g-s | 2034 | 0.0070891 | 175.1623
spin | geo_advanced_hd | o-g-s | 2036 | 0.036532 | 183.925
spin | geo_advanced_hd | o-g-s | 2038 | 0.0030668 | 215.2551
spin | geo_advanced_hd | o-g-s | 2040 | 0.088184 | 228.7958
spin | geo_advanced_hd | o-g-s | 2042 | 0 | 232.1312
spin | geo_advanced_hd | o-g-s | 2044 | 0 | 231.5985
spin | geo_advanced_hd | o-g-s | 2046 | 0 | 240.5982
spin | geo_advanced_hd | o-g-s | 2048 | 0 | 229.4817
spin | geo_advanced_hd | o-g-s | 2050 | 0 | 285.0451
spin | geo_advanced_hd | hydro | 2010 | 49.2319 | 127.3495
spin | geo_advanced_hd | hydro | 2012 | 43.7142 | 124.0316
spin | geo_advanced_hd | hydro | 2014 | 49.4831 | 135.7113
spin | geo_advanced_hd | hydro | 2016 | 38.6273 | 128.388
spin | geo_advanced_hd | hydro | 2018 | 47.35 | 136.7089
spin | geo_advanced_hd | hydro | 2020 | 46.3063 | 143.4213
spin | geo_advanced_hd | hydro | 2022 | 45.0508 | 148.1472
spin | geo_advanced_hd | hydro | 2024 | 44.5393 | 135.1513
spin | geo_advanced_hd | hydro | 2026 | 38.5639 | 137.1733
spin | geo_advanced_hd | hydro | 2028 | 40.9752 | 146.0989
spin | geo_advanced_hd | hydro | 2030 | 37.0802 | 150.2606
spin | geo_advanced_hd | hydro | 2032 | 42.324 | 160.0025
spin | geo_advanced_hd | hydro | 2034 | 36.1802 | 175.1623
spin | geo_advanced_hd | hydro | 2036 | 35.2032 | 183.925
spin | geo_advanced_hd | hydro | 2038 | 44.2192 | 215.2551
spin | geo_advanced_hd | hydro | 2040 | 42.0181 | 228.7958
spin | geo_advanced_hd | hydro | 2042 | 26.6332 | 232.1312
spin | geo_advanced_hd | hydro | 2044 | 37.9622 | 231.5985
spin | geo_advanced_hd | hydro | 2046 | 31.0279 | 240.5982
spin | geo_advanced_hd | hydro | 2048 | 34.0748 | 229.4817
spin | geo_advanced_hd | hydro | 2050 | 48.0211 | 285.0451
spin | geo_advanced_hd | geothermal | 2010 | 0 | 127.3495
spin | geo_advanced_hd | geothermal | 2012 | 0 | 124.0316
spin | geo_advanced_hd | geothermal | 2014 | 0 | 135.7113
spin | geo_advanced_hd | geothermal | 2016 | 0 | 128.388
spin | geo_advanced_hd | geothermal | 2018 | 0 | 136.7089
spin | geo_advanced_hd | geothermal | 2020 | 0 | 143.4213
spin | geo_advanced_hd | geothermal | 2022 | 0 | 148.1472
spin | geo_advanced_hd | geothermal | 2024 | 0 | 135.1513
spin | geo_advanced_hd | geothermal | 2026 | 0 | 137.1733
spin | geo_advanced_hd | geothermal | 2028 | 0 | 146.0989
spin | geo_advanced_hd | geothermal | 2030 | 0 | 150.2606
spin | geo_advanced_hd | geothermal | 2032 | 0.011754 | 160.0025
spin | geo_advanced_hd | geothermal | 2034 | 0.034596 | 175.1623
spin | geo_advanced_hd | geothermal | 2036 | 0.33025 | 183.925
spin | geo_advanced_hd | geothermal | 2038 | 0.013343 | 215.2551
spin | geo_advanced_hd | geothermal | 2040 | 0.068459 | 228.7958
spin | geo_advanced_hd | geothermal | 2042 | 0.016764 | 232.1312
spin | geo_advanced_hd | geothermal | 2044 | 0 | 231.5985
spin | geo_advanced_hd | geothermal | 2046 | 0.00021718 | 240.5982
spin | geo_advanced_hd | geothermal | 2048 | 0.00044365 | 229.4817
spin | geo_advanced_hd | geothermal | 2050 | 0.0010026 | 285.0451
spin | geo_advanced_hd | biopower | 2010 | 1.0789 | 127.3495
spin | geo_advanced_hd | biopower | 2012 | 0.7437 | 124.0316
spin | geo_advanced_hd | biopower | 2014 | 0.78875 | 135.7113
spin | geo_advanced_hd | biopower | 2016 | 0.70807 | 128.388
spin | geo_advanced_hd | biopower | 2018 | 0.71173 | 136.7089
spin | geo_advanced_hd | biopower | 2020 | 0.21548 | 143.4213
spin | geo_advanced_hd | biopower | 2022 | 0.70845 | 148.1472
spin | geo_advanced_hd | biopower | 2024 | 0.54911 | 135.1513
spin | geo_advanced_hd | biopower | 2026 | 0.50932 | 137.1733
spin | geo_advanced_hd | biopower | 2028 | 0.18587 | 146.0989
spin | geo_advanced_hd | biopower | 2030 | 0.19937 | 150.2606
spin | geo_advanced_hd | biopower | 2032 | 0.12831 | 160.0025
spin | geo_advanced_hd | biopower | 2034 | 0.14769 | 175.1623
spin | geo_advanced_hd | biopower | 2036 | 0.087762 | 183.925
spin | geo_advanced_hd | biopower | 2038 | 0.12019 | 215.2551
spin | geo_advanced_hd | biopower | 2040 | 0.04308 | 228.7958
spin | geo_advanced_hd | biopower | 2042 | 0.037507 | 232.1312
spin | geo_advanced_hd | biopower | 2044 | 0.041985 | 231.5985
spin | geo_advanced_hd | biopower | 2046 | 0.057316 | 240.5982
spin | geo_advanced_hd | biopower | 2048 | 0.075656 | 229.4817
spin | geo_advanced_hd | biopower | 2050 | 0.088501 | 285.0451
spin | geo_advanced_hd | lfill-gas | 2010 | 0.0023316 | 127.3495
spin | geo_advanced_hd | lfill-gas | 2012 | 0.016216 | 124.0316
spin | geo_advanced_hd | lfill-gas | 2014 | 0.0034246 | 135.7113
spin | geo_advanced_hd | lfill-gas | 2016 | 0.024963 | 128.388
spin | geo_advanced_hd | lfill-gas | 2018 | 0.019722 | 136.7089
spin | geo_advanced_hd | lfill-gas | 2020 | 0.040861 | 143.4213
spin | geo_advanced_hd | lfill-gas | 2022 | 0.024485 | 148.1472
spin | geo_advanced_hd | lfill-gas | 2024 | 0.056526 | 135.1513
spin | geo_advanced_hd | lfill-gas | 2026 | 0.027726 | 137.1733
spin | geo_advanced_hd | lfill-gas | 2028 | 0.055482 | 146.0989
spin | geo_advanced_hd | lfill-gas | 2030 | 0.080233 | 150.2606
spin | geo_advanced_hd | lfill-gas | 2032 | 0.071576 | 160.0025
spin | geo_advanced_hd | lfill-gas | 2034 | 0.036394 | 175.1623
spin | geo_advanced_hd | lfill-gas | 2036 | 0.029246 | 183.925
spin | geo_advanced_hd | lfill-gas | 2038 | 0.053387 | 215.2551
spin | geo_advanced_hd | lfill-gas | 2040 | 0.025214 | 228.7958
spin | geo_advanced_hd | lfill-gas | 2042 | 0.010653 | 232.1312
spin | geo_advanced_hd | lfill-gas | 2044 | 0.007164 | 231.5985
spin | geo_advanced_hd | lfill-gas | 2046 | 0.021678 | 240.5982
spin | geo_advanced_hd | lfill-gas | 2048 | 0.0088817 | 229.4817
spin | geo_advanced_hd | lfill-gas | 2050 | 0.011643 | 285.0451
spin | geo_advanced_hd | csp | 2010 | 0 | 127.3495
spin | geo_advanced_hd | csp | 2012 | 0 | 124.0316
spin | geo_advanced_hd | csp | 2014 | 0 | 135.7113
spin | geo_advanced_hd | csp | 2016 | 0 | 128.388
spin | geo_advanced_hd | csp | 2018 | 0 | 136.7089
spin | geo_advanced_hd | csp | 2020 | 0 | 143.4213
spin | geo_advanced_hd | csp | 2022 | 0 | 148.1472
spin | geo_advanced_hd | csp | 2024 | 0 | 135.1513
spin | geo_advanced_hd | csp | 2026 | 0 | 137.1733
spin | geo_advanced_hd | csp | 2028 | 0 | 146.0989
spin | geo_advanced_hd | csp | 2030 | 0 | 150.2606
spin | geo_advanced_hd | csp | 2032 | 0 | 160.0025
spin | geo_advanced_hd | csp | 2034 | 0 | 175.1623
spin | geo_advanced_hd | csp | 2036 | 0 | 183.925
spin | geo_advanced_hd | csp | 2038 | 0 | 215.2551
spin | geo_advanced_hd | csp | 2040 | 0 | 228.7958
spin | geo_advanced_hd | csp | 2042 | 0.043083 | 232.1312
spin | geo_advanced_hd | csp | 2044 | 0.053956 | 231.5985
spin | geo_advanced_hd | csp | 2046 | 0 | 240.5982
spin | geo_advanced_hd | csp | 2048 | 0 | 229.4817
spin | geo_advanced_hd | csp | 2050 | 0 | 285.0451
spin | geo_advanced_hd | pvb | 2010 | 0 | 127.3495
spin | geo_advanced_hd | pvb | 2012 | 0 | 124.0316
spin | geo_advanced_hd | pvb | 2014 | 0.0015918 | 135.7113
spin | geo_advanced_hd | pvb | 2016 | 0.0019922 | 128.388
spin | geo_advanced_hd | pvb | 2018 | 0.015209 | 136.7089
spin | geo_advanced_hd | pvb | 2020 | 0.024719 | 143.4213
spin | geo_advanced_hd | pvb | 2022 | 0.023439 | 148.1472
spin | geo_advanced_hd | pvb | 2024 | 0.64955 | 135.1513
spin | geo_advanced_hd | pvb | 2026 | 0.59753 | 137.1733
spin | geo_advanced_hd | pvb | 2028 | 0.21516 | 146.0989
spin | geo_advanced_hd | pvb | 2030 | 0.29941 | 150.2606
spin | geo_advanced_hd | pvb | 2032 | 0.35936 | 160.0025
spin | geo_advanced_hd | pvb | 2034 | 0.71886 | 175.1623
spin | geo_advanced_hd | pvb | 2036 | 0.65956 | 183.925
spin | geo_advanced_hd | pvb | 2038 | 0.95226 | 215.2551
spin | geo_advanced_hd | pvb | 2040 | 1.9594 | 228.7958
spin | geo_advanced_hd | pvb | 2042 | 3.0953 | 232.1312
spin | geo_advanced_hd | pvb | 2044 | 5.5665 | 231.5985
spin | geo_advanced_hd | pvb | 2046 | 5.6969 | 240.5982
spin | geo_advanced_hd | pvb | 2048 | 7.2872 | 229.4817
spin | geo_advanced_hd | pvb | 2050 | 6.319 | 285.0451
spin | geo_advanced_hd | battery_2 | 2010 | 0.00019611 | 127.3495
spin | geo_advanced_hd | battery_2 | 2012 | 0.0066101 | 124.0316
spin | geo_advanced_hd | battery_2 | 2014 | 0.007093 | 135.7113
spin | geo_advanced_hd | battery_2 | 2016 | 0.22702 | 128.388
spin | geo_advanced_hd | battery_2 | 2018 | 0.19558 | 136.7089
spin | geo_advanced_hd | battery_2 | 2020 | 0.16304 | 143.4213
spin | geo_advanced_hd | battery_2 | 2022 | 0.24663 | 148.1472
spin | geo_advanced_hd | battery_2 | 2024 | 1.7888 | 135.1513
spin | geo_advanced_hd | battery_2 | 2026 | 2.4066 | 137.1733
spin | geo_advanced_hd | battery_2 | 2028 | 1.253 | 146.0989
spin | geo_advanced_hd | battery_2 | 2030 | 1.5079 | 150.2606
spin | geo_advanced_hd | battery_2 | 2032 | 3.5721 | 160.0025
spin | geo_advanced_hd | battery_2 | 2034 | 2.7 | 175.1623
spin | geo_advanced_hd | battery_2 | 2036 | 1.7435 | 183.925
spin | geo_advanced_hd | battery_2 | 2038 | 1.6576 | 215.2551
spin | geo_advanced_hd | battery_2 | 2040 | 1.6415 | 228.7958
spin | geo_advanced_hd | battery_2 | 2042 | 4.3984 | 232.1312
spin | geo_advanced_hd | battery_2 | 2044 | 2.5673 | 231.5985
spin | geo_advanced_hd | battery_2 | 2046 | 6.7087 | 240.5982
spin | geo_advanced_hd | battery_2 | 2048 | 2.3823 | 229.4817
spin | geo_advanced_hd | battery_2 | 2050 | 6.3152 | 285.0451
spin | geo_advanced_hd | battery_4 | 2010 | 0 | 127.3495
spin | geo_advanced_hd | battery_4 | 2012 | 0 | 124.0316
spin | geo_advanced_hd | battery_4 | 2014 | 0 | 135.7113
spin | geo_advanced_hd | battery_4 | 2016 | 0 | 128.388
spin | geo_advanced_hd | battery_4 | 2018 | 0 | 136.7089
spin | geo_advanced_hd | battery_4 | 2020 | 0 | 143.4213
spin | geo_advanced_hd | battery_4 | 2022 | 0.30635 | 148.1472
spin | geo_advanced_hd | battery_4 | 2024 | 2.2955 | 135.1513
spin | geo_advanced_hd | battery_4 | 2026 | 5.3193 | 137.1733
spin | geo_advanced_hd | battery_4 | 2028 | 10.9096 | 146.0989
spin | geo_advanced_hd | battery_4 | 2030 | 14.5227 | 150.2606
spin | geo_advanced_hd | battery_4 | 2032 | 25.4743 | 160.0025
spin | geo_advanced_hd | battery_4 | 2034 | 26.4785 | 175.1623
spin | geo_advanced_hd | battery_4 | 2036 | 32.4643 | 183.925
spin | geo_advanced_hd | battery_4 | 2038 | 23.227 | 215.2551
spin | geo_advanced_hd | battery_4 | 2040 | 31.9715 | 228.7958
spin | geo_advanced_hd | battery_4 | 2042 | 47.0653 | 232.1312
spin | geo_advanced_hd | battery_4 | 2044 | 46.0904 | 231.5985
spin | geo_advanced_hd | battery_4 | 2046 | 54.5278 | 240.5982
spin | geo_advanced_hd | battery_4 | 2048 | 34.8181 | 229.4817
spin | geo_advanced_hd | battery_4 | 2050 | 63.2226 | 285.0451
spin | geo_advanced_hd | battery_6 | 2010 | 0 | 127.3495
spin | geo_advanced_hd | battery_6 | 2012 | 0 | 124.0316
spin | geo_advanced_hd | battery_6 | 2014 | 0 | 135.7113
spin | geo_advanced_hd | battery_6 | 2016 | 0 | 128.388
spin | geo_advanced_hd | battery_6 | 2018 | 0 | 136.7089
spin | geo_advanced_hd | battery_6 | 2020 | 0 | 143.4213
spin | geo_advanced_hd | battery_6 | 2022 | 0 | 148.1472
spin | geo_advanced_hd | battery_6 | 2024 | 0 | 135.1513
spin | geo_advanced_hd | battery_6 | 2026 | 1.4134e-05 | 137.1733
spin | geo_advanced_hd | battery_6 | 2028 | 2.4795 | 146.0989
spin | geo_advanced_hd | battery_6 | 2030 | 12.4446 | 150.2606
spin | geo_advanced_hd | battery_6 | 2032 | 14.6034 | 160.0025
spin | geo_advanced_hd | battery_6 | 2034 | 25.1119 | 175.1623
spin | geo_advanced_hd | battery_6 | 2036 | 29.0683 | 183.925
spin | geo_advanced_hd | battery_6 | 2038 | 40.4257 | 215.2551
spin | geo_advanced_hd | battery_6 | 2040 | 44.4279 | 228.7958
spin | geo_advanced_hd | battery_6 | 2042 | 59.9996 | 232.1312
spin | geo_advanced_hd | battery_6 | 2044 | 45.7987 | 231.5985
spin | geo_advanced_hd | battery_6 | 2046 | 32.9696 | 240.5982
spin | geo_advanced_hd | battery_6 | 2048 | 39.8006 | 229.4817
spin | geo_advanced_hd | battery_6 | 2050 | 40.0967 | 285.0451
spin | geo_advanced_hd | battery_8 | 2010 | 0 | 127.3495
spin | geo_advanced_hd | battery_8 | 2012 | 0 | 124.0316
spin | geo_advanced_hd | battery_8 | 2014 | 0 | 135.7113
spin | geo_advanced_hd | battery_8 | 2016 | 0 | 128.388
spin | geo_advanced_hd | battery_8 | 2018 | 0 | 136.7089
spin | geo_advanced_hd | battery_8 | 2020 | 0 | 143.4213
spin | geo_advanced_hd | battery_8 | 2022 | 0 | 148.1472
spin | geo_advanced_hd | battery_8 | 2024 | 0 | 135.1513
spin | geo_advanced_hd | battery_8 | 2026 | 0 | 137.1733
spin | geo_advanced_hd | battery_8 | 2028 | 0 | 146.0989
spin | geo_advanced_hd | battery_8 | 2030 | 0 | 150.2606
spin | geo_advanced_hd | battery_8 | 2032 | 2.3103 | 160.0025
spin | geo_advanced_hd | battery_8 | 2034 | 11.0659 | 175.1623
spin | geo_advanced_hd | battery_8 | 2036 | 19.0067 | 183.925
spin | geo_advanced_hd | battery_8 | 2038 | 27.8674 | 215.2551
spin | geo_advanced_hd | battery_8 | 2040 | 36.4765 | 228.7958
spin | geo_advanced_hd | battery_8 | 2042 | 39.7842 | 232.1312
spin | geo_advanced_hd | battery_8 | 2044 | 41.0868 | 231.5985
spin | geo_advanced_hd | battery_8 | 2046 | 36.6627 | 240.5982
spin | geo_advanced_hd | battery_8 | 2048 | 45.5202 | 229.4817
spin | geo_advanced_hd | battery_8 | 2050 | 40.8756 | 285.0451
spin | geo_advanced_hd | battery_10 | 2010 | 0 | 127.3495
spin | geo_advanced_hd | battery_10 | 2012 | 0 | 124.0316
spin | geo_advanced_hd | battery_10 | 2014 | 0 | 135.7113
spin | geo_advanced_hd | battery_10 | 2016 | 0 | 128.388
spin | geo_advanced_hd | battery_10 | 2018 | 0 | 136.7089
spin | geo_advanced_hd | battery_10 | 2020 | 0 | 143.4213
spin | geo_advanced_hd | battery_10 | 2022 | 0 | 148.1472
spin | geo_advanced_hd | battery_10 | 2024 | 0 | 135.1513
spin | geo_advanced_hd | battery_10 | 2026 | 0 | 137.1733
spin | geo_advanced_hd | battery_10 | 2028 | 0 | 146.0989
spin | geo_advanced_hd | battery_10 | 2030 | 0 | 150.2606
spin | geo_advanced_hd | battery_10 | 2032 | 0 | 160.0025
spin | geo_advanced_hd | battery_10 | 2034 | 0 | 175.1623
spin | geo_advanced_hd | battery_10 | 2036 | 0 | 183.925
spin | geo_advanced_hd | battery_10 | 2038 | 0.86312 | 215.2551
spin | geo_advanced_hd | battery_10 | 2040 | 0.35984 | 228.7958
spin | geo_advanced_hd | battery_10 | 2042 | 0.20452 | 232.1312
spin | geo_advanced_hd | battery_10 | 2044 | 2.0169 | 231.5985
spin | geo_advanced_hd | battery_10 | 2046 | 0.86362 | 240.5982
spin | geo_advanced_hd | battery_10 | 2048 | 0.75821 | 229.4817
spin | geo_advanced_hd | battery_10 | 2050 | 0.63906 | 285.0451
spin | geo_advanced_hd | pumped-hydro | 2010 | 45.3582 | 127.3495
spin | geo_advanced_hd | pumped-hydro | 2012 | 44.632 | 124.0316
spin | geo_advanced_hd | pumped-hydro | 2014 | 53.394 | 135.7113
spin | geo_advanced_hd | pumped-hydro | 2016 | 53.2776 | 128.388
spin | geo_advanced_hd | pumped-hydro | 2018 | 52.7276 | 136.7089
spin | geo_advanced_hd | pumped-hydro | 2020 | 54.7446 | 143.4213
spin | geo_advanced_hd | pumped-hydro | 2022 | 60.5629 | 148.1472
spin | geo_advanced_hd | pumped-hydro | 2024 | 37.4515 | 135.1513
spin | geo_advanced_hd | pumped-hydro | 2026 | 43.3897 | 137.1733
spin | geo_advanced_hd | pumped-hydro | 2028 | 48.2083 | 146.0989
spin | geo_advanced_hd | pumped-hydro | 2030 | 40.1412 | 150.2606
spin | geo_advanced_hd | pumped-hydro | 2032 | 41.4587 | 160.0025
spin | geo_advanced_hd | pumped-hydro | 2034 | 45.8236 | 175.1623
spin | geo_advanced_hd | pumped-hydro | 2036 | 44.2789 | 183.925
spin | geo_advanced_hd | pumped-hydro | 2038 | 50.8072 | 215.2551
spin | geo_advanced_hd | pumped-hydro | 2040 | 50.9371 | 228.7958
spin | geo_advanced_hd | pumped-hydro | 2042 | 36.2789 | 232.1312
spin | geo_advanced_hd | pumped-hydro | 2044 | 38.2161 | 231.5985
spin | geo_advanced_hd | pumped-hydro | 2046 | 65.2191 | 240.5982
spin | geo_advanced_hd | pumped-hydro | 2048 | 54.2755 | 229.4817
spin | geo_advanced_hd | pumped-hydro | 2050 | 68.1879 | 285.0451

## 10_Final OpRes by timeslice (GW
ortype | scenario | tech | timeslice | Reserves (GW) | Net Level Reserves (GW)
flex | geo_advanced_hd | nuclear | h01 (Summer 10pm-6am) | 0 | 45.3061
flex | geo_advanced_hd | nuclear | h02 (Summer 6am-1pm) | 0 | 67.8824
flex | geo_advanced_hd | nuclear | h03 (Summer 1pm-5pm) | 0 | 72.6886
flex | geo_advanced_hd | nuclear | h04 (Summer 5pm-10pm) | 0 | 82.782
flex | geo_advanced_hd | nuclear | h05 (Fall 10pm-6am) | 0 | 45.9207
flex | geo_advanced_hd | nuclear | h06 (Fall 6am-1pm) | 0 | 73.9946
flex | geo_advanced_hd | nuclear | h07 (Fall 1pm-5pm) | 0 | 72.6635
flex | geo_advanced_hd | nuclear | h08 (Fall 5pm-10pm) | 0 | 84.375
flex | geo_advanced_hd | nuclear | h09 (Winter 10pm-6am) | 0 | 43.4776
flex | geo_advanced_hd | nuclear | h10 (Winter 6am-1pm) | 0 | 90.0392
flex | geo_advanced_hd | nuclear | h11 (Winter 1pm-5pm) | 0 | 79.9153
flex | geo_advanced_hd | nuclear | h12 (Winter 5pm-10pm) | 0 | 91.8699
flex | geo_advanced_hd | nuclear | h13 (Spring 10pm-6am) | 1.0589 | 47.1692
flex | geo_advanced_hd | nuclear | h14 (Spring 6am-1pm) | 1.2339 | 77.5741
flex | geo_advanced_hd | nuclear | h15 (Spring 1pm-5pm) | 1.0449 | 82.4565
flex | geo_advanced_hd | nuclear | h16 (Spring 5pm-10pm) | 1.2339 | 90.8871
flex | geo_advanced_hd | nuclear | h17 (Summer Peak) | 0 | 68.046
flex | geo_advanced_hd | coal | h01 (Summer 10pm-6am) | 3.3585 | 45.3061
flex | geo_advanced_hd | coal | h02 (Summer 6am-1pm) | 2.832 | 67.8824
flex | geo_advanced_hd | coal | h03 (Summer 1pm-5pm) | 1.905 | 72.6886
flex | geo_advanced_hd | coal | h04 (Summer 5pm-10pm) | 2.9567 | 82.782
flex | geo_advanced_hd | coal | h05 (Fall 10pm-6am) | 2.9978 | 45.9207
flex | geo_advanced_hd | coal | h06 (Fall 6am-1pm) | 3.8531 | 73.9946
flex | geo_advanced_hd | coal | h07 (Fall 1pm-5pm) | 0.50155 | 72.6635
flex | geo_advanced_hd | coal | h08 (Fall 5pm-10pm) | 2.4599 | 84.375
flex | geo_advanced_hd | coal | h09 (Winter 10pm-6am) | 8.766 | 43.4776
flex | geo_advanced_hd | coal | h10 (Winter 6am-1pm) | 9.1138 | 90.0392
flex | geo_advanced_hd | coal | h11 (Winter 1pm-5pm) | 2.599 | 79.9153
flex | geo_advanced_hd | coal | h12 (Winter 5pm-10pm) | 3.2035 | 91.8699
flex | geo_advanced_hd | coal | h13 (Spring 10pm-6am) | 2.0013 | 47.1692
flex | geo_advanced_hd | coal | h14 (Spring 6am-1pm) | 1.9843 | 77.5741
flex | geo_advanced_hd | coal | h15 (Spring 1pm-5pm) | 0.2258 | 82.4565
flex | geo_advanced_hd | coal | h16 (Spring 5pm-10pm) | 2.6243 | 90.8871
flex | geo_advanced_hd | coal | h17 (Summer Peak) | 2.1713 | 68.046
flex | geo_advanced_hd | gas-cc | h01 (Summer 10pm-6am) | 5.5853 | 45.3061
flex | geo_advanced_hd | gas-cc | h02 (Summer 6am-1pm) | 9.0078 | 67.8824
flex | geo_advanced_hd | gas-cc | h03 (Summer 1pm-5pm) | 1.8146 | 72.6886
flex | geo_advanced_hd | gas-cc | h04 (Summer 5pm-10pm) | 5.2799 | 82.782
flex | geo_advanced_hd | gas-cc | h05 (Fall 10pm-6am) | 6.5923 | 45.9207
flex | geo_advanced_hd | gas-cc | h06 (Fall 6am-1pm) | 11.8446 | 73.9946
flex | geo_advanced_hd | gas-cc | h07 (Fall 1pm-5pm) | 1.0239 | 72.6635
flex | geo_advanced_hd | gas-cc | h08 (Fall 5pm-10pm) | 6.0332 | 84.375
flex | geo_advanced_hd | gas-cc | h09 (Winter 10pm-6am) | 2.852 | 43.4776
flex | geo_advanced_hd | gas-cc | h10 (Winter 6am-1pm) | 9.2567 | 90.0392
flex | geo_advanced_hd | gas-cc | h11 (Winter 1pm-5pm) | 0.17784 | 79.9153
flex | geo_advanced_hd | gas-cc | h12 (Winter 5pm-10pm) | 2.8197 | 91.8699
flex | geo_advanced_hd | gas-cc | h13 (Spring 10pm-6am) | 13.2479 | 47.1692
flex | geo_advanced_hd | gas-cc | h14 (Spring 6am-1pm) | 17.2905 | 77.5741
flex | geo_advanced_hd | gas-cc | h15 (Spring 1pm-5pm) | 11.3875 | 82.4565
flex | geo_advanced_hd | gas-cc | h16 (Spring 5pm-10pm) | 16.2834 | 90.8871
flex | geo_advanced_hd | gas-cc | h17 (Summer Peak) | 3.3797 | 68.046
flex | geo_advanced_hd | gas-cc-ccs_mod_upgrade | h01 (Summer 10pm-6am) | 0.26787 | 45.3061
flex | geo_advanced_hd | gas-cc-ccs_mod_upgrade | h02 (Summer 6am-1pm) | 0.041325 | 67.8824
flex | geo_advanced_hd | gas-cc-ccs_mod_upgrade | h03 (Summer 1pm-5pm) | 0 | 72.6886
flex | geo_advanced_hd | gas-cc-ccs_mod_upgrade | h04 (Summer 5pm-10pm) | 0.3179 | 82.782
flex | geo_advanced_hd | gas-cc-ccs_mod_upgrade | h05 (Fall 10pm-6am) | 0.067212 | 45.9207
flex | geo_advanced_hd | gas-cc-ccs_mod_upgrade | h06 (Fall 6am-1pm) | 0.023867 | 73.9946
flex | geo_advanced_hd | gas-cc-ccs_mod_upgrade | h07 (Fall 1pm-5pm) | 0 | 72.6635
flex | geo_advanced_hd | gas-cc-ccs_mod_upgrade | h08 (Fall 5pm-10pm) | 0.067212 | 84.375
flex | geo_advanced_hd | gas-cc-ccs_mod_upgrade | h09 (Winter 10pm-6am) | 0.25187 | 43.4776
flex | geo_advanced_hd | gas-cc-ccs_mod_upgrade | h10 (Winter 6am-1pm) | 0.25187 | 90.0392
flex | geo_advanced_hd | gas-cc-ccs_mod_upgrade | h11 (Winter 1pm-5pm) | 0 | 79.9153
flex | geo_advanced_hd | gas-cc-ccs_mod_upgrade | h12 (Winter 5pm-10pm) | 0.33771 | 91.8699
flex | geo_advanced_hd | gas-cc-ccs_mod_upgrade | h13 (Spring 10pm-6am) | 0 | 47.1692
flex | geo_advanced_hd | gas-cc-ccs_mod_upgrade | h14 (Spring 6am-1pm) | 0 | 77.5741
flex | geo_advanced_hd | gas-cc-ccs_mod_upgrade | h15 (Spring 1pm-5pm) | 0 | 82.4565
flex | geo_advanced_hd | gas-cc-ccs_mod_upgrade | h16 (Spring 5pm-10pm) | 0 | 90.8871
flex | geo_advanced_hd | gas-cc-ccs_mod_upgrade | h17 (Summer Peak) | 0.3179 | 68.046
flex | geo_advanced_hd | gas-ct | h01 (Summer 10pm-6am) | 17.9791 | 45.3061
flex | geo_advanced_hd | gas-ct | h02 (Summer 6am-1pm) | 31.9079 | 67.8824
flex | geo_advanced_hd | gas-ct | h03 (Summer 1pm-5pm) | 16.4184 | 72.6886
flex | geo_advanced_hd | gas-ct | h04 (Summer 5pm-10pm) | 34.6471 | 82.782
flex | geo_advanced_hd | gas-ct | h05 (Fall 10pm-6am) | 14.104 | 45.9207
flex | geo_advanced_hd | gas-ct | h06 (Fall 6am-1pm) | 23.8288 | 73.9946
flex | geo_advanced_hd | gas-ct | h07 (Fall 1pm-5pm) | 12.5825 | 72.6635
flex | geo_advanced_hd | gas-ct | h08 (Fall 5pm-10pm) | 25.1659 | 84.375
flex | geo_advanced_hd | gas-ct | h09 (Winter 10pm-6am) | 5.3648 | 43.4776
flex | geo_advanced_hd | gas-ct | h10 (Winter 6am-1pm) | 11.5782 | 90.0392
flex | geo_advanced_hd | gas-ct | h11 (Winter 1pm-5pm) | 3.8054 | 79.9153
flex | geo_advanced_hd | gas-ct | h12 (Winter 5pm-10pm) | 10.3989 | 91.8699
flex | geo_advanced_hd | gas-ct | h13 (Spring 10pm-6am) | 1.9301 | 47.1692
flex | geo_advanced_hd | gas-ct | h14 (Spring 6am-1pm) | 2.5372 | 77.5741
flex | geo_advanced_hd | gas-ct | h15 (Spring 1pm-5pm) | 2.5744 | 82.4565
flex | geo_advanced_hd | gas-ct | h16 (Spring 5pm-10pm) | 4.4686 | 90.8871
flex | geo_advanced_hd | gas-ct | h17 (Summer Peak) | 32.5588 | 68.046
flex | geo_advanced_hd | o-g-s | h01 (Summer 10pm-6am) | 0 | 45.3061
flex | geo_advanced_hd | o-g-s | h02 (Summer 6am-1pm) | 0 | 67.8824
flex | geo_advanced_hd | o-g-s | h03 (Summer 1pm-5pm) | 0 | 72.6886
flex | geo_advanced_hd | o-g-s | h04 (Summer 5pm-10pm) | 0.00779 | 82.782
flex | geo_advanced_hd | o-g-s | h05 (Fall 10pm-6am) | 0 | 45.9207
flex | geo_advanced_hd | o-g-s | h06 (Fall 6am-1pm) | 0 | 73.9946
flex | geo_advanced_hd | o-g-s | h07 (Fall 1pm-5pm) | 0 | 72.6635
flex | geo_advanced_hd | o-g-s | h08 (Fall 5pm-10pm) | 0.098113 | 84.375
flex | geo_advanced_hd | o-g-s | h09 (Winter 10pm-6am) | 0.62161 | 43.4776
flex | geo_advanced_hd | o-g-s | h10 (Winter 6am-1pm) | 0 | 90.0392
flex | geo_advanced_hd | o-g-s | h11 (Winter 1pm-5pm) | 0 | 79.9153
flex | geo_advanced_hd | o-g-s | h12 (Winter 5pm-10pm) | 0.38328 | 91.8699
flex | geo_advanced_hd | o-g-s | h13 (Spring 10pm-6am) | 0 | 47.1692
flex | geo_advanced_hd | o-g-s | h14 (Spring 6am-1pm) | 0 | 77.5741
flex | geo_advanced_hd | o-g-s | h15 (Spring 1pm-5pm) | 0 | 82.4565
flex | geo_advanced_hd | o-g-s | h16 (Spring 5pm-10pm) | 0.096354 | 90.8871
flex | geo_advanced_hd | o-g-s | h17 (Summer Peak) | 0.14625 | 68.046
flex | geo_advanced_hd | hydro | h01 (Summer 10pm-6am) | 8.7467 | 45.3061
flex | geo_advanced_hd | hydro | h02 (Summer 6am-1pm) | 8.5741 | 67.8824
flex | geo_advanced_hd | hydro | h03 (Summer 1pm-5pm) | 2.2328 | 72.6886
flex | geo_advanced_hd | hydro | h04 (Summer 5pm-10pm) | 6.2041 | 82.782
flex | geo_advanced_hd | hydro | h05 (Fall 10pm-6am) | 8.1644 | 45.9207
flex | geo_advanced_hd | hydro | h06 (Fall 6am-1pm) | 8.8718 | 73.9946
flex | geo_advanced_hd | hydro | h07 (Fall 1pm-5pm) | 2.1203 | 72.6635
flex | geo_advanced_hd | hydro | h08 (Fall 5pm-10pm) | 8.0299 | 84.375
flex | geo_advanced_hd | hydro | h09 (Winter 10pm-6am) | 8.297 | 43.4776
flex | geo_advanced_hd | hydro | h10 (Winter 6am-1pm) | 14.1117 | 90.0392
flex | geo_advanced_hd | hydro | h11 (Winter 1pm-5pm) | 5.2815 | 79.9153
flex | geo_advanced_hd | hydro | h12 (Winter 5pm-10pm) | 5.219 | 91.8699
flex | geo_advanced_hd | hydro | h13 (Spring 10pm-6am) | 6.0684 | 47.1692
flex | geo_advanced_hd | hydro | h14 (Spring 6am-1pm) | 11.7816 | 77.5741
flex | geo_advanced_hd | hydro | h15 (Spring 1pm-5pm) | 2.8215 | 82.4565
flex | geo_advanced_hd | hydro | h16 (Spring 5pm-10pm) | 9.9579 | 90.8871
flex | geo_advanced_hd | hydro | h17 (Summer Peak) | 4.604 | 68.046
flex | geo_advanced_hd | geothermal | h01 (Summer 10pm-6am) | 0 | 45.3061
flex | geo_advanced_hd | geothermal | h02 (Summer 6am-1pm) | 0 | 67.8824
flex | geo_advanced_hd | geothermal | h03 (Summer 1pm-5pm) | 0 | 72.6886
flex | geo_advanced_hd | geothermal | h04 (Summer 5pm-10pm) | 0 | 82.782
flex | geo_advanced_hd | geothermal | h05 (Fall 10pm-6am) | 0 | 45.9207
flex | geo_advanced_hd | geothermal | h06 (Fall 6am-1pm) | 0 | 73.9946
flex | geo_advanced_hd | geothermal | h07 (Fall 1pm-5pm) | 0 | 72.6635
flex | geo_advanced_hd | geothermal | h08 (Fall 5pm-10pm) | 0 | 84.375
flex | geo_advanced_hd | geothermal | h09 (Winter 10pm-6am) | 0 | 43.4776
flex | geo_advanced_hd | geothermal | h10 (Winter 6am-1pm) | 0 | 90.0392
flex | geo_advanced_hd | geothermal | h11 (Winter 1pm-5pm) | 0 | 79.9153
flex | geo_advanced_hd | geothermal | h12 (Winter 5pm-10pm) | 0 | 91.8699
flex | geo_advanced_hd | geothermal | h13 (Spring 10pm-6am) | 0 | 47.1692
flex | geo_advanced_hd | geothermal | h14 (Spring 6am-1pm) | 0 | 77.5741
flex | geo_advanced_hd | geothermal | h15 (Spring 1pm-5pm) | 0 | 82.4565
flex | geo_advanced_hd | geothermal | h16 (Spring 5pm-10pm) | 0 | 90.8871
flex | geo_advanced_hd | geothermal | h17 (Summer Peak) | 0 | 68.046
flex | geo_advanced_hd | biopower | h01 (Summer 10pm-6am) | 0 | 45.3061
flex | geo_advanced_hd | biopower | h02 (Summer 6am-1pm) | 0.0010852 | 67.8824
flex | geo_advanced_hd | biopower | h03 (Summer 1pm-5pm) | 0 | 72.6886
flex | geo_advanced_hd | biopower | h04 (Summer 5pm-10pm) | 0.0010852 | 82.782
flex | geo_advanced_hd | biopower | h05 (Fall 10pm-6am) | 0 | 45.9207
flex | geo_advanced_hd | biopower | h06 (Fall 6am-1pm) | 0.0011148 | 73.9946
flex | geo_advanced_hd | biopower | h07 (Fall 1pm-5pm) | 0 | 72.6635
flex | geo_advanced_hd | biopower | h08 (Fall 5pm-10pm) | 0.0011148 | 84.375
flex | geo_advanced_hd | biopower | h09 (Winter 10pm-6am) | 0 | 43.4776
flex | geo_advanced_hd | biopower | h10 (Winter 6am-1pm) | 0.055162 | 90.0392
flex | geo_advanced_hd | biopower | h11 (Winter 1pm-5pm) | 0 | 79.9153
flex | geo_advanced_hd | biopower | h12 (Winter 5pm-10pm) | 0.057196 | 91.8699
flex | geo_advanced_hd | biopower | h13 (Spring 10pm-6am) | 0.01474 | 47.1692
flex | geo_advanced_hd | biopower | h14 (Spring 6am-1pm) | 0.0011148 | 77.5741
flex | geo_advanced_hd | biopower | h15 (Spring 1pm-5pm) | 0 | 82.4565
flex | geo_advanced_hd | biopower | h16 (Spring 5pm-10pm) | 0.01474 | 90.8871
flex | geo_advanced_hd | biopower | h17 (Summer Peak) | 0.0060739 | 68.046
flex | geo_advanced_hd | lfill-gas | h01 (Summer 10pm-6am) | 0.00066 | 45.3061
flex | geo_advanced_hd | lfill-gas | h02 (Summer 6am-1pm) | 0 | 67.8824
flex | geo_advanced_hd | lfill-gas | h03 (Summer 1pm-5pm) | 0 | 72.6886
flex | geo_advanced_hd | lfill-gas | h04 (Summer 5pm-10pm) | 0 | 82.782
flex | geo_advanced_hd | lfill-gas | h05 (Fall 10pm-6am) | 0 | 45.9207
flex | geo_advanced_hd | lfill-gas | h06 (Fall 6am-1pm) | 0.0028637 | 73.9946
flex | geo_advanced_hd | lfill-gas | h07 (Fall 1pm-5pm) | 0 | 72.6635
flex | geo_advanced_hd | lfill-gas | h08 (Fall 5pm-10pm) | 0.00034213 | 84.375
flex | geo_advanced_hd | lfill-gas | h09 (Winter 10pm-6am) | 0 | 43.4776
flex | geo_advanced_hd | lfill-gas | h10 (Winter 6am-1pm) | 0.0030487 | 90.0392
flex | geo_advanced_hd | lfill-gas | h11 (Winter 1pm-5pm) | 0 | 79.9153
flex | geo_advanced_hd | lfill-gas | h12 (Winter 5pm-10pm) | 0 | 91.8699
flex | geo_advanced_hd | lfill-gas | h13 (Spring 10pm-6am) | 0 | 47.1692
flex | geo_advanced_hd | lfill-gas | h14 (Spring 6am-1pm) | 0.0028637 | 77.5741
flex | geo_advanced_hd | lfill-gas | h15 (Spring 1pm-5pm) | 0 | 82.4565
flex | geo_advanced_hd | lfill-gas | h16 (Spring 5pm-10pm) | 0.00061584 | 90.8871
flex | geo_advanced_hd | lfill-gas | h17 (Summer Peak) | 0 | 68.046
flex | geo_advanced_hd | csp | h01 (Summer 10pm-6am) | 0 | 45.3061
flex | geo_advanced_hd | csp | h02 (Summer 6am-1pm) | 0 | 67.8824
flex | geo_advanced_hd | csp | h03 (Summer 1pm-5pm) | 0 | 72.6886
flex | geo_advanced_hd | csp | h04 (Summer 5pm-10pm) | 0 | 82.782
flex | geo_advanced_hd | csp | h05 (Fall 10pm-6am) | 0 | 45.9207
flex | geo_advanced_hd | csp | h06 (Fall 6am-1pm) | 0 | 73.9946
flex | geo_advanced_hd | csp | h07 (Fall 1pm-5pm) | 0 | 72.6635
flex | geo_advanced_hd | csp | h08 (Fall 5pm-10pm) | 0 | 84.375
flex | geo_advanced_hd | csp | h09 (Winter 10pm-6am) | 0 | 43.4776
flex | geo_advanced_hd | csp | h10 (Winter 6am-1pm) | 0 | 90.0392
flex | geo_advanced_hd | csp | h11 (Winter 1pm-5pm) | 0 | 79.9153
flex | geo_advanced_hd | csp | h12 (Winter 5pm-10pm) | 0 | 91.8699
flex | geo_advanced_hd | csp | h13 (Spring 10pm-6am) | 0 | 47.1692
flex | geo_advanced_hd | csp | h14 (Spring 6am-1pm) | 0 | 77.5741
flex | geo_advanced_hd | csp | h15 (Spring 1pm-5pm) | 0 | 82.4565
flex | geo_advanced_hd | csp | h16 (Spring 5pm-10pm) | 0 | 90.8871
flex | geo_advanced_hd | csp | h17 (Summer Peak) | 0 | 68.046
flex | geo_advanced_hd | pvb | h01 (Summer 10pm-6am) | 0.012547 | 45.3061
flex | geo_advanced_hd | pvb | h02 (Summer 6am-1pm) | 0.079224 | 67.8824
flex | geo_advanced_hd | pvb | h03 (Summer 1pm-5pm) | 1.7471 | 72.6886
flex | geo_advanced_hd | pvb | h04 (Summer 5pm-10pm) | 0.82751 | 82.782
flex | geo_advanced_hd | pvb | h05 (Fall 10pm-6am) | 0.13989 | 45.9207
flex | geo_advanced_hd | pvb | h06 (Fall 6am-1pm) | 0.15192 | 73.9946
flex | geo_advanced_hd | pvb | h07 (Fall 1pm-5pm) | 2.3417 | 72.6635
flex | geo_advanced_hd | pvb | h08 (Fall 5pm-10pm) | 1.7104 | 84.375
flex | geo_advanced_hd | pvb | h09 (Winter 10pm-6am) | 0.0044088 | 43.4776
flex | geo_advanced_hd | pvb | h10 (Winter 6am-1pm) | 2.1412 | 90.0392
flex | geo_advanced_hd | pvb | h11 (Winter 1pm-5pm) | 3.6301 | 79.9153
flex | geo_advanced_hd | pvb | h12 (Winter 5pm-10pm) | 2.6525 | 91.8699
flex | geo_advanced_hd | pvb | h13 (Spring 10pm-6am) | 1.5624 | 47.1692
flex | geo_advanced_hd | pvb | h14 (Spring 6am-1pm) | 0.19114 | 77.5741
flex | geo_advanced_hd | pvb | h15 (Spring 1pm-5pm) | 1.6685 | 82.4565
flex | geo_advanced_hd | pvb | h16 (Spring 5pm-10pm) | 2.6519 | 90.8871
flex | geo_advanced_hd | pvb | h17 (Summer Peak) | 2.9511 | 68.046
flex | geo_advanced_hd | battery_2 | h01 (Summer 10pm-6am) | 0.059687 | 45.3061
flex | geo_advanced_hd | battery_2 | h02 (Summer 6am-1pm) | 0.035255 | 67.8824
flex | geo_advanced_hd | battery_2 | h03 (Summer 1pm-5pm) | 0.10398 | 72.6886
flex | geo_advanced_hd | battery_2 | h04 (Summer 5pm-10pm) | 0.35528 | 82.782
flex | geo_advanced_hd | battery_2 | h05 (Fall 10pm-6am) | 0.15745 | 45.9207
flex | geo_advanced_hd | battery_2 | h06 (Fall 6am-1pm) | 0.48788 | 73.9946
flex | geo_advanced_hd | battery_2 | h07 (Fall 1pm-5pm) | 0.98406 | 72.6635
flex | geo_advanced_hd | battery_2 | h08 (Fall 5pm-10pm) | 1.5326 | 84.375
flex | geo_advanced_hd | battery_2 | h09 (Winter 10pm-6am) | 0.49674 | 43.4776
flex | geo_advanced_hd | battery_2 | h10 (Winter 6am-1pm) | 0.16965 | 90.0392
flex | geo_advanced_hd | battery_2 | h11 (Winter 1pm-5pm) | 0.31066 | 79.9153
flex | geo_advanced_hd | battery_2 | h12 (Winter 5pm-10pm) | 0.67875 | 91.8699
flex | geo_advanced_hd | battery_2 | h13 (Spring 10pm-6am) | 0.50298 | 47.1692
flex | geo_advanced_hd | battery_2 | h14 (Spring 6am-1pm) | 0.48363 | 77.5741
flex | geo_advanced_hd | battery_2 | h15 (Spring 1pm-5pm) | 0.70472 | 82.4565
flex | geo_advanced_hd | battery_2 | h16 (Spring 5pm-10pm) | 1.6775 | 90.8871
flex | geo_advanced_hd | battery_2 | h17 (Summer Peak) | 0.31217 | 68.046
flex | geo_advanced_hd | battery_4 | h01 (Summer 10pm-6am) | 3.0946 | 45.3061
flex | geo_advanced_hd | battery_4 | h02 (Summer 6am-1pm) | 2.5459 | 67.8824
flex | geo_advanced_hd | battery_4 | h03 (Summer 1pm-5pm) | 27.737 | 72.6886
flex | geo_advanced_hd | battery_4 | h04 (Summer 5pm-10pm) | 16.6788 | 82.782
flex | geo_advanced_hd | battery_4 | h05 (Fall 10pm-6am) | 4.5358 | 45.9207
flex | geo_advanced_hd | battery_4 | h06 (Fall 6am-1pm) | 8.1115 | 73.9946
flex | geo_advanced_hd | battery_4 | h07 (Fall 1pm-5pm) | 29.1004 | 72.6635
flex | geo_advanced_hd | battery_4 | h08 (Fall 5pm-10pm) | 16.1945 | 84.375
flex | geo_advanced_hd | battery_4 | h09 (Winter 10pm-6am) | 9.0355 | 43.4776
flex | geo_advanced_hd | battery_4 | h10 (Winter 6am-1pm) | 17.3667 | 90.0392
flex | geo_advanced_hd | battery_4 | h11 (Winter 1pm-5pm) | 34.4309 | 79.9153
flex | geo_advanced_hd | battery_4 | h12 (Winter 5pm-10pm) | 28.8952 | 91.8699
flex | geo_advanced_hd | battery_4 | h13 (Spring 10pm-6am) | 9.8607 | 47.1692
flex | geo_advanced_hd | battery_4 | h14 (Spring 6am-1pm) | 11.8007 | 77.5741
flex | geo_advanced_hd | battery_4 | h15 (Spring 1pm-5pm) | 30.5825 | 82.4565
flex | geo_advanced_hd | battery_4 | h16 (Spring 5pm-10pm) | 26.1655 | 90.8871
flex | geo_advanced_hd | battery_4 | h17 (Summer Peak) | 10.254 | 68.046
flex | geo_advanced_hd | battery_6 | h01 (Summer 10pm-6am) | 1.1185 | 45.3061
flex | geo_advanced_hd | battery_6 | h02 (Summer 6am-1pm) | 1.0594 | 67.8824
flex | geo_advanced_hd | battery_6 | h03 (Summer 1pm-5pm) | 12.3568 | 72.6886
flex | geo_advanced_hd | battery_6 | h04 (Summer 5pm-10pm) | 1.952 | 82.782
flex | geo_advanced_hd | battery_6 | h05 (Fall 10pm-6am) | 3.0025 | 45.9207
flex | geo_advanced_hd | battery_6 | h06 (Fall 6am-1pm) | 4.2197 | 73.9946
flex | geo_advanced_hd | battery_6 | h07 (Fall 1pm-5pm) | 10.0746 | 72.6635
flex | geo_advanced_hd | battery_6 | h08 (Fall 5pm-10pm) | 5.9006 | 84.375
flex | geo_advanced_hd | battery_6 | h09 (Winter 10pm-6am) | 2.4522 | 43.4776
flex | geo_advanced_hd | battery_6 | h10 (Winter 6am-1pm) | 12.2865 | 90.0392
flex | geo_advanced_hd | battery_6 | h11 (Winter 1pm-5pm) | 8.3007 | 79.9153
flex | geo_advanced_hd | battery_6 | h12 (Winter 5pm-10pm) | 11.5334 | 91.8699
flex | geo_advanced_hd | battery_6 | h13 (Spring 10pm-6am) | 3.1311 | 47.1692
flex | geo_advanced_hd | battery_6 | h14 (Spring 6am-1pm) | 8.5606 | 77.5741
flex | geo_advanced_hd | battery_6 | h15 (Spring 1pm-5pm) | 15.4817 | 82.4565
flex | geo_advanced_hd | battery_6 | h16 (Spring 5pm-10pm) | 4.5913 | 90.8871
flex | geo_advanced_hd | battery_6 | h17 (Summer Peak) | 3.6063 | 68.046
flex | geo_advanced_hd | battery_8 | h01 (Summer 10pm-6am) | 1.2164 | 45.3061
flex | geo_advanced_hd | battery_8 | h02 (Summer 6am-1pm) | 0.88489 | 67.8824
flex | geo_advanced_hd | battery_8 | h03 (Summer 1pm-5pm) | 3.6948 | 72.6886
flex | geo_advanced_hd | battery_8 | h04 (Summer 5pm-10pm) | 1.1589 | 82.782
flex | geo_advanced_hd | battery_8 | h05 (Fall 10pm-6am) | 1.4702 | 45.9207
flex | geo_advanced_hd | battery_8 | h06 (Fall 6am-1pm) | 2.2758 | 73.9946
flex | geo_advanced_hd | battery_8 | h07 (Fall 1pm-5pm) | 7.9964 | 72.6635
flex | geo_advanced_hd | battery_8 | h08 (Fall 5pm-10pm) | 2.0143 | 84.375
flex | geo_advanced_hd | battery_8 | h09 (Winter 10pm-6am) | 3.4914 | 43.4776
flex | geo_advanced_hd | battery_8 | h10 (Winter 6am-1pm) | 7.9844 | 90.0392
flex | geo_advanced_hd | battery_8 | h11 (Winter 1pm-5pm) | 14.0852 | 79.9153
flex | geo_advanced_hd | battery_8 | h12 (Winter 5pm-10pm) | 8.7529 | 91.8699
flex | geo_advanced_hd | battery_8 | h13 (Spring 10pm-6am) | 2.4426 | 47.1692
flex | geo_advanced_hd | battery_8 | h14 (Spring 6am-1pm) | 4.4686 | 77.5741
flex | geo_advanced_hd | battery_8 | h15 (Spring 1pm-5pm) | 5.9842 | 82.4565
flex | geo_advanced_hd | battery_8 | h16 (Spring 5pm-10pm) | 0.92217 | 90.8871
flex | geo_advanced_hd | battery_8 | h17 (Summer Peak) | 0.98923 | 68.046
flex | geo_advanced_hd | battery_10 | h01 (Summer 10pm-6am) | 0 | 45.3061
flex | geo_advanced_hd | battery_10 | h02 (Summer 6am-1pm) | 0 | 67.8824
flex | geo_advanced_hd | battery_10 | h03 (Summer 1pm-5pm) | 0 | 72.6886
flex | geo_advanced_hd | battery_10 | h04 (Summer 5pm-10pm) | 0 | 82.782
flex | geo_advanced_hd | battery_10 | h05 (Fall 10pm-6am) | 0 | 45.9207
flex | geo_advanced_hd | battery_10 | h06 (Fall 6am-1pm) | 0 | 73.9946
flex | geo_advanced_hd | battery_10 | h07 (Fall 1pm-5pm) | 0 | 72.6635
flex | geo_advanced_hd | battery_10 | h08 (Fall 5pm-10pm) | 0 | 84.375
flex | geo_advanced_hd | battery_10 | h09 (Winter 10pm-6am) | 0 | 43.4776
flex | geo_advanced_hd | battery_10 | h10 (Winter 6am-1pm) | 0 | 90.0392
flex | geo_advanced_hd | battery_10 | h11 (Winter 1pm-5pm) | 0 | 79.9153
flex | geo_advanced_hd | battery_10 | h12 (Winter 5pm-10pm) | 0 | 91.8699
flex | geo_advanced_hd | battery_10 | h13 (Spring 10pm-6am) | 0 | 47.1692
flex | geo_advanced_hd | battery_10 | h14 (Spring 6am-1pm) | 0 | 77.5741
flex | geo_advanced_hd | battery_10 | h15 (Spring 1pm-5pm) | 0 | 82.4565
flex | geo_advanced_hd | battery_10 | h16 (Spring 5pm-10pm) | 0 | 90.8871
flex | geo_advanced_hd | battery_10 | h17 (Summer Peak) | 0 | 68.046
flex | geo_advanced_hd | pumped-hydro | h01 (Summer 10pm-6am) | 3.8661 | 45.3061
flex | geo_advanced_hd | pumped-hydro | h02 (Summer 6am-1pm) | 10.9134 | 67.8824
flex | geo_advanced_hd | pumped-hydro | h03 (Summer 1pm-5pm) | 4.678 | 72.6886
flex | geo_advanced_hd | pumped-hydro | h04 (Summer 5pm-10pm) | 12.3951 | 82.782
flex | geo_advanced_hd | pumped-hydro | h05 (Fall 10pm-6am) | 4.6892 | 45.9207
flex | geo_advanced_hd | pumped-hydro | h06 (Fall 6am-1pm) | 10.3215 | 73.9946
flex | geo_advanced_hd | pumped-hydro | h07 (Fall 1pm-5pm) | 5.9381 | 72.6635
flex | geo_advanced_hd | pumped-hydro | h08 (Fall 5pm-10pm) | 15.1668 | 84.375
flex | geo_advanced_hd | pumped-hydro | h09 (Winter 10pm-6am) | 1.8441 | 43.4776
flex | geo_advanced_hd | pumped-hydro | h10 (Winter 6am-1pm) | 5.7203 | 90.0392
flex | geo_advanced_hd | pumped-hydro | h11 (Winter 1pm-5pm) | 7.2941 | 79.9153
flex | geo_advanced_hd | pumped-hydro | h12 (Winter 5pm-10pm) | 16.9379 | 91.8699
flex | geo_advanced_hd | pumped-hydro | h13 (Spring 10pm-6am) | 5.3481 | 47.1692
flex | geo_advanced_hd | pumped-hydro | h14 (Spring 6am-1pm) | 17.2381 | 77.5741
flex | geo_advanced_hd | pumped-hydro | h15 (Spring 1pm-5pm) | 9.9808 | 82.4565
flex | geo_advanced_hd | pumped-hydro | h16 (Spring 5pm-10pm) | 20.199 | 90.8871
flex | geo_advanced_hd | pumped-hydro | h17 (Summer Peak) | 6.7491 | 68.046
reg | geo_advanced_hd | nuclear | h01 (Summer 10pm-6am) | 0 | 8.6881
reg | geo_advanced_hd | nuclear | h02 (Summer 6am-1pm) | 0 | 14.3404
reg | geo_advanced_hd | nuclear | h03 (Summer 1pm-5pm) | 0 | 17.0474
reg | geo_advanced_hd | nuclear | h04 (Summer 5pm-10pm) | 0 | 15.9056
reg | geo_advanced_hd | nuclear | h05 (Fall 10pm-6am) | 0 | 8.0406
reg | geo_advanced_hd | nuclear | h06 (Fall 6am-1pm) | 0 | 13.3716
reg | geo_advanced_hd | nuclear | h07 (Fall 1pm-5pm) | 0 | 15.3309
reg | geo_advanced_hd | nuclear | h08 (Fall 5pm-10pm) | 0 | 14.484
reg | geo_advanced_hd | nuclear | h09 (Winter 10pm-6am) | 0 | 8.9429
reg | geo_advanced_hd | nuclear | h10 (Winter 6am-1pm) | 0 | 13.8989
reg | geo_advanced_hd | nuclear | h11 (Winter 1pm-5pm) | 0 | 14.9875
reg | geo_advanced_hd | nuclear | h12 (Winter 5pm-10pm) | 0 | 15.0695
reg | geo_advanced_hd | nuclear | h13 (Spring 10pm-6am) | 0 | 8.62
reg | geo_advanced_hd | nuclear | h14 (Spring 6am-1pm) | 0 | 13.5381
reg | geo_advanced_hd | nuclear | h15 (Spring 1pm-5pm) | 0 | 15.3459
reg | geo_advanced_hd | nuclear | h16 (Spring 5pm-10pm) | 0 | 14.789
reg | geo_advanced_hd | nuclear | h17 (Summer Peak) | 0 | 19.6751
reg | geo_advanced_hd | coal | h01 (Summer 10pm-6am) | 0 | 8.6881
reg | geo_advanced_hd | coal | h02 (Summer 6am-1pm) | 0 | 14.3404
reg | geo_advanced_hd | coal | h03 (Summer 1pm-5pm) | 0 | 17.0474
reg | geo_advanced_hd | coal | h04 (Summer 5pm-10pm) | 0 | 15.9056
reg | geo_advanced_hd | coal | h05 (Fall 10pm-6am) | 0 | 8.0406
reg | geo_advanced_hd | coal | h06 (Fall 6am-1pm) | 0 | 13.3716
reg | geo_advanced_hd | coal | h07 (Fall 1pm-5pm) | 0 | 15.3309
reg | geo_advanced_hd | coal | h08 (Fall 5pm-10pm) | 0 | 14.484
reg | geo_advanced_hd | coal | h09 (Winter 10pm-6am) | 0 | 8.9429
reg | geo_advanced_hd | coal | h10 (Winter 6am-1pm) | 0 | 13.8989
reg | geo_advanced_hd | coal | h11 (Winter 1pm-5pm) | 0 | 14.9875
reg | geo_advanced_hd | coal | h12 (Winter 5pm-10pm) | 0 | 15.0695
reg | geo_advanced_hd | coal | h13 (Spring 10pm-6am) | 0 | 8.62
reg | geo_advanced_hd | coal | h14 (Spring 6am-1pm) | 0 | 13.5381
reg | geo_advanced_hd | coal | h15 (Spring 1pm-5pm) | 0 | 15.3459
reg | geo_advanced_hd | coal | h16 (Spring 5pm-10pm) | 0 | 14.789
reg | geo_advanced_hd | coal | h17 (Summer Peak) | 0.019835 | 19.6751
reg | geo_advanced_hd | gas-cc | h01 (Summer 10pm-6am) | 0 | 8.6881
reg | geo_advanced_hd | gas-cc | h02 (Summer 6am-1pm) | 0 | 14.3404
reg | geo_advanced_hd | gas-cc | h03 (Summer 1pm-5pm) | 0 | 17.0474
reg | geo_advanced_hd | gas-cc | h04 (Summer 5pm-10pm) | 0 | 15.9056
reg | geo_advanced_hd | gas-cc | h05 (Fall 10pm-6am) | 0.097308 | 8.0406
reg | geo_advanced_hd | gas-cc | h06 (Fall 6am-1pm) | 0 | 13.3716
reg | geo_advanced_hd | gas-cc | h07 (Fall 1pm-5pm) | 0 | 15.3309
reg | geo_advanced_hd | gas-cc | h08 (Fall 5pm-10pm) | 0 | 14.484
reg | geo_advanced_hd | gas-cc | h09 (Winter 10pm-6am) | 0 | 8.9429
reg | geo_advanced_hd | gas-cc | h10 (Winter 6am-1pm) | 0 | 13.8989
reg | geo_advanced_hd | gas-cc | h11 (Winter 1pm-5pm) | 0 | 14.9875
reg | geo_advanced_hd | gas-cc | h12 (Winter 5pm-10pm) | 0 | 15.0695
reg | geo_advanced_hd | gas-cc | h13 (Spring 10pm-6am) | 0 | 8.62
reg | geo_advanced_hd | gas-cc | h14 (Spring 6am-1pm) | 0.019429 | 13.5381
reg | geo_advanced_hd | gas-cc | h15 (Spring 1pm-5pm) | 0.010747 | 15.3459
reg | geo_advanced_hd | gas-cc | h16 (Spring 5pm-10pm) | 0.015317 | 14.789
reg | geo_advanced_hd | gas-cc | h17 (Summer Peak) | 0 | 19.6751
reg | geo_advanced_hd | gas-cc-ccs_mod_upgrade | h01 (Summer 10pm-6am) | 0 | 8.6881
reg | geo_advanced_hd | gas-cc-ccs_mod_upgrade | h02 (Summer 6am-1pm) | 0 | 14.3404
reg | geo_advanced_hd | gas-cc-ccs_mod_upgrade | h03 (Summer 1pm-5pm) | 0 | 17.0474
reg | geo_advanced_hd | gas-cc-ccs_mod_upgrade | h04 (Summer 5pm-10pm) | 0 | 15.9056
reg | geo_advanced_hd | gas-cc-ccs_mod_upgrade | h05 (Fall 10pm-6am) | 0 | 8.0406
reg | geo_advanced_hd | gas-cc-ccs_mod_upgrade | h06 (Fall 6am-1pm) | 0 | 13.3716
reg | geo_advanced_hd | gas-cc-ccs_mod_upgrade | h07 (Fall 1pm-5pm) | 0 | 15.3309
reg | geo_advanced_hd | gas-cc-ccs_mod_upgrade | h08 (Fall 5pm-10pm) | 0 | 14.484
reg | geo_advanced_hd | gas-cc-ccs_mod_upgrade | h09 (Winter 10pm-6am) | 0 | 8.9429
reg | geo_advanced_hd | gas-cc-ccs_mod_upgrade | h10 (Winter 6am-1pm) | 0 | 13.8989
reg | geo_advanced_hd | gas-cc-ccs_mod_upgrade | h11 (Winter 1pm-5pm) | 0 | 14.9875
reg | geo_advanced_hd | gas-cc-ccs_mod_upgrade | h12 (Winter 5pm-10pm) | 0 | 15.0695
reg | geo_advanced_hd | gas-cc-ccs_mod_upgrade | h13 (Spring 10pm-6am) | 0 | 8.62
reg | geo_advanced_hd | gas-cc-ccs_mod_upgrade | h14 (Spring 6am-1pm) | 0 | 13.5381
reg | geo_advanced_hd | gas-cc-ccs_mod_upgrade | h15 (Spring 1pm-5pm) | 0 | 15.3459
reg | geo_advanced_hd | gas-cc-ccs_mod_upgrade | h16 (Spring 5pm-10pm) | 0 | 14.789
reg | geo_advanced_hd | gas-cc-ccs_mod_upgrade | h17 (Summer Peak) | 0 | 19.6751
reg | geo_advanced_hd | gas-ct | h01 (Summer 10pm-6am) | 0.00011034 | 8.6881
reg | geo_advanced_hd | gas-ct | h02 (Summer 6am-1pm) | 0.02182 | 14.3404
reg | geo_advanced_hd | gas-ct | h03 (Summer 1pm-5pm) | 0.011678 | 17.0474
reg | geo_advanced_hd | gas-ct | h04 (Summer 5pm-10pm) | 0.01765 | 15.9056
reg | geo_advanced_hd | gas-ct | h05 (Fall 10pm-6am) | 0.041971 | 8.0406
reg | geo_advanced_hd | gas-ct | h06 (Fall 6am-1pm) | 0.029999 | 13.3716
reg | geo_advanced_hd | gas-ct | h07 (Fall 1pm-5pm) | 0.07622 | 15.3309
reg | geo_advanced_hd | gas-ct | h08 (Fall 5pm-10pm) | 0.015812 | 14.484
reg | geo_advanced_hd | gas-ct | h09 (Winter 10pm-6am) | 0.0028045 | 8.9429
reg | geo_advanced_hd | gas-ct | h10 (Winter 6am-1pm) | 0.021021 | 13.8989
reg | geo_advanced_hd | gas-ct | h11 (Winter 1pm-5pm) | 0.011796 | 14.9875
reg | geo_advanced_hd | gas-ct | h12 (Winter 5pm-10pm) | 0.017609 | 15.0695
reg | geo_advanced_hd | gas-ct | h13 (Spring 10pm-6am) | 0.73503 | 8.62
reg | geo_advanced_hd | gas-ct | h14 (Spring 6am-1pm) | 0 | 13.5381
reg | geo_advanced_hd | gas-ct | h15 (Spring 1pm-5pm) | 0 | 15.3459
reg | geo_advanced_hd | gas-ct | h16 (Spring 5pm-10pm) | 0 | 14.789
reg | geo_advanced_hd | gas-ct | h17 (Summer Peak) | 3.8171 | 19.6751
reg | geo_advanced_hd | o-g-s | h01 (Summer 10pm-6am) | 0 | 8.6881
reg | geo_advanced_hd | o-g-s | h02 (Summer 6am-1pm) | 0 | 14.3404
reg | geo_advanced_hd | o-g-s | h03 (Summer 1pm-5pm) | 0 | 17.0474
reg | geo_advanced_hd | o-g-s | h04 (Summer 5pm-10pm) | 0 | 15.9056
reg | geo_advanced_hd | o-g-s | h05 (Fall 10pm-6am) | 0 | 8.0406
reg | geo_advanced_hd | o-g-s | h06 (Fall 6am-1pm) | 0 | 13.3716
reg | geo_advanced_hd | o-g-s | h07 (Fall 1pm-5pm) | 0 | 15.3309
reg | geo_advanced_hd | o-g-s | h08 (Fall 5pm-10pm) | 0 | 14.484
reg | geo_advanced_hd | o-g-s | h09 (Winter 10pm-6am) | 0 | 8.9429
reg | geo_advanced_hd | o-g-s | h10 (Winter 6am-1pm) | 0 | 13.8989
reg | geo_advanced_hd | o-g-s | h11 (Winter 1pm-5pm) | 0 | 14.9875
reg | geo_advanced_hd | o-g-s | h12 (Winter 5pm-10pm) | 0 | 15.0695
reg | geo_advanced_hd | o-g-s | h13 (Spring 10pm-6am) | 0 | 8.62
reg | geo_advanced_hd | o-g-s | h14 (Spring 6am-1pm) | 0 | 13.5381
reg | geo_advanced_hd | o-g-s | h15 (Spring 1pm-5pm) | 0 | 15.3459
reg | geo_advanced_hd | o-g-s | h16 (Spring 5pm-10pm) | 0 | 14.789
reg | geo_advanced_hd | o-g-s | h17 (Summer Peak) | 0 | 19.6751
reg | geo_advanced_hd | hydro | h01 (Summer 10pm-6am) | 0 | 8.6881
reg | geo_advanced_hd | hydro | h02 (Summer 6am-1pm) | 0 | 14.3404
reg | geo_advanced_hd | hydro | h03 (Summer 1pm-5pm) | 0 | 17.0474
reg | geo_advanced_hd | hydro | h04 (Summer 5pm-10pm) | 0 | 15.9056
reg | geo_advanced_hd | hydro | h05 (Fall 10pm-6am) | 0 | 8.0406
reg | geo_advanced_hd | hydro | h06 (Fall 6am-1pm) | 0 | 13.3716
reg | geo_advanced_hd | hydro | h07 (Fall 1pm-5pm) | 0 | 15.3309
reg | geo_advanced_hd | hydro | h08 (Fall 5pm-10pm) | 0 | 14.484
reg | geo_advanced_hd | hydro | h09 (Winter 10pm-6am) | 0 | 8.9429
reg | geo_advanced_hd | hydro | h10 (Winter 6am-1pm) | 0 | 13.8989
reg | geo_advanced_hd | hydro | h11 (Winter 1pm-5pm) | 0 | 14.9875
reg | geo_advanced_hd | hydro | h12 (Winter 5pm-10pm) | 0 | 15.0695
reg | geo_advanced_hd | hydro | h13 (Spring 10pm-6am) | 0 | 8.62
reg | geo_advanced_hd | hydro | h14 (Spring 6am-1pm) | 0 | 13.5381
reg | geo_advanced_hd | hydro | h15 (Spring 1pm-5pm) | 0 | 15.3459
reg | geo_advanced_hd | hydro | h16 (Spring 5pm-10pm) | 0 | 14.789
reg | geo_advanced_hd | hydro | h17 (Summer Peak) | 0 | 19.6751
reg | geo_advanced_hd | geothermal | h01 (Summer 10pm-6am) | 0 | 8.6881
reg | geo_advanced_hd | geothermal | h02 (Summer 6am-1pm) | 0 | 14.3404
reg | geo_advanced_hd | geothermal | h03 (Summer 1pm-5pm) | 0 | 17.0474
reg | geo_advanced_hd | geothermal | h04 (Summer 5pm-10pm) | 0 | 15.9056
reg | geo_advanced_hd | geothermal | h05 (Fall 10pm-6am) | 0 | 8.0406
reg | geo_advanced_hd | geothermal | h06 (Fall 6am-1pm) | 0 | 13.3716
reg | geo_advanced_hd | geothermal | h07 (Fall 1pm-5pm) | 0 | 15.3309
reg | geo_advanced_hd | geothermal | h08 (Fall 5pm-10pm) | 0 | 14.484
reg | geo_advanced_hd | geothermal | h09 (Winter 10pm-6am) | 0 | 8.9429
reg | geo_advanced_hd | geothermal | h10 (Winter 6am-1pm) | 0 | 13.8989
reg | geo_advanced_hd | geothermal | h11 (Winter 1pm-5pm) | 0 | 14.9875
reg | geo_advanced_hd | geothermal | h12 (Winter 5pm-10pm) | 0 | 15.0695
reg | geo_advanced_hd | geothermal | h13 (Spring 10pm-6am) | 0 | 8.62
reg | geo_advanced_hd | geothermal | h14 (Spring 6am-1pm) | 0 | 13.5381
reg | geo_advanced_hd | geothermal | h15 (Spring 1pm-5pm) | 0 | 15.3459
reg | geo_advanced_hd | geothermal | h16 (Spring 5pm-10pm) | 0 | 14.789
reg | geo_advanced_hd | geothermal | h17 (Summer Peak) | 0 | 19.6751
reg | geo_advanced_hd | biopower | h01 (Summer 10pm-6am) | 0 | 8.6881
reg | geo_advanced_hd | biopower | h02 (Summer 6am-1pm) | 0 | 14.3404
reg | geo_advanced_hd | biopower | h03 (Summer 1pm-5pm) | 0 | 17.0474
reg | geo_advanced_hd | biopower | h04 (Summer 5pm-10pm) | 0 | 15.9056
reg | geo_advanced_hd | biopower | h05 (Fall 10pm-6am) | 0 | 8.0406
reg | geo_advanced_hd | biopower | h06 (Fall 6am-1pm) | 0.00044591 | 13.3716
reg | geo_advanced_hd | biopower | h07 (Fall 1pm-5pm) | 0 | 15.3309
reg | geo_advanced_hd | biopower | h08 (Fall 5pm-10pm) | 0 | 14.484
reg | geo_advanced_hd | biopower | h09 (Winter 10pm-6am) | 0 | 8.9429
reg | geo_advanced_hd | biopower | h10 (Winter 6am-1pm) | 0.00044636 | 13.8989
reg | geo_advanced_hd | biopower | h11 (Winter 1pm-5pm) | 0 | 14.9875
reg | geo_advanced_hd | biopower | h12 (Winter 5pm-10pm) | 0 | 15.0695
reg | geo_advanced_hd | biopower | h13 (Spring 10pm-6am) | 0 | 8.62
reg | geo_advanced_hd | biopower | h14 (Spring 6am-1pm) | 0.00044591 | 13.5381
reg | geo_advanced_hd | biopower | h15 (Spring 1pm-5pm) | 0 | 15.3459
reg | geo_advanced_hd | biopower | h16 (Spring 5pm-10pm) | 0.00044591 | 14.789
reg | geo_advanced_hd | biopower | h17 (Summer Peak) | 0.0022058 | 19.6751
reg | geo_advanced_hd | lfill-gas | h01 (Summer 10pm-6am) | 0 | 8.6881
reg | geo_advanced_hd | lfill-gas | h02 (Summer 6am-1pm) | 0 | 14.3404
reg | geo_advanced_hd | lfill-gas | h03 (Summer 1pm-5pm) | 0 | 17.0474
reg | geo_advanced_hd | lfill-gas | h04 (Summer 5pm-10pm) | 0 | 15.9056
reg | geo_advanced_hd | lfill-gas | h05 (Fall 10pm-6am) | 0 | 8.0406
reg | geo_advanced_hd | lfill-gas | h06 (Fall 6am-1pm) | 0 | 13.3716
reg | geo_advanced_hd | lfill-gas | h07 (Fall 1pm-5pm) | 0 | 15.3309
reg | geo_advanced_hd | lfill-gas | h08 (Fall 5pm-10pm) | 0 | 14.484
reg | geo_advanced_hd | lfill-gas | h09 (Winter 10pm-6am) | 0 | 8.9429
reg | geo_advanced_hd | lfill-gas | h10 (Winter 6am-1pm) | 0 | 13.8989
reg | geo_advanced_hd | lfill-gas | h11 (Winter 1pm-5pm) | 0 | 14.9875
reg | geo_advanced_hd | lfill-gas | h12 (Winter 5pm-10pm) | 0 | 15.0695
reg | geo_advanced_hd | lfill-gas | h13 (Spring 10pm-6am) | 0 | 8.62
reg | geo_advanced_hd | lfill-gas | h14 (Spring 6am-1pm) | 0 | 13.5381
reg | geo_advanced_hd | lfill-gas | h15 (Spring 1pm-5pm) | 0 | 15.3459
reg | geo_advanced_hd | lfill-gas | h16 (Spring 5pm-10pm) | 0 | 14.789
reg | geo_advanced_hd | lfill-gas | h17 (Summer Peak) | 0 | 19.6751
reg | geo_advanced_hd | csp | h01 (Summer 10pm-6am) | 0 | 8.6881
reg | geo_advanced_hd | csp | h02 (Summer 6am-1pm) | 0 | 14.3404
reg | geo_advanced_hd | csp | h03 (Summer 1pm-5pm) | 0 | 17.0474
reg | geo_advanced_hd | csp | h04 (Summer 5pm-10pm) | 0 | 15.9056
reg | geo_advanced_hd | csp | h05 (Fall 10pm-6am) | 0 | 8.0406
reg | geo_advanced_hd | csp | h06 (Fall 6am-1pm) | 0 | 13.3716
reg | geo_advanced_hd | csp | h07 (Fall 1pm-5pm) | 0 | 15.3309
reg | geo_advanced_hd | csp | h08 (Fall 5pm-10pm) | 0 | 14.484
reg | geo_advanced_hd | csp | h09 (Winter 10pm-6am) | 0 | 8.9429
reg | geo_advanced_hd | csp | h10 (Winter 6am-1pm) | 0 | 13.8989
reg | geo_advanced_hd | csp | h11 (Winter 1pm-5pm) | 0 | 14.9875
reg | geo_advanced_hd | csp | h12 (Winter 5pm-10pm) | 0 | 15.0695
reg | geo_advanced_hd | csp | h13 (Spring 10pm-6am) | 0 | 8.62
reg | geo_advanced_hd | csp | h14 (Spring 6am-1pm) | 0 | 13.5381
reg | geo_advanced_hd | csp | h15 (Spring 1pm-5pm) | 0 | 15.3459
reg | geo_advanced_hd | csp | h16 (Spring 5pm-10pm) | 0 | 14.789
reg | geo_advanced_hd | csp | h17 (Summer Peak) | 0 | 19.6751
reg | geo_advanced_hd | pvb | h01 (Summer 10pm-6am) | 0.25886 | 8.6881
reg | geo_advanced_hd | pvb | h02 (Summer 6am-1pm) | 0.080501 | 14.3404
reg | geo_advanced_hd | pvb | h03 (Summer 1pm-5pm) | 0.46494 | 17.0474
reg | geo_advanced_hd | pvb | h04 (Summer 5pm-10pm) | 0.73612 | 15.9056
reg | geo_advanced_hd | pvb | h05 (Fall 10pm-6am) | 0.21113 | 8.0406
reg | geo_advanced_hd | pvb | h06 (Fall 6am-1pm) | 0.20517 | 13.3716
reg | geo_advanced_hd | pvb | h07 (Fall 1pm-5pm) | 0.27065 | 15.3309
reg | geo_advanced_hd | pvb | h08 (Fall 5pm-10pm) | 0.22296 | 14.484
reg | geo_advanced_hd | pvb | h09 (Winter 10pm-6am) | 0.36991 | 8.9429
reg | geo_advanced_hd | pvb | h10 (Winter 6am-1pm) | 0.54464 | 13.8989
reg | geo_advanced_hd | pvb | h11 (Winter 1pm-5pm) | 0.81993 | 14.9875
reg | geo_advanced_hd | pvb | h12 (Winter 5pm-10pm) | 0.8771 | 15.0695
reg | geo_advanced_hd | pvb | h13 (Spring 10pm-6am) | 0.14576 | 8.62
reg | geo_advanced_hd | pvb | h14 (Spring 6am-1pm) | 0.13464 | 13.5381
reg | geo_advanced_hd | pvb | h15 (Spring 1pm-5pm) | 1.1068 | 15.3459
reg | geo_advanced_hd | pvb | h16 (Spring 5pm-10pm) | 0.35848 | 14.789
reg | geo_advanced_hd | pvb | h17 (Summer Peak) | 0.87297 | 19.6751
reg | geo_advanced_hd | battery_2 | h01 (Summer 10pm-6am) | 1.327 | 8.6881
reg | geo_advanced_hd | battery_2 | h02 (Summer 6am-1pm) | 2.3098 | 14.3404
reg | geo_advanced_hd | battery_2 | h03 (Summer 1pm-5pm) | 3.2638 | 17.0474
reg | geo_advanced_hd | battery_2 | h04 (Summer 5pm-10pm) | 1.6503 | 15.9056
reg | geo_advanced_hd | battery_2 | h05 (Fall 10pm-6am) | 1.3321 | 8.0406
reg | geo_advanced_hd | battery_2 | h06 (Fall 6am-1pm) | 1.5711 | 13.3716
reg | geo_advanced_hd | battery_2 | h07 (Fall 1pm-5pm) | 2.7289 | 15.3309
reg | geo_advanced_hd | battery_2 | h08 (Fall 5pm-10pm) | 0.49295 | 14.484
reg | geo_advanced_hd | battery_2 | h09 (Winter 10pm-6am) | 0.60643 | 8.9429
reg | geo_advanced_hd | battery_2 | h10 (Winter 6am-1pm) | 1.7896 | 13.8989
reg | geo_advanced_hd | battery_2 | h11 (Winter 1pm-5pm) | 2.4672 | 14.9875
reg | geo_advanced_hd | battery_2 | h12 (Winter 5pm-10pm) | 0.71715 | 15.0695
reg | geo_advanced_hd | battery_2 | h13 (Spring 10pm-6am) | 1.2356 | 8.62
reg | geo_advanced_hd | battery_2 | h14 (Spring 6am-1pm) | 2.2992 | 13.5381
reg | geo_advanced_hd | battery_2 | h15 (Spring 1pm-5pm) | 2.7356 | 15.3459
reg | geo_advanced_hd | battery_2 | h16 (Spring 5pm-10pm) | 1.2315 | 14.789
reg | geo_advanced_hd | battery_2 | h17 (Summer Peak) | 1.1368 | 19.6751
reg | geo_advanced_hd | battery_4 | h01 (Summer 10pm-6am) | 2.0005 | 8.6881
reg | geo_advanced_hd | battery_4 | h02 (Summer 6am-1pm) | 7.9242 | 14.3404
reg | geo_advanced_hd | battery_4 | h03 (Summer 1pm-5pm) | 6.9622 | 17.0474
reg | geo_advanced_hd | battery_4 | h04 (Summer 5pm-10pm) | 3.0785 | 15.9056
reg | geo_advanced_hd | battery_4 | h05 (Fall 10pm-6am) | 2.9076 | 8.0406
reg | geo_advanced_hd | battery_4 | h06 (Fall 6am-1pm) | 7.6417 | 13.3716
reg | geo_advanced_hd | battery_4 | h07 (Fall 1pm-5pm) | 7.6754 | 15.3309
reg | geo_advanced_hd | battery_4 | h08 (Fall 5pm-10pm) | 4.9165 | 14.484
reg | geo_advanced_hd | battery_4 | h09 (Winter 10pm-6am) | 4.2013 | 8.9429
reg | geo_advanced_hd | battery_4 | h10 (Winter 6am-1pm) | 5.698 | 13.8989
reg | geo_advanced_hd | battery_4 | h11 (Winter 1pm-5pm) | 6.9158 | 14.9875
reg | geo_advanced_hd | battery_4 | h12 (Winter 5pm-10pm) | 5.864 | 15.0695
reg | geo_advanced_hd | battery_4 | h13 (Spring 10pm-6am) | 1.6743 | 8.62
reg | geo_advanced_hd | battery_4 | h14 (Spring 6am-1pm) | 5.4208 | 13.5381
reg | geo_advanced_hd | battery_4 | h15 (Spring 1pm-5pm) | 7.4295 | 15.3459
reg | geo_advanced_hd | battery_4 | h16 (Spring 5pm-10pm) | 1.8239 | 14.789
reg | geo_advanced_hd | battery_4 | h17 (Summer Peak) | 10.4277 | 19.6751
reg | geo_advanced_hd | battery_6 | h01 (Summer 10pm-6am) | 2.2358 | 8.6881
reg | geo_advanced_hd | battery_6 | h02 (Summer 6am-1pm) | 1.7823 | 14.3404
reg | geo_advanced_hd | battery_6 | h03 (Summer 1pm-5pm) | 3.6274 | 17.0474
reg | geo_advanced_hd | battery_6 | h04 (Summer 5pm-10pm) | 6.6456 | 15.9056
reg | geo_advanced_hd | battery_6 | h05 (Fall 10pm-6am) | 1.9658 | 8.0406
reg | geo_advanced_hd | battery_6 | h06 (Fall 6am-1pm) | 1.9379 | 13.3716
reg | geo_advanced_hd | battery_6 | h07 (Fall 1pm-5pm) | 2.826 | 15.3309
reg | geo_advanced_hd | battery_6 | h08 (Fall 5pm-10pm) | 6.0165 | 14.484
reg | geo_advanced_hd | battery_6 | h09 (Winter 10pm-6am) | 2.1262 | 8.9429
reg | geo_advanced_hd | battery_6 | h10 (Winter 6am-1pm) | 4.6544 | 13.8989
reg | geo_advanced_hd | battery_6 | h11 (Winter 1pm-5pm) | 2.5238 | 14.9875
reg | geo_advanced_hd | battery_6 | h12 (Winter 5pm-10pm) | 6.0317 | 15.0695
reg | geo_advanced_hd | battery_6 | h13 (Spring 10pm-6am) | 2.4591 | 8.62
reg | geo_advanced_hd | battery_6 | h14 (Spring 6am-1pm) | 3.9983 | 13.5381
reg | geo_advanced_hd | battery_6 | h15 (Spring 1pm-5pm) | 2.8204 | 15.3459
reg | geo_advanced_hd | battery_6 | h16 (Spring 5pm-10pm) | 8.8508 | 14.789
reg | geo_advanced_hd | battery_6 | h17 (Summer Peak) | 1.5425 | 19.6751
reg | geo_advanced_hd | battery_8 | h01 (Summer 10pm-6am) | 2.6956 | 8.6881
reg | geo_advanced_hd | battery_8 | h02 (Summer 6am-1pm) | 2.2218 | 14.3404
reg | geo_advanced_hd | battery_8 | h03 (Summer 1pm-5pm) | 2.7173 | 17.0474
reg | geo_advanced_hd | battery_8 | h04 (Summer 5pm-10pm) | 3.5533 | 15.9056
reg | geo_advanced_hd | battery_8 | h05 (Fall 10pm-6am) | 1.4847 | 8.0406
reg | geo_advanced_hd | battery_8 | h06 (Fall 6am-1pm) | 1.9853 | 13.3716
reg | geo_advanced_hd | battery_8 | h07 (Fall 1pm-5pm) | 1.7538 | 15.3309
reg | geo_advanced_hd | battery_8 | h08 (Fall 5pm-10pm) | 2.5971 | 14.484
reg | geo_advanced_hd | battery_8 | h09 (Winter 10pm-6am) | 1.6362 | 8.9429
reg | geo_advanced_hd | battery_8 | h10 (Winter 6am-1pm) | 1.1908 | 13.8989
reg | geo_advanced_hd | battery_8 | h11 (Winter 1pm-5pm) | 2.249 | 14.9875
reg | geo_advanced_hd | battery_8 | h12 (Winter 5pm-10pm) | 1.5619 | 15.0695
reg | geo_advanced_hd | battery_8 | h13 (Spring 10pm-6am) | 2.3702 | 8.62
reg | geo_advanced_hd | battery_8 | h14 (Spring 6am-1pm) | 1.6653 | 13.5381
reg | geo_advanced_hd | battery_8 | h15 (Spring 1pm-5pm) | 1.2429 | 15.3459
reg | geo_advanced_hd | battery_8 | h16 (Spring 5pm-10pm) | 2.2847 | 14.789
reg | geo_advanced_hd | battery_8 | h17 (Summer Peak) | 1.8559 | 19.6751
reg | geo_advanced_hd | battery_10 | h01 (Summer 10pm-6am) | 0.17025 | 8.6881
reg | geo_advanced_hd | battery_10 | h02 (Summer 6am-1pm) | 0 | 14.3404
reg | geo_advanced_hd | battery_10 | h03 (Summer 1pm-5pm) | 0 | 17.0474
reg | geo_advanced_hd | battery_10 | h04 (Summer 5pm-10pm) | 0.22403 | 15.9056
reg | geo_advanced_hd | battery_10 | h05 (Fall 10pm-6am) | 0 | 8.0406
reg | geo_advanced_hd | battery_10 | h06 (Fall 6am-1pm) | 0 | 13.3716
reg | geo_advanced_hd | battery_10 | h07 (Fall 1pm-5pm) | 0 | 15.3309
reg | geo_advanced_hd | battery_10 | h08 (Fall 5pm-10pm) | 0.22222 | 14.484
reg | geo_advanced_hd | battery_10 | h09 (Winter 10pm-6am) | 0 | 8.9429
reg | geo_advanced_hd | battery_10 | h10 (Winter 6am-1pm) | 0 | 13.8989
reg | geo_advanced_hd | battery_10 | h11 (Winter 1pm-5pm) | 0 | 14.9875
reg | geo_advanced_hd | battery_10 | h12 (Winter 5pm-10pm) | 0 | 15.0695
reg | geo_advanced_hd | battery_10 | h13 (Spring 10pm-6am) | 0 | 8.62
reg | geo_advanced_hd | battery_10 | h14 (Spring 6am-1pm) | 0 | 13.5381
reg | geo_advanced_hd | battery_10 | h15 (Spring 1pm-5pm) | 0 | 15.3459
reg | geo_advanced_hd | battery_10 | h16 (Spring 5pm-10pm) | 0.22378 | 14.789
reg | geo_advanced_hd | battery_10 | h17 (Summer Peak) | 0 | 19.6751
reg | geo_advanced_hd | pumped-hydro | h01 (Summer 10pm-6am) | 0 | 8.6881
reg | geo_advanced_hd | pumped-hydro | h02 (Summer 6am-1pm) | 0 | 14.3404
reg | geo_advanced_hd | pumped-hydro | h03 (Summer 1pm-5pm) | 0 | 17.0474
reg | geo_advanced_hd | pumped-hydro | h04 (Summer 5pm-10pm) | 0 | 15.9056
reg | geo_advanced_hd | pumped-hydro | h05 (Fall 10pm-6am) | 0 | 8.0406
reg | geo_advanced_hd | pumped-hydro | h06 (Fall 6am-1pm) | 0 | 13.3716
reg | geo_advanced_hd | pumped-hydro | h07 (Fall 1pm-5pm) | 0 | 15.3309
reg | geo_advanced_hd | pumped-hydro | h08 (Fall 5pm-10pm) | 0 | 14.484
reg | geo_advanced_hd | pumped-hydro | h09 (Winter 10pm-6am) | 0 | 8.9429
reg | geo_advanced_hd | pumped-hydro | h10 (Winter 6am-1pm) | 0 | 13.8989
reg | geo_advanced_hd | pumped-hydro | h11 (Winter 1pm-5pm) | 0 | 14.9875
reg | geo_advanced_hd | pumped-hydro | h12 (Winter 5pm-10pm) | 0 | 15.0695
reg | geo_advanced_hd | pumped-hydro | h13 (Spring 10pm-6am) | 0 | 8.62
reg | geo_advanced_hd | pumped-hydro | h14 (Spring 6am-1pm) | 0 | 13.5381
reg | geo_advanced_hd | pumped-hydro | h15 (Spring 1pm-5pm) | 0 | 15.3459
reg | geo_advanced_hd | pumped-hydro | h16 (Spring 5pm-10pm) | 0 | 14.789
reg | geo_advanced_hd | pumped-hydro | h17 (Summer Peak) | 0 | 19.6751
spin | geo_advanced_hd | nuclear | h01 (Summer 10pm-6am) | 0 | 26.3894
spin | geo_advanced_hd | nuclear | h02 (Summer 6am-1pm) | 0 | 33.2881
spin | geo_advanced_hd | nuclear | h03 (Summer 1pm-5pm) | 0 | 47.4712
spin | geo_advanced_hd | nuclear | h04 (Summer 5pm-10pm) | 0 | 33.4304
spin | geo_advanced_hd | nuclear | h05 (Fall 10pm-6am) | 0 | 26.9008
spin | geo_advanced_hd | nuclear | h06 (Fall 6am-1pm) | 0.085684 | 37.5586
spin | geo_advanced_hd | nuclear | h07 (Fall 1pm-5pm) | 0 | 46.3272
spin | geo_advanced_hd | nuclear | h08 (Fall 5pm-10pm) | 0 | 29.4583
spin | geo_advanced_hd | nuclear | h09 (Winter 10pm-6am) | 0 | 29.0591
spin | geo_advanced_hd | nuclear | h10 (Winter 6am-1pm) | 0 | 30.6195
spin | geo_advanced_hd | nuclear | h11 (Winter 1pm-5pm) | 0 | 38.2908
spin | geo_advanced_hd | nuclear | h12 (Winter 5pm-10pm) | 0 | 32.5995
spin | geo_advanced_hd | nuclear | h13 (Spring 10pm-6am) | 1.2269 | 24.5969
spin | geo_advanced_hd | nuclear | h14 (Spring 6am-1pm) | 1.1955 | 32.6007
spin | geo_advanced_hd | nuclear | h15 (Spring 1pm-5pm) | 1.2339 | 51.0443
spin | geo_advanced_hd | nuclear | h16 (Spring 5pm-10pm) | 1.0519 | 27.162
spin | geo_advanced_hd | nuclear | h17 (Summer Peak) | 0 | 46.2323
spin | geo_advanced_hd | coal | h01 (Summer 10pm-6am) | 0 | 26.3894
spin | geo_advanced_hd | coal | h02 (Summer 6am-1pm) | 0 | 33.2881
spin | geo_advanced_hd | coal | h03 (Summer 1pm-5pm) | 0 | 47.4712
spin | geo_advanced_hd | coal | h04 (Summer 5pm-10pm) | 0.43125 | 33.4304
spin | geo_advanced_hd | coal | h05 (Fall 10pm-6am) | 0.11864 | 26.9008
spin | geo_advanced_hd | coal | h06 (Fall 6am-1pm) | 0 | 37.5586
spin | geo_advanced_hd | coal | h07 (Fall 1pm-5pm) | 0.092688 | 46.3272
spin | geo_advanced_hd | coal | h08 (Fall 5pm-10pm) | 1.3968 | 29.4583
spin | geo_advanced_hd | coal | h09 (Winter 10pm-6am) | 0 | 29.0591
spin | geo_advanced_hd | coal | h10 (Winter 6am-1pm) | 0.16372 | 30.6195
spin | geo_advanced_hd | coal | h11 (Winter 1pm-5pm) | 0.0081856 | 38.2908
spin | geo_advanced_hd | coal | h12 (Winter 5pm-10pm) | 0.9783 | 32.5995
spin | geo_advanced_hd | coal | h13 (Spring 10pm-6am) | 0.59775 | 24.5969
spin | geo_advanced_hd | coal | h14 (Spring 6am-1pm) | 0 | 32.6007
spin | geo_advanced_hd | coal | h15 (Spring 1pm-5pm) | 0.17791 | 51.0443
spin | geo_advanced_hd | coal | h16 (Spring 5pm-10pm) | 2.4469 | 27.162
spin | geo_advanced_hd | coal | h17 (Summer Peak) | 2.1232 | 46.2323
spin | geo_advanced_hd | gas-cc | h01 (Summer 10pm-6am) | 0.043079 | 26.3894
spin | geo_advanced_hd | gas-cc | h02 (Summer 6am-1pm) | 0.060373 | 33.2881
spin | geo_advanced_hd | gas-cc | h03 (Summer 1pm-5pm) | 0.077895 | 47.4712
spin | geo_advanced_hd | gas-cc | h04 (Summer 5pm-10pm) | 0.38703 | 33.4304
spin | geo_advanced_hd | gas-cc | h05 (Fall 10pm-6am) | 0.065147 | 26.9008
spin | geo_advanced_hd | gas-cc | h06 (Fall 6am-1pm) | 0.053332 | 37.5586
spin | geo_advanced_hd | gas-cc | h07 (Fall 1pm-5pm) | 0.064182 | 46.3272
spin | geo_advanced_hd | gas-cc | h08 (Fall 5pm-10pm) | 1.693 | 29.4583
spin | geo_advanced_hd | gas-cc | h09 (Winter 10pm-6am) | 0.24066 | 29.0591
spin | geo_advanced_hd | gas-cc | h10 (Winter 6am-1pm) | 0.18466 | 30.6195
spin | geo_advanced_hd | gas-cc | h11 (Winter 1pm-5pm) | 0.066049 | 38.2908
spin | geo_advanced_hd | gas-cc | h12 (Winter 5pm-10pm) | 1.4341 | 32.5995
spin | geo_advanced_hd | gas-cc | h13 (Spring 10pm-6am) | 0.52797 | 24.5969
spin | geo_advanced_hd | gas-cc | h14 (Spring 6am-1pm) | 0.054161 | 32.6007
spin | geo_advanced_hd | gas-cc | h15 (Spring 1pm-5pm) | 0.064037 | 51.0443
spin | geo_advanced_hd | gas-cc | h16 (Spring 5pm-10pm) | 5.5021 | 27.162
spin | geo_advanced_hd | gas-cc | h17 (Summer Peak) | 2.6797 | 46.2323
spin | geo_advanced_hd | gas-cc-ccs_mod_upgrade | h01 (Summer 10pm-6am) | 0 | 26.3894
spin | geo_advanced_hd | gas-cc-ccs_mod_upgrade | h02 (Summer 6am-1pm) | 0 | 33.2881
spin | geo_advanced_hd | gas-cc-ccs_mod_upgrade | h03 (Summer 1pm-5pm) | 0 | 47.4712
spin | geo_advanced_hd | gas-cc-ccs_mod_upgrade | h04 (Summer 5pm-10pm) | 0 | 33.4304
spin | geo_advanced_hd | gas-cc-ccs_mod_upgrade | h05 (Fall 10pm-6am) | 0 | 26.9008
spin | geo_advanced_hd | gas-cc-ccs_mod_upgrade | h06 (Fall 6am-1pm) | 0 | 37.5586
spin | geo_advanced_hd | gas-cc-ccs_mod_upgrade | h07 (Fall 1pm-5pm) | 0 | 46.3272
spin | geo_advanced_hd | gas-cc-ccs_mod_upgrade | h08 (Fall 5pm-10pm) | 0.067212 | 29.4583
spin | geo_advanced_hd | gas-cc-ccs_mod_upgrade | h09 (Winter 10pm-6am) | 0 | 29.0591
spin | geo_advanced_hd | gas-cc-ccs_mod_upgrade | h10 (Winter 6am-1pm) | 0 | 30.6195
spin | geo_advanced_hd | gas-cc-ccs_mod_upgrade | h11 (Winter 1pm-5pm) | 0.097893 | 38.2908
spin | geo_advanced_hd | gas-cc-ccs_mod_upgrade | h12 (Winter 5pm-10pm) | 0.16445 | 32.5995
spin | geo_advanced_hd | gas-cc-ccs_mod_upgrade | h13 (Spring 10pm-6am) | 0 | 24.5969
spin | geo_advanced_hd | gas-cc-ccs_mod_upgrade | h14 (Spring 6am-1pm) | 0 | 32.6007
spin | geo_advanced_hd | gas-cc-ccs_mod_upgrade | h15 (Spring 1pm-5pm) | 0 | 51.0443
spin | geo_advanced_hd | gas-cc-ccs_mod_upgrade | h16 (Spring 5pm-10pm) | 0 | 27.162
spin | geo_advanced_hd | gas-cc-ccs_mod_upgrade | h17 (Summer Peak) | 0.050033 | 46.2323
spin | geo_advanced_hd | gas-ct | h01 (Summer 10pm-6am) | 0 | 26.3894
spin | geo_advanced_hd | gas-ct | h02 (Summer 6am-1pm) | 0 | 33.2881
spin | geo_advanced_hd | gas-ct | h03 (Summer 1pm-5pm) | 0 | 47.4712
spin | geo_advanced_hd | gas-ct | h04 (Summer 5pm-10pm) | 0 | 33.4304
spin | geo_advanced_hd | gas-ct | h05 (Fall 10pm-6am) | 0 | 26.9008
spin | geo_advanced_hd | gas-ct | h06 (Fall 6am-1pm) | 0 | 37.5586
spin | geo_advanced_hd | gas-ct | h07 (Fall 1pm-5pm) | 0 | 46.3272
spin | geo_advanced_hd | gas-ct | h08 (Fall 5pm-10pm) | 0 | 29.4583
spin | geo_advanced_hd | gas-ct | h09 (Winter 10pm-6am) | 0 | 29.0591
spin | geo_advanced_hd | gas-ct | h10 (Winter 6am-1pm) | 0 | 30.6195
spin | geo_advanced_hd | gas-ct | h11 (Winter 1pm-5pm) | 0 | 38.2908
spin | geo_advanced_hd | gas-ct | h12 (Winter 5pm-10pm) | 0 | 32.5995
spin | geo_advanced_hd | gas-ct | h13 (Spring 10pm-6am) | 0 | 24.5969
spin | geo_advanced_hd | gas-ct | h14 (Spring 6am-1pm) | 0 | 32.6007
spin | geo_advanced_hd | gas-ct | h15 (Spring 1pm-5pm) | 0 | 51.0443
spin | geo_advanced_hd | gas-ct | h16 (Spring 5pm-10pm) | 0 | 27.162
spin | geo_advanced_hd | gas-ct | h17 (Summer Peak) | 1.9466 | 46.2323
spin | geo_advanced_hd | o-g-s | h01 (Summer 10pm-6am) | 0 | 26.3894
spin | geo_advanced_hd | o-g-s | h02 (Summer 6am-1pm) | 0 | 33.2881
spin | geo_advanced_hd | o-g-s | h03 (Summer 1pm-5pm) | 0 | 47.4712
spin | geo_advanced_hd | o-g-s | h04 (Summer 5pm-10pm) | 0 | 33.4304
spin | geo_advanced_hd | o-g-s | h05 (Fall 10pm-6am) | 0 | 26.9008
spin | geo_advanced_hd | o-g-s | h06 (Fall 6am-1pm) | 0 | 37.5586
spin | geo_advanced_hd | o-g-s | h07 (Fall 1pm-5pm) | 0 | 46.3272
spin | geo_advanced_hd | o-g-s | h08 (Fall 5pm-10pm) | 0 | 29.4583
spin | geo_advanced_hd | o-g-s | h09 (Winter 10pm-6am) | 0 | 29.0591
spin | geo_advanced_hd | o-g-s | h10 (Winter 6am-1pm) | 0 | 30.6195
spin | geo_advanced_hd | o-g-s | h11 (Winter 1pm-5pm) | 0 | 38.2908
spin | geo_advanced_hd | o-g-s | h12 (Winter 5pm-10pm) | 0 | 32.5995
spin | geo_advanced_hd | o-g-s | h13 (Spring 10pm-6am) | 0 | 24.5969
spin | geo_advanced_hd | o-g-s | h14 (Spring 6am-1pm) | 0 | 32.6007
spin | geo_advanced_hd | o-g-s | h15 (Spring 1pm-5pm) | 0 | 51.0443
spin | geo_advanced_hd | o-g-s | h16 (Spring 5pm-10pm) | 0 | 27.162
spin | geo_advanced_hd | o-g-s | h17 (Summer Peak) | 0 | 46.2323
spin | geo_advanced_hd | hydro | h01 (Summer 10pm-6am) | 4.3383 | 26.3894
spin | geo_advanced_hd | hydro | h02 (Summer 6am-1pm) | 6.3822 | 33.2881
spin | geo_advanced_hd | hydro | h03 (Summer 1pm-5pm) | 1.8755 | 47.4712
spin | geo_advanced_hd | hydro | h04 (Summer 5pm-10pm) | 2.3137 | 33.4304
spin | geo_advanced_hd | hydro | h05 (Fall 10pm-6am) | 5.5842 | 26.9008
spin | geo_advanced_hd | hydro | h06 (Fall 6am-1pm) | 10.6861 | 37.5586
spin | geo_advanced_hd | hydro | h07 (Fall 1pm-5pm) | 3.2143 | 46.3272
spin | geo_advanced_hd | hydro | h08 (Fall 5pm-10pm) | 5.156 | 29.4583
spin | geo_advanced_hd | hydro | h09 (Winter 10pm-6am) | 7.1327 | 29.0591
spin | geo_advanced_hd | hydro | h10 (Winter 6am-1pm) | 6.1377 | 30.6195
spin | geo_advanced_hd | hydro | h11 (Winter 1pm-5pm) | 1.5847 | 38.2908
spin | geo_advanced_hd | hydro | h12 (Winter 5pm-10pm) | 5.3659 | 32.5995
spin | geo_advanced_hd | hydro | h13 (Spring 10pm-6am) | 6.1078 | 24.5969
spin | geo_advanced_hd | hydro | h14 (Spring 6am-1pm) | 7.7693 | 32.6007
spin | geo_advanced_hd | hydro | h15 (Spring 1pm-5pm) | 3.0908 | 51.0443
spin | geo_advanced_hd | hydro | h16 (Spring 5pm-10pm) | 5.6885 | 27.162
spin | geo_advanced_hd | hydro | h17 (Summer Peak) | 3.936 | 46.2323
spin | geo_advanced_hd | geothermal | h01 (Summer 10pm-6am) | 0 | 26.3894
spin | geo_advanced_hd | geothermal | h02 (Summer 6am-1pm) | 0 | 33.2881
spin | geo_advanced_hd | geothermal | h03 (Summer 1pm-5pm) | 0 | 47.4712
spin | geo_advanced_hd | geothermal | h04 (Summer 5pm-10pm) | 0 | 33.4304
spin | geo_advanced_hd | geothermal | h05 (Fall 10pm-6am) | 0 | 26.9008
spin | geo_advanced_hd | geothermal | h06 (Fall 6am-1pm) | 0 | 37.5586
spin | geo_advanced_hd | geothermal | h07 (Fall 1pm-5pm) | 0 | 46.3272
spin | geo_advanced_hd | geothermal | h08 (Fall 5pm-10pm) | 0 | 29.4583
spin | geo_advanced_hd | geothermal | h09 (Winter 10pm-6am) | 0 | 29.0591
spin | geo_advanced_hd | geothermal | h10 (Winter 6am-1pm) | 0 | 30.6195
spin | geo_advanced_hd | geothermal | h11 (Winter 1pm-5pm) | 0 | 38.2908
spin | geo_advanced_hd | geothermal | h12 (Winter 5pm-10pm) | 0 | 32.5995
spin | geo_advanced_hd | geothermal | h13 (Spring 10pm-6am) | 0 | 24.5969
spin | geo_advanced_hd | geothermal | h14 (Spring 6am-1pm) | 0 | 32.6007
spin | geo_advanced_hd | geothermal | h15 (Spring 1pm-5pm) | 0 | 51.0443
spin | geo_advanced_hd | geothermal | h16 (Spring 5pm-10pm) | 0 | 27.162
spin | geo_advanced_hd | geothermal | h17 (Summer Peak) | 0.025064 | 46.2323
spin | geo_advanced_hd | biopower | h01 (Summer 10pm-6am) | 0.0026398 | 26.3894
spin | geo_advanced_hd | biopower | h02 (Summer 6am-1pm) | 0.0004341 | 33.2881
spin | geo_advanced_hd | biopower | h03 (Summer 1pm-5pm) | 0 | 47.4712
spin | geo_advanced_hd | biopower | h04 (Summer 5pm-10pm) | 0.00082238 | 33.4304
spin | geo_advanced_hd | biopower | h05 (Fall 10pm-6am) | 0 | 26.9008
spin | geo_advanced_hd | biopower | h06 (Fall 6am-1pm) | 0.00044591 | 37.5586
spin | geo_advanced_hd | biopower | h07 (Fall 1pm-5pm) | 0 | 46.3272
spin | geo_advanced_hd | biopower | h08 (Fall 5pm-10pm) | 0.00066886 | 29.4583
spin | geo_advanced_hd | biopower | h09 (Winter 10pm-6am) | 0.0031312 | 29.0591
spin | geo_advanced_hd | biopower | h10 (Winter 6am-1pm) | 0.00062093 | 30.6195
spin | geo_advanced_hd | biopower | h11 (Winter 1pm-5pm) | 0.014812 | 38.2908
spin | geo_advanced_hd | biopower | h12 (Winter 5pm-10pm) | 0.10606 | 32.5995
spin | geo_advanced_hd | biopower | h13 (Spring 10pm-6am) | 0.0058959 | 24.5969
spin | geo_advanced_hd | biopower | h14 (Spring 6am-1pm) | 0.00044591 | 32.6007
spin | geo_advanced_hd | biopower | h15 (Spring 1pm-5pm) | 0 | 51.0443
spin | geo_advanced_hd | biopower | h16 (Spring 5pm-10pm) | 0.014071 | 27.162
spin | geo_advanced_hd | biopower | h17 (Summer Peak) | 0.003291 | 46.2323
spin | geo_advanced_hd | lfill-gas | h01 (Summer 10pm-6am) | 0 | 26.3894
spin | geo_advanced_hd | lfill-gas | h02 (Summer 6am-1pm) | 0 | 33.2881
spin | geo_advanced_hd | lfill-gas | h03 (Summer 1pm-5pm) | 0 | 47.4712
spin | geo_advanced_hd | lfill-gas | h04 (Summer 5pm-10pm) | 0 | 33.4304
spin | geo_advanced_hd | lfill-gas | h05 (Fall 10pm-6am) | 0 | 26.9008
spin | geo_advanced_hd | lfill-gas | h06 (Fall 6am-1pm) | 0.0057273 | 37.5586
spin | geo_advanced_hd | lfill-gas | h07 (Fall 1pm-5pm) | 0 | 46.3272
spin | geo_advanced_hd | lfill-gas | h08 (Fall 5pm-10pm) | 0.00034213 | 29.4583
spin | geo_advanced_hd | lfill-gas | h09 (Winter 10pm-6am) | 0 | 29.0591
spin | geo_advanced_hd | lfill-gas | h10 (Winter 6am-1pm) | 0.0060975 | 30.6195
spin | geo_advanced_hd | lfill-gas | h11 (Winter 1pm-5pm) | 0 | 38.2908
spin | geo_advanced_hd | lfill-gas | h12 (Winter 5pm-10pm) | 0 | 32.5995
spin | geo_advanced_hd | lfill-gas | h13 (Spring 10pm-6am) | 0 | 24.5969
spin | geo_advanced_hd | lfill-gas | h14 (Spring 6am-1pm) | 0.0057273 | 32.6007
spin | geo_advanced_hd | lfill-gas | h15 (Spring 1pm-5pm) | 0 | 51.0443
spin | geo_advanced_hd | lfill-gas | h16 (Spring 5pm-10pm) | 0.00061584 | 27.162
spin | geo_advanced_hd | lfill-gas | h17 (Summer Peak) | 0 | 46.2323
spin | geo_advanced_hd | csp | h01 (Summer 10pm-6am) | 0 | 26.3894
spin | geo_advanced_hd | csp | h02 (Summer 6am-1pm) | 0 | 33.2881
spin | geo_advanced_hd | csp | h03 (Summer 1pm-5pm) | 0 | 47.4712
spin | geo_advanced_hd | csp | h04 (Summer 5pm-10pm) | 0 | 33.4304
spin | geo_advanced_hd | csp | h05 (Fall 10pm-6am) | 0 | 26.9008
spin | geo_advanced_hd | csp | h06 (Fall 6am-1pm) | 0 | 37.5586
spin | geo_advanced_hd | csp | h07 (Fall 1pm-5pm) | 0 | 46.3272
spin | geo_advanced_hd | csp | h08 (Fall 5pm-10pm) | 0 | 29.4583
spin | geo_advanced_hd | csp | h09 (Winter 10pm-6am) | 0 | 29.0591
spin | geo_advanced_hd | csp | h10 (Winter 6am-1pm) | 0 | 30.6195
spin | geo_advanced_hd | csp | h11 (Winter 1pm-5pm) | 0 | 38.2908
spin | geo_advanced_hd | csp | h12 (Winter 5pm-10pm) | 0 | 32.5995
spin | geo_advanced_hd | csp | h13 (Spring 10pm-6am) | 0 | 24.5969
spin | geo_advanced_hd | csp | h14 (Spring 6am-1pm) | 0 | 32.6007
spin | geo_advanced_hd | csp | h15 (Spring 1pm-5pm) | 0 | 51.0443
spin | geo_advanced_hd | csp | h16 (Spring 5pm-10pm) | 0 | 27.162
spin | geo_advanced_hd | csp | h17 (Summer Peak) | 0 | 46.2323
spin | geo_advanced_hd | pvb | h01 (Summer 10pm-6am) | 0.22838 | 26.3894
spin | geo_advanced_hd | pvb | h02 (Summer 6am-1pm) | 0 | 33.2881
spin | geo_advanced_hd | pvb | h03 (Summer 1pm-5pm) | 2.8606 | 47.4712
spin | geo_advanced_hd | pvb | h04 (Summer 5pm-10pm) | 0.24367 | 33.4304
spin | geo_advanced_hd | pvb | h05 (Fall 10pm-6am) | 0.061996 | 26.9008
spin | geo_advanced_hd | pvb | h06 (Fall 6am-1pm) | 0.1233 | 37.5586
spin | geo_advanced_hd | pvb | h07 (Fall 1pm-5pm) | 1.3543 | 46.3272
spin | geo_advanced_hd | pvb | h08 (Fall 5pm-10pm) | 0.4144 | 29.4583
spin | geo_advanced_hd | pvb | h09 (Winter 10pm-6am) | 1.0647 | 29.0591
spin | geo_advanced_hd | pvb | h10 (Winter 6am-1pm) | 0.38716 | 30.6195
spin | geo_advanced_hd | pvb | h11 (Winter 1pm-5pm) | 0.80249 | 38.2908
spin | geo_advanced_hd | pvb | h12 (Winter 5pm-10pm) | 0.25915 | 32.5995
spin | geo_advanced_hd | pvb | h13 (Spring 10pm-6am) | 0.26837 | 24.5969
spin | geo_advanced_hd | pvb | h14 (Spring 6am-1pm) | 1.7166 | 32.6007
spin | geo_advanced_hd | pvb | h15 (Spring 1pm-5pm) | 1.9359 | 51.0443
spin | geo_advanced_hd | pvb | h16 (Spring 5pm-10pm) | 1.2523 | 27.162
spin | geo_advanced_hd | pvb | h17 (Summer Peak) | 2.0327 | 46.2323
spin | geo_advanced_hd | battery_2 | h01 (Summer 10pm-6am) | 0.068104 | 26.3894
spin | geo_advanced_hd | battery_2 | h02 (Summer 6am-1pm) | 0.40557 | 33.2881
spin | geo_advanced_hd | battery_2 | h03 (Summer 1pm-5pm) | 1.9588 | 47.4712
spin | geo_advanced_hd | battery_2 | h04 (Summer 5pm-10pm) | 0.1406 | 33.4304
spin | geo_advanced_hd | battery_2 | h05 (Fall 10pm-6am) | 0.17871 | 26.9008
spin | geo_advanced_hd | battery_2 | h06 (Fall 6am-1pm) | 0.53089 | 37.5586
spin | geo_advanced_hd | battery_2 | h07 (Fall 1pm-5pm) | 0.72207 | 46.3272
spin | geo_advanced_hd | battery_2 | h08 (Fall 5pm-10pm) | 1.6267 | 29.4583
spin | geo_advanced_hd | battery_2 | h09 (Winter 10pm-6am) | 0.069942 | 29.0591
spin | geo_advanced_hd | battery_2 | h10 (Winter 6am-1pm) | 0.74765 | 30.6195
spin | geo_advanced_hd | battery_2 | h11 (Winter 1pm-5pm) | 1.8017 | 38.2908
spin | geo_advanced_hd | battery_2 | h12 (Winter 5pm-10pm) | 2.25 | 32.5995
spin | geo_advanced_hd | battery_2 | h13 (Spring 10pm-6am) | 0.15373 | 24.5969
spin | geo_advanced_hd | battery_2 | h14 (Spring 6am-1pm) | 1.1918 | 32.6007
spin | geo_advanced_hd | battery_2 | h15 (Spring 1pm-5pm) | 0.21596 | 51.0443
spin | geo_advanced_hd | battery_2 | h16 (Spring 5pm-10pm) | 0.90645 | 27.162
spin | geo_advanced_hd | battery_2 | h17 (Summer Peak) | 0.58396 | 46.2323
spin | geo_advanced_hd | battery_4 | h01 (Summer 10pm-6am) | 4.9818 | 26.3894
spin | geo_advanced_hd | battery_4 | h02 (Summer 6am-1pm) | 5.0884 | 33.2881
spin | geo_advanced_hd | battery_4 | h03 (Summer 1pm-5pm) | 21.1985 | 47.4712
spin | geo_advanced_hd | battery_4 | h04 (Summer 5pm-10pm) | 6.0479 | 33.4304
spin | geo_advanced_hd | battery_4 | h05 (Fall 10pm-6am) | 4.0011 | 26.9008
spin | geo_advanced_hd | battery_4 | h06 (Fall 6am-1pm) | 8.9285 | 37.5586
spin | geo_advanced_hd | battery_4 | h07 (Fall 1pm-5pm) | 18.7975 | 46.3272
spin | geo_advanced_hd | battery_4 | h08 (Fall 5pm-10pm) | 5.4415 | 29.4583
spin | geo_advanced_hd | battery_4 | h09 (Winter 10pm-6am) | 3.1202 | 29.0591
spin | geo_advanced_hd | battery_4 | h10 (Winter 6am-1pm) | 7.8995 | 30.6195
spin | geo_advanced_hd | battery_4 | h11 (Winter 1pm-5pm) | 10.3043 | 38.2908
spin | geo_advanced_hd | battery_4 | h12 (Winter 5pm-10pm) | 8.9322 | 32.5995
spin | geo_advanced_hd | battery_4 | h13 (Spring 10pm-6am) | 1.5333 | 24.5969
spin | geo_advanced_hd | battery_4 | h14 (Spring 6am-1pm) | 6.8452 | 32.6007
spin | geo_advanced_hd | battery_4 | h15 (Spring 1pm-5pm) | 18.5686 | 51.0443
spin | geo_advanced_hd | battery_4 | h16 (Spring 5pm-10pm) | 3.4319 | 27.162
spin | geo_advanced_hd | battery_4 | h17 (Summer Peak) | 16.1901 | 46.2323
spin | geo_advanced_hd | battery_6 | h01 (Summer 10pm-6am) | 3.0803 | 26.3894
spin | geo_advanced_hd | battery_6 | h02 (Summer 6am-1pm) | 6.9739 | 33.2881
spin | geo_advanced_hd | battery_6 | h03 (Summer 1pm-5pm) | 6.5841 | 47.4712
spin | geo_advanced_hd | battery_6 | h04 (Summer 5pm-10pm) | 5.8915 | 33.4304
spin | geo_advanced_hd | battery_6 | h05 (Fall 10pm-6am) | 2.408 | 26.9008
spin | geo_advanced_hd | battery_6 | h06 (Fall 6am-1pm) | 6.7746 | 37.5586
spin | geo_advanced_hd | battery_6 | h07 (Fall 1pm-5pm) | 4.18 | 46.3272
spin | geo_advanced_hd | battery_6 | h08 (Fall 5pm-10pm) | 1.5043 | 29.4583
spin | geo_advanced_hd | battery_6 | h09 (Winter 10pm-6am) | 4.6263 | 29.0591
spin | geo_advanced_hd | battery_6 | h10 (Winter 6am-1pm) | 3.5171 | 30.6195
spin | geo_advanced_hd | battery_6 | h11 (Winter 1pm-5pm) | 11.9098 | 38.2908
spin | geo_advanced_hd | battery_6 | h12 (Winter 5pm-10pm) | 3.0142 | 32.5995
spin | geo_advanced_hd | battery_6 | h13 (Spring 10pm-6am) | 1.651 | 24.5969
spin | geo_advanced_hd | battery_6 | h14 (Spring 6am-1pm) | 5.179 | 32.6007
spin | geo_advanced_hd | battery_6 | h15 (Spring 1pm-5pm) | 6.9251 | 51.0443
spin | geo_advanced_hd | battery_6 | h16 (Spring 5pm-10pm) | 1.7075 | 27.162
spin | geo_advanced_hd | battery_6 | h17 (Summer Peak) | 2.9235 | 46.2323
spin | geo_advanced_hd | battery_8 | h01 (Summer 10pm-6am) | 2.7476 | 26.3894
spin | geo_advanced_hd | battery_8 | h02 (Summer 6am-1pm) | 4.1906 | 33.2881
spin | geo_advanced_hd | battery_8 | h03 (Summer 1pm-5pm) | 6.6604 | 47.4712
spin | geo_advanced_hd | battery_8 | h04 (Summer 5pm-10pm) | 2.3293 | 33.4304
spin | geo_advanced_hd | battery_8 | h05 (Fall 10pm-6am) | 5.3097 | 26.9008
spin | geo_advanced_hd | battery_8 | h06 (Fall 6am-1pm) | 2.7191 | 37.5586
spin | geo_advanced_hd | battery_8 | h07 (Fall 1pm-5pm) | 6.6108 | 46.3272
spin | geo_advanced_hd | battery_8 | h08 (Fall 5pm-10pm) | 2.7066 | 29.4583
spin | geo_advanced_hd | battery_8 | h09 (Winter 10pm-6am) | 6.0328 | 29.0591
spin | geo_advanced_hd | battery_8 | h10 (Winter 6am-1pm) | 6.3829 | 30.6195
spin | geo_advanced_hd | battery_8 | h11 (Winter 1pm-5pm) | 6.429 | 38.2908
spin | geo_advanced_hd | battery_8 | h12 (Winter 5pm-10pm) | 4.2576 | 32.5995
spin | geo_advanced_hd | battery_8 | h13 (Spring 10pm-6am) | 3.649 | 24.5969
spin | geo_advanced_hd | battery_8 | h14 (Spring 6am-1pm) | 3.7849 | 32.6007
spin | geo_advanced_hd | battery_8 | h15 (Spring 1pm-5pm) | 11.7141 | 51.0443
spin | geo_advanced_hd | battery_8 | h16 (Spring 5pm-10pm) | 0.91266 | 27.162
spin | geo_advanced_hd | battery_8 | h17 (Summer Peak) | 1.512 | 46.2323
spin | geo_advanced_hd | battery_10 | h01 (Summer 10pm-6am) | 0 | 26.3894
spin | geo_advanced_hd | battery_10 | h02 (Summer 6am-1pm) | 0.068259 | 33.2881
spin | geo_advanced_hd | battery_10 | h03 (Summer 1pm-5pm) | 0 | 47.4712
spin | geo_advanced_hd | battery_10 | h04 (Summer 5pm-10pm) | 0 | 33.4304
spin | geo_advanced_hd | battery_10 | h05 (Fall 10pm-6am) | 0 | 26.9008
spin | geo_advanced_hd | battery_10 | h06 (Fall 6am-1pm) | 0 | 37.5586
spin | geo_advanced_hd | battery_10 | h07 (Fall 1pm-5pm) | 0 | 46.3272
spin | geo_advanced_hd | battery_10 | h08 (Fall 5pm-10pm) | 0.47718 | 29.4583
spin | geo_advanced_hd | battery_10 | h09 (Winter 10pm-6am) | 0 | 29.0591
spin | geo_advanced_hd | battery_10 | h10 (Winter 6am-1pm) | 0 | 30.6195
spin | geo_advanced_hd | battery_10 | h11 (Winter 1pm-5pm) | 0 | 38.2908
spin | geo_advanced_hd | battery_10 | h12 (Winter 5pm-10pm) | 0 | 32.5995
spin | geo_advanced_hd | battery_10 | h13 (Spring 10pm-6am) | 0 | 24.5969
spin | geo_advanced_hd | battery_10 | h14 (Spring 6am-1pm) | 0.69808 | 32.6007
spin | geo_advanced_hd | battery_10 | h15 (Spring 1pm-5pm) | 0 | 51.0443
spin | geo_advanced_hd | battery_10 | h16 (Spring 5pm-10pm) | 0 | 27.162
spin | geo_advanced_hd | battery_10 | h17 (Summer Peak) | 0 | 46.2323
spin | geo_advanced_hd | pumped-hydro | h01 (Summer 10pm-6am) | 10.8992 | 26.3894
spin | geo_advanced_hd | pumped-hydro | h02 (Summer 6am-1pm) | 10.1183 | 33.2881
spin | geo_advanced_hd | pumped-hydro | h03 (Summer 1pm-5pm) | 6.2553 | 47.4712
spin | geo_advanced_hd | pumped-hydro | h04 (Summer 5pm-10pm) | 15.6447 | 33.4304
spin | geo_advanced_hd | pumped-hydro | h05 (Fall 10pm-6am) | 9.1733 | 26.9008
spin | geo_advanced_hd | pumped-hydro | h06 (Fall 6am-1pm) | 7.6509 | 37.5586
spin | geo_advanced_hd | pumped-hydro | h07 (Fall 1pm-5pm) | 11.2914 | 46.3272
spin | geo_advanced_hd | pumped-hydro | h08 (Fall 5pm-10pm) | 8.9736 | 29.4583
spin | geo_advanced_hd | pumped-hydro | h09 (Winter 10pm-6am) | 6.7688 | 29.0591
spin | geo_advanced_hd | pumped-hydro | h10 (Winter 6am-1pm) | 5.1924 | 30.6195
spin | geo_advanced_hd | pumped-hydro | h11 (Winter 1pm-5pm) | 5.272 | 38.2908
spin | geo_advanced_hd | pumped-hydro | h12 (Winter 5pm-10pm) | 5.8376 | 32.5995
spin | geo_advanced_hd | pumped-hydro | h13 (Spring 10pm-6am) | 8.8752 | 24.5969
spin | geo_advanced_hd | pumped-hydro | h14 (Spring 6am-1pm) | 4.1601 | 32.6007
spin | geo_advanced_hd | pumped-hydro | h15 (Spring 1pm-5pm) | 7.1181 | 51.0443
spin | geo_advanced_hd | pumped-hydro | h16 (Spring 5pm-10pm) | 4.2471 | 27.162
spin | geo_advanced_hd | pumped-hydro | h17 (Summer Peak) | 12.2261 | 46.2323

## 11_Firm Capacity (GW)
season | scenario | tech | year | Firm Capacity (GW) | Net Level Firm Capacity (GW)
fall | geo_advanced_hd | nuclear | 2010 | 103.7491 | 938.1454
fall | geo_advanced_hd | nuclear | 2012 | 103.7491 | 944.6152
fall | geo_advanced_hd | nuclear | 2014 | 99.5688 | 930.3355
fall | geo_advanced_hd | nuclear | 2016 | 100.208 | 912.5889
fall | geo_advanced_hd | nuclear | 2018 | 99.6003 | 902.3871
fall | geo_advanced_hd | nuclear | 2020 | 96.5236 | 893.9949
fall | geo_advanced_hd | nuclear | 2022 | 96.9468 | 934.7048
fall | geo_advanced_hd | nuclear | 2024 | 96.9468 | 893.8404
fall | geo_advanced_hd | nuclear | 2026 | 96.9468 | 905.4836
fall | geo_advanced_hd | nuclear | 2028 | 96.9468 | 925.3393
fall | geo_advanced_hd | nuclear | 2030 | 94.7068 | 955.2847
fall | geo_advanced_hd | nuclear | 2032 | 94.7068 | 1007.6215
fall | geo_advanced_hd | nuclear | 2034 | 90.3319 | 1066.3993
fall | geo_advanced_hd | nuclear | 2036 | 90.3319 | 1131.8873
fall | geo_advanced_hd | nuclear | 2038 | 88.8678 | 1194.7503
fall | geo_advanced_hd | nuclear | 2040 | 88.8678 | 1256.8749
fall | geo_advanced_hd | nuclear | 2042 | 88.8678 | 1318.1192
fall | geo_advanced_hd | nuclear | 2044 | 88.8678 | 1377.233
fall | geo_advanced_hd | nuclear | 2046 | 88.8678 | 1439.7324
fall | geo_advanced_hd | nuclear | 2048 | 88.8678 | 1503.0943
fall | geo_advanced_hd | nuclear | 2050 | 86.1586 | 1568.6567
fall | geo_advanced_hd | coal | 2010 | 296.7419 | 938.1454
fall | geo_advanced_hd | coal | 2012 | 291.2386 | 944.6152
fall | geo_advanced_hd | coal | 2014 | 281.2835 | 930.3355
fall | geo_advanced_hd | coal | 2016 | 258.6969 | 912.5889
fall | geo_advanced_hd | coal | 2018 | 237.8386 | 902.3871
fall | geo_advanced_hd | coal | 2020 | 220.2663 | 893.9949
fall | geo_advanced_hd | coal | 2022 | 202.02 | 934.7048
fall | geo_advanced_hd | coal | 2024 | 188.8209 | 893.8404
fall | geo_advanced_hd | coal | 2026 | 179.1543 | 905.4836
fall | geo_advanced_hd | coal | 2028 | 160.8632 | 925.3393
fall | geo_advanced_hd | coal | 2030 | 147.5732 | 955.2847
fall | geo_advanced_hd | coal | 2032 | 145.5723 | 1007.6215
fall | geo_advanced_hd | coal | 2034 | 141.3916 | 1066.3993
fall | geo_advanced_hd | coal | 2036 | 140.0013 | 1131.8873
fall | geo_advanced_hd | coal | 2038 | 138.2942 | 1194.7503
fall | geo_advanced_hd | coal | 2040 | 135.4626 | 1256.8749
fall | geo_advanced_hd | coal | 2042 | 130.8823 | 1318.1192
fall | geo_advanced_hd | coal | 2044 | 121.1751 | 1377.233
fall | geo_advanced_hd | coal | 2046 | 106.3074 | 1439.7324
fall | geo_advanced_hd | coal | 2048 | 91.9865 | 1503.0943
fall | geo_advanced_hd | coal | 2050 | 78.4621 | 1568.6567
fall | geo_advanced_hd | gas-cc | 2010 | 201.204 | 938.1454
fall | geo_advanced_hd | gas-cc | 2012 | 215.7431 | 944.6152
fall | geo_advanced_hd | gas-cc | 2014 | 225.5781 | 930.3355
fall | geo_advanced_hd | gas-cc | 2016 | 234.2477 | 912.5889
fall | geo_advanced_hd | gas-cc | 2018 | 257.9461 | 902.3871
fall | geo_advanced_hd | gas-cc | 2020 | 268.2452 | 893.9949
fall | geo_advanced_hd | gas-cc | 2022 | 280.5245 | 934.7048
fall | geo_advanced_hd | gas-cc | 2024 | 280.9563 | 893.8404
fall | geo_advanced_hd | gas-cc | 2026 | 283.0264 | 905.4836
fall | geo_advanced_hd | gas-cc | 2028 | 287.6199 | 925.3393
fall | geo_advanced_hd | gas-cc | 2030 | 284.4484 | 955.2847
fall | geo_advanced_hd | gas-cc | 2032 | 282.9443 | 1007.6215
fall | geo_advanced_hd | gas-cc | 2034 | 286.2171 | 1066.3993
fall | geo_advanced_hd | gas-cc | 2036 | 286.0021 | 1131.8873
fall | geo_advanced_hd | gas-cc | 2038 | 289.7898 | 1194.7503
fall | geo_advanced_hd | gas-cc | 2040 | 292.9603 | 1256.8749
fall | geo_advanced_hd | gas-cc | 2042 | 300.7873 | 1318.1192
fall | geo_advanced_hd | gas-cc | 2044 | 307.4334 | 1377.233
fall | geo_advanced_hd | gas-cc | 2046 | 309.9857 | 1439.7324
fall | geo_advanced_hd | gas-cc | 2048 | 324.8673 | 1503.0943
fall | geo_advanced_hd | gas-cc | 2050 | 332.5517 | 1568.6567
fall | geo_advanced_hd | gas-cc-ccs_mod_upgrade | 2010 | 0 | 938.1454
fall | geo_advanced_hd | gas-cc-ccs_mod_upgrade | 2012 | 0 | 944.6152
fall | geo_advanced_hd | gas-cc-ccs_mod_upgrade | 2014 | 0 | 930.3355
fall | geo_advanced_hd | gas-cc-ccs_mod_upgrade | 2016 | 0 | 912.5889
fall | geo_advanced_hd | gas-cc-ccs_mod_upgrade | 2018 | 0 | 902.3871
fall | geo_advanced_hd | gas-cc-ccs_mod_upgrade | 2020 | 0 | 893.9949
fall | geo_advanced_hd | gas-cc-ccs_mod_upgrade | 2022 | 0 | 934.7048
fall | geo_advanced_hd | gas-cc-ccs_mod_upgrade | 2024 | 0 | 893.8404
fall | geo_advanced_hd | gas-cc-ccs_mod_upgrade | 2026 | 0 | 905.4836
fall | geo_advanced_hd | gas-cc-ccs_mod_upgrade | 2028 | 2.5578 | 925.3393
fall | geo_advanced_hd | gas-cc-ccs_mod_upgrade | 2030 | 2.5578 | 955.2847
fall | geo_advanced_hd | gas-cc-ccs_mod_upgrade | 2032 | 2.5578 | 1007.6215
fall | geo_advanced_hd | gas-cc-ccs_mod_upgrade | 2034 | 2.5578 | 1066.3993
fall | geo_advanced_hd | gas-cc-ccs_mod_upgrade | 2036 | 2.5578 | 1131.8873
fall | geo_advanced_hd | gas-cc-ccs_mod_upgrade | 2038 | 2.5578 | 1194.7503
fall | geo_advanced_hd | gas-cc-ccs_mod_upgrade | 2040 | 2.5578 | 1256.8749
fall | geo_advanced_hd | gas-cc-ccs_mod_upgrade | 2042 | 2.5578 | 1318.1192
fall | geo_advanced_hd | gas-cc-ccs_mod_upgrade | 2044 | 2.7614 | 1377.233
fall | geo_advanced_hd | gas-cc-ccs_mod_upgrade | 2046 | 2.7614 | 1439.7324
fall | geo_advanced_hd | gas-cc-ccs_mod_upgrade | 2048 | 2.7614 | 1503.0943
fall | geo_advanced_hd | gas-cc-ccs_mod_upgrade | 2050 | 2.7614 | 1568.6567
fall | geo_advanced_hd | gas-ct | 2010 | 117.7223 | 938.1454
fall | geo_advanced_hd | gas-ct | 2012 | 120.809 | 944.6152
fall | geo_advanced_hd | gas-ct | 2014 | 123.8376 | 930.3355
fall | geo_advanced_hd | gas-ct | 2016 | 124.607 | 912.5889
fall | geo_advanced_hd | gas-ct | 2018 | 126.4468 | 902.3871
fall | geo_advanced_hd | gas-ct | 2020 | 127.2537 | 893.9949
fall | geo_advanced_hd | gas-ct | 2022 | 130.2369 | 934.7048
fall | geo_advanced_hd | gas-ct | 2024 | 112.4741 | 893.8404
fall | geo_advanced_hd | gas-ct | 2026 | 110.2674 | 905.4836
fall | geo_advanced_hd | gas-ct | 2028 | 111.1016 | 925.3393
fall | geo_advanced_hd | gas-ct | 2030 | 109.5539 | 955.2847
fall | geo_advanced_hd | gas-ct | 2032 | 109.9464 | 1007.6215
fall | geo_advanced_hd | gas-ct | 2034 | 116.2501 | 1066.3993
fall | geo_advanced_hd | gas-ct | 2036 | 128.54 | 1131.8873
fall | geo_advanced_hd | gas-ct | 2038 | 141.4529 | 1194.7503
fall | geo_advanced_hd | gas-ct | 2040 | 154.7189 | 1256.8749
fall | geo_advanced_hd | gas-ct | 2042 | 194.3277 | 1318.1192
fall | geo_advanced_hd | gas-ct | 2044 | 246.5469 | 1377.233
fall | geo_advanced_hd | gas-ct | 2046 | 314.5413 | 1439.7324
fall | geo_advanced_hd | gas-ct | 2048 | 373.7102 | 1503.0943
fall | geo_advanced_hd | gas-ct | 2050 | 430.6791 | 1568.6567
fall | geo_advanced_hd | o-g-s | 2010 | 140.2354 | 938.1454
fall | geo_advanced_hd | o-g-s | 2012 | 132.4567 | 944.6152
fall | geo_advanced_hd | o-g-s | 2014 | 123.1645 | 930.3355
fall | geo_advanced_hd | o-g-s | 2016 | 110.9605 | 912.5889
fall | geo_advanced_hd | o-g-s | 2018 | 96.372 | 902.3871
fall | geo_advanced_hd | o-g-s | 2020 | 89.885 | 893.9949
fall | geo_advanced_hd | o-g-s | 2022 | 85.1197 | 934.7048
fall | geo_advanced_hd | o-g-s | 2024 | 35.5965 | 893.8404
fall | geo_advanced_hd | o-g-s | 2026 | 32.9934 | 905.4836
fall | geo_advanced_hd | o-g-s | 2028 | 31.3389 | 925.3393
fall | geo_advanced_hd | o-g-s | 2030 | 27.1307 | 955.2847
fall | geo_advanced_hd | o-g-s | 2032 | 26.3554 | 1007.6215
fall | geo_advanced_hd | o-g-s | 2034 | 24.9497 | 1066.3993
fall | geo_advanced_hd | o-g-s | 2036 | 24.1905 | 1131.8873
fall | geo_advanced_hd | o-g-s | 2038 | 22.762 | 1194.7503
fall | geo_advanced_hd | o-g-s | 2040 | 21.7337 | 1256.8749
fall | geo_advanced_hd | o-g-s | 2042 | 20.285 | 1318.1192
fall | geo_advanced_hd | o-g-s | 2044 | 18.3742 | 1377.233
fall | geo_advanced_hd | o-g-s | 2046 | 16.4113 | 1439.7324
fall | geo_advanced_hd | o-g-s | 2048 | 13.0279 | 1503.0943
fall | geo_advanced_hd | o-g-s | 2050 | 7.9392 | 1568.6567
fall | geo_advanced_hd | hydro | 2010 | 56.1473 | 938.1454
fall | geo_advanced_hd | hydro | 2012 | 55.4815 | 944.6152
fall | geo_advanced_hd | hydro | 2014 | 55.0099 | 930.3355
fall | geo_advanced_hd | hydro | 2016 | 54.3648 | 912.5889
fall | geo_advanced_hd | hydro | 2018 | 56.6835 | 902.3871
fall | geo_advanced_hd | hydro | 2020 | 57.0203 | 893.9949
fall | geo_advanced_hd | hydro | 2022 | 57.0882 | 934.7048
fall | geo_advanced_hd | hydro | 2024 | 57.1105 | 893.8404
fall | geo_advanced_hd | hydro | 2026 | 58.3341 | 905.4836
fall | geo_advanced_hd | hydro | 2028 | 59.5223 | 925.3393
fall | geo_advanced_hd | hydro | 2030 | 59.5899 | 955.2847
fall | geo_advanced_hd | hydro | 2032 | 59.6951 | 1007.6215
fall | geo_advanced_hd | hydro | 2034 | 59.9349 | 1066.3993
fall | geo_advanced_hd | hydro | 2036 | 60.0996 | 1131.8873
fall | geo_advanced_hd | hydro | 2038 | 60.3095 | 1194.7503
fall | geo_advanced_hd | hydro | 2040 | 60.4867 | 1256.8749
fall | geo_advanced_hd | hydro | 2042 | 60.6638 | 1318.1192
fall | geo_advanced_hd | hydro | 2044 | 60.846 | 1377.233
fall | geo_advanced_hd | hydro | 2046 | 61.031 | 1439.7324
fall | geo_advanced_hd | hydro | 2048 | 61.2161 | 1503.0943
fall | geo_advanced_hd | hydro | 2050 | 61.3911 | 1568.6567
fall | geo_advanced_hd | geothermal | 2010 | 2.6812 | 938.1454
fall | geo_advanced_hd | geothermal | 2012 | 2.8162 | 944.6152
fall | geo_advanced_hd | geothermal | 2014 | 2.9016 | 930.3355
fall | geo_advanced_hd | geothermal | 2016 | 2.9516 | 912.5889
fall | geo_advanced_hd | geothermal | 2018 | 3.0119 | 902.3871
fall | geo_advanced_hd | geothermal | 2020 | 4.2151 | 893.9949
fall | geo_advanced_hd | geothermal | 2022 | 4.2571 | 934.7048
fall | geo_advanced_hd | geothermal | 2024 | 4.2571 | 893.8404
fall | geo_advanced_hd | geothermal | 2026 | 4.2571 | 905.4836
fall | geo_advanced_hd | geothermal | 2028 | 7.0823 | 925.3393
fall | geo_advanced_hd | geothermal | 2030 | 7.0823 | 955.2847
fall | geo_advanced_hd | geothermal | 2032 | 7.0823 | 1007.6215
fall | geo_advanced_hd | geothermal | 2034 | 8.7827 | 1066.3993
fall | geo_advanced_hd | geothermal | 2036 | 8.9777 | 1131.8873
fall | geo_advanced_hd | geothermal | 2038 | 9.1728 | 1194.7503
fall | geo_advanced_hd | geothermal | 2040 | 11.026 | 1256.8749
fall | geo_advanced_hd | geothermal | 2042 | 15.2944 | 1318.1192
fall | geo_advanced_hd | geothermal | 2044 | 16.0342 | 1377.233
fall | geo_advanced_hd | geothermal | 2046 | 16.7949 | 1439.7324
fall | geo_advanced_hd | geothermal | 2048 | 17.8648 | 1503.0943
fall | geo_advanced_hd | geothermal | 2050 | 20.3855 | 1568.6567
fall | geo_advanced_hd | biopower | 2010 | 2.8885 | 938.1454
fall | geo_advanced_hd | biopower | 2012 | 2.9776 | 944.6152
fall | geo_advanced_hd | biopower | 2014 | 3.4299 | 930.3355
fall | geo_advanced_hd | biopower | 2016 | 3.2245 | 912.5889
fall | geo_advanced_hd | biopower | 2018 | 3.184 | 902.3871
fall | geo_advanced_hd | biopower | 2020 | 3.0193 | 893.9949
fall | geo_advanced_hd | biopower | 2022 | 2.8851 | 934.7048
fall | geo_advanced_hd | biopower | 2024 | 2.8881 | 893.8404
fall | geo_advanced_hd | biopower | 2026 | 2.8881 | 905.4836
fall | geo_advanced_hd | biopower | 2028 | 2.6292 | 925.3393
fall | geo_advanced_hd | biopower | 2030 | 2.393 | 955.2847
fall | geo_advanced_hd | biopower | 2032 | 2.0992 | 1007.6215
fall | geo_advanced_hd | biopower | 2034 | 1.7199 | 1066.3993
fall | geo_advanced_hd | biopower | 2036 | 1.5139 | 1131.8873
fall | geo_advanced_hd | biopower | 2038 | 1.3738 | 1194.7503
fall | geo_advanced_hd | biopower | 2040 | 1.3388 | 1256.8749
fall | geo_advanced_hd | biopower | 2042 | 1.2559 | 1318.1192
fall | geo_advanced_hd | biopower | 2044 | 1.1709 | 1377.233
fall | geo_advanced_hd | biopower | 2046 | 1.1659 | 1439.7324
fall | geo_advanced_hd | biopower | 2048 | 1.1329 | 1503.0943
fall | geo_advanced_hd | biopower | 2050 | 1.1286 | 1568.6567
fall | geo_advanced_hd | lfill-gas | 2010 | 3.4027 | 938.1454
fall | geo_advanced_hd | lfill-gas | 2012 | 3.6413 | 944.6152
fall | geo_advanced_hd | lfill-gas | 2014 | 3.7416 | 930.3355
fall | geo_advanced_hd | lfill-gas | 2016 | 3.7374 | 912.5889
fall | geo_advanced_hd | lfill-gas | 2018 | 3.6803 | 902.3871
fall | geo_advanced_hd | lfill-gas | 2020 | 3.5039 | 893.9949
fall | geo_advanced_hd | lfill-gas | 2022 | 3.5006 | 934.7048
fall | geo_advanced_hd | lfill-gas | 2024 | 3.5006 | 893.8404
fall | geo_advanced_hd | lfill-gas | 2026 | 3.5006 | 905.4836
fall | geo_advanced_hd | lfill-gas | 2028 | 3.4646 | 925.3393
fall | geo_advanced_hd | lfill-gas | 2030 | 3.4646 | 955.2847
fall | geo_advanced_hd | lfill-gas | 2032 | 3.4646 | 1007.6215
fall | geo_advanced_hd | lfill-gas | 2034 | 3.4646 | 1066.3993
fall | geo_advanced_hd | lfill-gas | 2036 | 3.4646 | 1131.8873
fall | geo_advanced_hd | lfill-gas | 2038 | 3.4646 | 1194.7503
fall | geo_advanced_hd | lfill-gas | 2040 | 3.4646 | 1256.8749
fall | geo_advanced_hd | lfill-gas | 2042 | 3.4646 | 1318.1192
fall | geo_advanced_hd | lfill-gas | 2044 | 3.4646 | 1377.233
fall | geo_advanced_hd | lfill-gas | 2046 | 3.4646 | 1439.7324
fall | geo_advanced_hd | lfill-gas | 2048 | 3.4646 | 1503.0943
fall | geo_advanced_hd | lfill-gas | 2050 | 3.4646 | 1568.6567
fall | geo_advanced_hd | wind-ons | 2010 | 1.6374 | 938.1454
fall | geo_advanced_hd | wind-ons | 2012 | 7.4807 | 944.6152
fall | geo_advanced_hd | wind-ons | 2014 | 2.3639 | 930.3355
fall | geo_advanced_hd | wind-ons | 2016 | 7.1303 | 912.5889
fall | geo_advanced_hd | wind-ons | 2018 | 5.3022 | 902.3871
fall | geo_advanced_hd | wind-ons | 2020 | 10.504 | 893.9949
fall | geo_advanced_hd | wind-ons | 2022 | 18.4663 | 934.7048
fall | geo_advanced_hd | wind-ons | 2024 | 28.115 | 893.8404
fall | geo_advanced_hd | wind-ons | 2026 | 37.2851 | 905.4836
fall | geo_advanced_hd | wind-ons | 2028 | 50.9869 | 925.3393
fall | geo_advanced_hd | wind-ons | 2030 | 62.3789 | 955.2847
fall | geo_advanced_hd | wind-ons | 2032 | 69.8095 | 1007.6215
fall | geo_advanced_hd | wind-ons | 2034 | 81.0133 | 1066.3993
fall | geo_advanced_hd | wind-ons | 2036 | 87.5718 | 1131.8873
fall | geo_advanced_hd | wind-ons | 2038 | 98.2004 | 1194.7503
fall | geo_advanced_hd | wind-ons | 2040 | 104.1734 | 1256.8749
fall | geo_advanced_hd | wind-ons | 2042 | 109.2273 | 1318.1192
fall | geo_advanced_hd | wind-ons | 2044 | 112.3922 | 1377.233
fall | geo_advanced_hd | wind-ons | 2046 | 113.8249 | 1439.7324
fall | geo_advanced_hd | wind-ons | 2048 | 116.9027 | 1503.0943
fall | geo_advanced_hd | wind-ons | 2050 | 116.2565 | 1568.6567
fall | geo_advanced_hd | wind-ofs | 2010 | 0 | 938.1454
fall | geo_advanced_hd | wind-ofs | 2012 | 0 | 944.6152
fall | geo_advanced_hd | wind-ofs | 2014 | 0 | 930.3355
fall | geo_advanced_hd | wind-ofs | 2016 | 0.011941 | 912.5889
fall | geo_advanced_hd | wind-ofs | 2018 | 0 | 902.3871
fall | geo_advanced_hd | wind-ofs | 2020 | 0.0048828 | 893.9949
fall | geo_advanced_hd | wind-ofs | 2022 | 0.018342 | 934.7048
fall | geo_advanced_hd | wind-ofs | 2024 | 1.3769 | 893.8404
fall | geo_advanced_hd | wind-ofs | 2026 | 2.4995 | 905.4836
fall | geo_advanced_hd | wind-ofs | 2028 | 3.5621 | 925.3393
fall | geo_advanced_hd | wind-ofs | 2030 | 5.1333 | 955.2847
fall | geo_advanced_hd | wind-ofs | 2032 | 5.9333 | 1007.6215
fall | geo_advanced_hd | wind-ofs | 2034 | 7.5755 | 1066.3993
fall | geo_advanced_hd | wind-ofs | 2036 | 9.3374 | 1131.8873
fall | geo_advanced_hd | wind-ofs | 2038 | 10.1897 | 1194.7503
fall | geo_advanced_hd | wind-ofs | 2040 | 10.9321 | 1256.8749
fall | geo_advanced_hd | wind-ofs | 2042 | 13.1444 | 1318.1192
fall | geo_advanced_hd | wind-ofs | 2044 | 14.1472 | 1377.233
fall | geo_advanced_hd | wind-ofs | 2046 | 14.8517 | 1439.7324
fall | geo_advanced_hd | wind-ofs | 2048 | 15.702 | 1503.0943
fall | geo_advanced_hd | wind-ofs | 2050 | 15.5401 | 1568.6567
fall | geo_advanced_hd | csp | 2010 | 0 | 938.1454
fall | geo_advanced_hd | csp | 2012 | 0 | 944.6152
fall | geo_advanced_hd | csp | 2014 | 0 | 930.3355
fall | geo_advanced_hd | csp | 2016 | 0 | 912.5889
fall | geo_advanced_hd | csp | 2018 | 0 | 902.3871
fall | geo_advanced_hd | csp | 2020 | 0 | 893.9949
fall | geo_advanced_hd | csp | 2022 | 0 | 934.7048
fall | geo_advanced_hd | csp | 2024 | 0 | 893.8404
fall | geo_advanced_hd | csp | 2026 | 0 | 905.4836
fall | geo_advanced_hd | csp | 2028 | 0 | 925.3393
fall | geo_advanced_hd | csp | 2030 | 0 | 955.2847
fall | geo_advanced_hd | csp | 2032 | 0 | 1007.6215
fall | geo_advanced_hd | csp | 2034 | 0 | 1066.3993
fall | geo_advanced_hd | csp | 2036 | 0 | 1131.8873
fall | geo_advanced_hd | csp | 2038 | 0 | 1194.7503
fall | geo_advanced_hd | csp | 2040 | 0.76167 | 1256.8749
fall | geo_advanced_hd | csp | 2042 | 0.6739 | 1318.1192
fall | geo_advanced_hd | csp | 2044 | 1.0162 | 1377.233
fall | geo_advanced_hd | csp | 2046 | 1.0235 | 1439.7324
fall | geo_advanced_hd | csp | 2048 | 1.2396 | 1503.0943
fall | geo_advanced_hd | csp | 2050 | 1.3777 | 1568.6567
fall | geo_advanced_hd | upv | 2010 | 0.044077 | 938.1454
fall | geo_advanced_hd | upv | 2012 | 0.54147 | 944.6152
fall | geo_advanced_hd | upv | 2014 | 1.5511 | 930.3355
fall | geo_advanced_hd | upv | 2016 | 2.7598 | 912.5889
fall | geo_advanced_hd | upv | 2018 | 2.2559 | 902.3871
fall | geo_advanced_hd | upv | 2020 | 3.9142 | 893.9949
fall | geo_advanced_hd | upv | 2022 | 33.059 | 934.7048
fall | geo_advanced_hd | upv | 2024 | 44.2968 | 893.8404
fall | geo_advanced_hd | upv | 2026 | 48.7459 | 905.4836
fall | geo_advanced_hd | upv | 2028 | 45.6023 | 925.3393
fall | geo_advanced_hd | upv | 2030 | 46.591 | 955.2847
fall | geo_advanced_hd | upv | 2032 | 47.4208 | 1007.6215
fall | geo_advanced_hd | upv | 2034 | 48.8498 | 1066.3993
fall | geo_advanced_hd | upv | 2036 | 54.0858 | 1131.8873
fall | geo_advanced_hd | upv | 2038 | 58.6187 | 1194.7503
fall | geo_advanced_hd | upv | 2040 | 62.1722 | 1256.8749
fall | geo_advanced_hd | upv | 2042 | 60.4465 | 1318.1192
fall | geo_advanced_hd | upv | 2044 | 62.4129 | 1377.233
fall | geo_advanced_hd | upv | 2046 | 63.7306 | 1439.7324
fall | geo_advanced_hd | upv | 2048 | 64.5824 | 1503.0943
fall | geo_advanced_hd | upv | 2050 | 68.8759 | 1568.6567
fall | geo_advanced_hd | dupv | 2010 | 0.015679 | 938.1454
fall | geo_advanced_hd | dupv | 2012 | 0.13235 | 944.6152
fall | geo_advanced_hd | dupv | 2014 | 0.23612 | 930.3355
fall | geo_advanced_hd | dupv | 2016 | 0.29002 | 912.5889
fall | geo_advanced_hd | dupv | 2018 | 0.35557 | 902.3871
fall | geo_advanced_hd | dupv | 2020 | 0.32674 | 893.9949
fall | geo_advanced_hd | dupv | 2022 | 1.718 | 934.7048
fall | geo_advanced_hd | dupv | 2024 | 1.3102 | 893.8404
fall | geo_advanced_hd | dupv | 2026 | 0.81795 | 905.4836
fall | geo_advanced_hd | dupv | 2028 | 0.55335 | 925.3393
fall | geo_advanced_hd | dupv | 2030 | 0.47041 | 955.2847
fall | geo_advanced_hd | dupv | 2032 | 0.34383 | 1007.6215
fall | geo_advanced_hd | dupv | 2034 | 0.27681 | 1066.3993
fall | geo_advanced_hd | dupv | 2036 | 0.25679 | 1131.8873
fall | geo_advanced_hd | dupv | 2038 | 0.2491 | 1194.7503
fall | geo_advanced_hd | dupv | 2040 | 0.24292 | 1256.8749
fall | geo_advanced_hd | dupv | 2042 | 0.29541 | 1318.1192
fall | geo_advanced_hd | dupv | 2044 | 0.31977 | 1377.233
fall | geo_advanced_hd | dupv | 2046 | 0.32081 | 1439.7324
fall | geo_advanced_hd | dupv | 2048 | 0.23766 | 1503.0943
fall | geo_advanced_hd | dupv | 2050 | 0.24707 | 1568.6567
fall | geo_advanced_hd | distpv | 2010 | 0 | 938.1454
fall | geo_advanced_hd | distpv | 2012 | 0 | 944.6152
fall | geo_advanced_hd | distpv | 2014 | 0 | 930.3355
fall | geo_advanced_hd | distpv | 2016 | 0 | 912.5889
fall | geo_advanced_hd | distpv | 2018 | 0 | 902.3871
fall | geo_advanced_hd | distpv | 2020 | 0 | 893.9949
fall | geo_advanced_hd | distpv | 2022 | 5.2237 | 934.7048
fall | geo_advanced_hd | distpv | 2024 | 5.9968 | 893.8404
fall | geo_advanced_hd | distpv | 2026 | 6.1199 | 905.4836
fall | geo_advanced_hd | distpv | 2028 | 5.9929 | 925.3393
fall | geo_advanced_hd | distpv | 2030 | 7.988 | 955.2847
fall | geo_advanced_hd | distpv | 2032 | 8.4828 | 1007.6215
fall | geo_advanced_hd | distpv | 2034 | 9.5024 | 1066.3993
fall | geo_advanced_hd | distpv | 2036 | 10.2105 | 1131.8873
fall | geo_advanced_hd | distpv | 2038 | 9.9859 | 1194.7503
fall | geo_advanced_hd | distpv | 2040 | 10.7069 | 1256.8749
fall | geo_advanced_hd | distpv | 2042 | 11.1756 | 1318.1192
fall | geo_advanced_hd | distpv | 2044 | 12.2613 | 1377.233
fall | geo_advanced_hd | distpv | 2046 | 13.0118 | 1439.7324
fall | geo_advanced_hd | distpv | 2048 | 14.0743 | 1503.0943
fall | geo_advanced_hd | distpv | 2050 | 15.6609 | 1568.6567
fall | geo_advanced_hd | pvb | 2010 | 0 | 938.1454
fall | geo_advanced_hd | pvb | 2012 | 0 | 944.6152
fall | geo_advanced_hd | pvb | 2014 | 0 | 930.3355
fall | geo_advanced_hd | pvb | 2016 | 0 | 912.5889
fall | geo_advanced_hd | pvb | 2018 | 0 | 902.3871
fall | geo_advanced_hd | pvb | 2020 | 0 | 893.9949
fall | geo_advanced_hd | pvb | 2022 | 1.6034 | 934.7048
fall | geo_advanced_hd | pvb | 2024 | 3.5079 | 893.8404
fall | geo_advanced_hd | pvb | 2026 | 3.1459 | 905.4836
fall | geo_advanced_hd | pvb | 2028 | 3.5154 | 925.3393
fall | geo_advanced_hd | pvb | 2030 | 7.0586 | 955.2847
fall | geo_advanced_hd | pvb | 2032 | 11.2402 | 1007.6215
fall | geo_advanced_hd | pvb | 2034 | 12.4485 | 1066.3993
fall | geo_advanced_hd | pvb | 2036 | 17.7643 | 1131.8873
fall | geo_advanced_hd | pvb | 2038 | 21.9411 | 1194.7503
fall | geo_advanced_hd | pvb | 2040 | 19.7401 | 1256.8749
fall | geo_advanced_hd | pvb | 2042 | 18.3225 | 1318.1192
fall | geo_advanced_hd | pvb | 2044 | 21.4877 | 1377.233
fall | geo_advanced_hd | pvb | 2046 | 18.4645 | 1439.7324
fall | geo_advanced_hd | pvb | 2048 | 19.5216 | 1503.0943
fall | geo_advanced_hd | pvb | 2050 | 18.9028 | 1568.6567
fall | geo_advanced_hd | battery_2 | 2010 | 0.00586 | 938.1454
fall | geo_advanced_hd | battery_2 | 2012 | 0 | 944.6152
fall | geo_advanced_hd | battery_2 | 2014 | 0 | 930.3355
fall | geo_advanced_hd | battery_2 | 2016 | 0 | 912.5889
fall | geo_advanced_hd | battery_2 | 2018 | 0 | 902.3871
fall | geo_advanced_hd | battery_2 | 2020 | 0 | 893.9949
fall | geo_advanced_hd | battery_2 | 2022 | 0.14 | 934.7048
fall | geo_advanced_hd | battery_2 | 2024 | 2.6359 | 893.8404
fall | geo_advanced_hd | battery_2 | 2026 | 2.9584 | 905.4836
fall | geo_advanced_hd | battery_2 | 2028 | 3.6187 | 925.3393
fall | geo_advanced_hd | battery_2 | 2030 | 5.8745 | 955.2847
fall | geo_advanced_hd | battery_2 | 2032 | 7.276 | 1007.6215
fall | geo_advanced_hd | battery_2 | 2034 | 7.877 | 1066.3993
fall | geo_advanced_hd | battery_2 | 2036 | 5.9331 | 1131.8873
fall | geo_advanced_hd | battery_2 | 2038 | 6.5841 | 1194.7503
fall | geo_advanced_hd | battery_2 | 2040 | 5.849 | 1256.8749
fall | geo_advanced_hd | battery_2 | 2042 | 7.5321 | 1318.1192
fall | geo_advanced_hd | battery_2 | 2044 | 11.2625 | 1377.233
fall | geo_advanced_hd | battery_2 | 2046 | 14.4643 | 1439.7324
fall | geo_advanced_hd | battery_2 | 2048 | 17.3348 | 1503.0943
fall | geo_advanced_hd | battery_2 | 2050 | 15.4987 | 1568.6567
fall | geo_advanced_hd | battery_4 | 2010 | 0 | 938.1454
fall | geo_advanced_hd | battery_4 | 2012 | 0 | 944.6152
fall | geo_advanced_hd | battery_4 | 2014 | 0 | 930.3355
fall | geo_advanced_hd | battery_4 | 2016 | 0 | 912.5889
fall | geo_advanced_hd | battery_4 | 2018 | 0 | 902.3871
fall | geo_advanced_hd | battery_4 | 2020 | 0 | 893.9949
fall | geo_advanced_hd | battery_4 | 2022 | 0.5329 | 934.7048
fall | geo_advanced_hd | battery_4 | 2024 | 3.504 | 893.8404
fall | geo_advanced_hd | battery_4 | 2026 | 12.2487 | 905.4836
fall | geo_advanced_hd | battery_4 | 2028 | 17.5553 | 925.3393
fall | geo_advanced_hd | battery_4 | 2030 | 33.9687 | 955.2847
fall | geo_advanced_hd | battery_4 | 2032 | 31.781 | 1007.6215
fall | geo_advanced_hd | battery_4 | 2034 | 49.3659 | 1066.3993
fall | geo_advanced_hd | battery_4 | 2036 | 50.6055 | 1131.8873
fall | geo_advanced_hd | battery_4 | 2038 | 65.0073 | 1194.7503
fall | geo_advanced_hd | battery_4 | 2040 | 67.5826 | 1256.8749
fall | geo_advanced_hd | battery_4 | 2042 | 76.9239 | 1318.1192
fall | geo_advanced_hd | battery_4 | 2044 | 87.1017 | 1377.233
fall | geo_advanced_hd | battery_4 | 2046 | 90.0092 | 1439.7324
fall | geo_advanced_hd | battery_4 | 2048 | 106.6953 | 1503.0943
fall | geo_advanced_hd | battery_4 | 2050 | 122.1831 | 1568.6567
fall | geo_advanced_hd | battery_6 | 2010 | 0 | 938.1454
fall | geo_advanced_hd | battery_6 | 2012 | 0 | 944.6152
fall | geo_advanced_hd | battery_6 | 2014 | 0 | 930.3355
fall | geo_advanced_hd | battery_6 | 2016 | 0 | 912.5889
fall | geo_advanced_hd | battery_6 | 2018 | 0 | 902.3871
fall | geo_advanced_hd | battery_6 | 2020 | 0 | 893.9949
fall | geo_advanced_hd | battery_6 | 2022 | 0 | 934.7048
fall | geo_advanced_hd | battery_6 | 2024 | 0 | 893.8404
fall | geo_advanced_hd | battery_6 | 2026 | 0 | 905.4836
fall | geo_advanced_hd | battery_6 | 2028 | 8.6942 | 925.3393
fall | geo_advanced_hd | battery_6 | 2030 | 20.5372 | 955.2847
fall | geo_advanced_hd | battery_6 | 2032 | 42.8723 | 1007.6215
fall | geo_advanced_hd | battery_6 | 2034 | 57.7977 | 1066.3993
fall | geo_advanced_hd | battery_6 | 2036 | 80.0438 | 1131.8873
fall | geo_advanced_hd | battery_6 | 2038 | 84.9741 | 1194.7503
fall | geo_advanced_hd | battery_6 | 2040 | 107.1199 | 1256.8749
fall | geo_advanced_hd | battery_6 | 2042 | 106.8274 | 1318.1192
fall | geo_advanced_hd | battery_6 | 2044 | 97.0055 | 1377.233
fall | geo_advanced_hd | battery_6 | 2046 | 96.8332 | 1439.7324
fall | geo_advanced_hd | battery_6 | 2048 | 82.092 | 1503.0943
fall | geo_advanced_hd | battery_6 | 2050 | 93.0941 | 1568.6567
fall | geo_advanced_hd | battery_8 | 2010 | 0 | 938.1454
fall | geo_advanced_hd | battery_8 | 2012 | 0 | 944.6152
fall | geo_advanced_hd | battery_8 | 2014 | 0 | 930.3355
fall | geo_advanced_hd | battery_8 | 2016 | 0 | 912.5889
fall | geo_advanced_hd | battery_8 | 2018 | 0 | 902.3871
fall | geo_advanced_hd | battery_8 | 2020 | 0 | 893.9949
fall | geo_advanced_hd | battery_8 | 2022 | 0 | 934.7048
fall | geo_advanced_hd | battery_8 | 2024 | 0 | 893.8404
fall | geo_advanced_hd | battery_8 | 2026 | 0 | 905.4836
fall | geo_advanced_hd | battery_8 | 2028 | 0 | 925.3393
fall | geo_advanced_hd | battery_8 | 2030 | 0 | 955.2847
fall | geo_advanced_hd | battery_8 | 2032 | 13.1815 | 1007.6215
fall | geo_advanced_hd | battery_8 | 2034 | 19.1634 | 1066.3993
fall | geo_advanced_hd | battery_8 | 2036 | 28.8567 | 1131.8873
fall | geo_advanced_hd | battery_8 | 2038 | 39.7459 | 1194.7503
fall | geo_advanced_hd | battery_8 | 2040 | 53.6913 | 1256.8749
fall | geo_advanced_hd | battery_8 | 2042 | 55.9389 | 1318.1192
fall | geo_advanced_hd | battery_8 | 2044 | 58.7841 | 1377.233
fall | geo_advanced_hd | battery_8 | 2046 | 51.9985 | 1439.7324
fall | geo_advanced_hd | battery_8 | 2048 | 43.8433 | 1503.0943
fall | geo_advanced_hd | battery_8 | 2050 | 34.3654 | 1568.6567
fall | geo_advanced_hd | battery_10 | 2010 | 0 | 938.1454
fall | geo_advanced_hd | battery_10 | 2012 | 0 | 944.6152
fall | geo_advanced_hd | battery_10 | 2014 | 0 | 930.3355
fall | geo_advanced_hd | battery_10 | 2016 | 0 | 912.5889
fall | geo_advanced_hd | battery_10 | 2018 | 0 | 902.3871
fall | geo_advanced_hd | battery_10 | 2020 | 0 | 893.9949
fall | geo_advanced_hd | battery_10 | 2022 | 0 | 934.7048
fall | geo_advanced_hd | battery_10 | 2024 | 0 | 893.8404
fall | geo_advanced_hd | battery_10 | 2026 | 0 | 905.4836
fall | geo_advanced_hd | battery_10 | 2028 | 0 | 925.3393
fall | geo_advanced_hd | battery_10 | 2030 | 0 | 955.2847
fall | geo_advanced_hd | battery_10 | 2032 | 0 | 1007.6215
fall | geo_advanced_hd | battery_10 | 2034 | 0 | 1066.3993
fall | geo_advanced_hd | battery_10 | 2036 | 0.80472 | 1131.8873
fall | geo_advanced_hd | battery_10 | 2038 | 0.019032 | 1194.7503
fall | geo_advanced_hd | battery_10 | 2040 | 0 | 1256.8749
fall | geo_advanced_hd | battery_10 | 2042 | 0.2286 | 1318.1192
fall | geo_advanced_hd | battery_10 | 2044 | 0 | 1377.233
fall | geo_advanced_hd | battery_10 | 2046 | 0.80472 | 1439.7324
fall | geo_advanced_hd | battery_10 | 2048 | 0 | 1503.0943
fall | geo_advanced_hd | battery_10 | 2050 | 0 | 1568.6567
fall | geo_advanced_hd | pumped-hydro | 2010 | 5.8803 | 938.1454
fall | geo_advanced_hd | pumped-hydro | 2012 | 0 | 944.6152
fall | geo_advanced_hd | pumped-hydro | 2014 | 0 | 930.3355
fall | geo_advanced_hd | pumped-hydro | 2016 | 0 | 912.5889
fall | geo_advanced_hd | pumped-hydro | 2018 | 0 | 902.3871
fall | geo_advanced_hd | pumped-hydro | 2020 | 0 | 893.9949
fall | geo_advanced_hd | pumped-hydro | 2022 | 3.049 | 934.7048
fall | geo_advanced_hd | pumped-hydro | 2024 | 12.1712 | 893.8404
fall | geo_advanced_hd | pumped-hydro | 2026 | 10.8851 | 905.4836
fall | geo_advanced_hd | pumped-hydro | 2028 | 11.6478 | 925.3393
fall | geo_advanced_hd | pumped-hydro | 2030 | 16.0277 | 955.2847
fall | geo_advanced_hd | pumped-hydro | 2032 | 24.1881 | 1007.6215
fall | geo_advanced_hd | pumped-hydro | 2034 | 26.3348 | 1066.3993
fall | geo_advanced_hd | pumped-hydro | 2036 | 30.392 | 1131.8873
fall | geo_advanced_hd | pumped-hydro | 2038 | 30.9611 | 1194.7503
fall | geo_advanced_hd | pumped-hydro | 2040 | 31.145 | 1256.8749
fall | geo_advanced_hd | pumped-hydro | 2042 | 28.8555 | 1318.1192
fall | geo_advanced_hd | pumped-hydro | 2044 | 22.2266 | 1377.233
fall | geo_advanced_hd | pumped-hydro | 2046 | 28.9228 | 1439.7324
fall | geo_advanced_hd | pumped-hydro | 2048 | 31.8286 | 1503.0943
fall | geo_advanced_hd | pumped-hydro | 2050 | 31.5919 | 1568.6567
fall | geo_advanced_hd | Canada | 2010 | 5.7897 | 938.1454
fall | geo_advanced_hd | Canada | 2012 | 7.5475 | 944.6152
fall | geo_advanced_hd | Canada | 2014 | 7.6689 | 930.3355
fall | geo_advanced_hd | Canada | 2016 | 9.3983 | 912.5889
fall | geo_advanced_hd | Canada | 2018 | 9.7098 | 902.3871
fall | geo_advanced_hd | Canada | 2020 | 9.3126 | 893.9949
fall | geo_advanced_hd | Canada | 2022 | 8.3152 | 934.7048
fall | geo_advanced_hd | Canada | 2024 | 8.3747 | 893.8404
fall | geo_advanced_hd | Canada | 2026 | 9.4089 | 905.4836
fall | geo_advanced_hd | Canada | 2028 | 10.4838 | 925.3393
fall | geo_advanced_hd | Canada | 2030 | 10.7558 | 955.2847
fall | geo_advanced_hd | Canada | 2032 | 10.6683 | 1007.6215
fall | geo_advanced_hd | Canada | 2034 | 10.5939 | 1066.3993
fall | geo_advanced_hd | Canada | 2036 | 10.3455 | 1131.8873
fall | geo_advanced_hd | Canada | 2038 | 10.2286 | 1194.7503
fall | geo_advanced_hd | Canada | 2040 | 10.1407 | 1256.8749
fall | geo_advanced_hd | Canada | 2042 | 10.1407 | 1318.1192
fall | geo_advanced_hd | Canada | 2044 | 10.1407 | 1377.233
fall | geo_advanced_hd | Canada | 2046 | 10.1407 | 1439.7324
fall | geo_advanced_hd | Canada | 2048 | 10.1407 | 1503.0943
fall | geo_advanced_hd | Canada | 2050 | 10.1407 | 1568.6567
fall | geo_advanced_hd | smr | 2010 | 0 | 938.1454
fall | geo_advanced_hd | smr | 2012 | 0 | 944.6152
fall | geo_advanced_hd | smr | 2014 | 0 | 930.3355
fall | geo_advanced_hd | smr | 2016 | 0 | 912.5889
fall | geo_advanced_hd | smr | 2018 | 0 | 902.3871
fall | geo_advanced_hd | smr | 2020 | 0 | 893.9949
fall | geo_advanced_hd | smr | 2022 | 0 | 934.7048
fall | geo_advanced_hd | smr | 2024 | 0 | 893.8404
fall | geo_advanced_hd | smr | 2026 | 0 | 905.4836
fall | geo_advanced_hd | smr | 2028 | 0 | 925.3393
fall | geo_advanced_hd | smr | 2030 | 0 | 955.2847
fall | geo_advanced_hd | smr | 2032 | 0 | 1007.6215
fall | geo_advanced_hd | smr | 2034 | 0 | 1066.3993
fall | geo_advanced_hd | smr | 2036 | 0 | 1131.8873
fall | geo_advanced_hd | smr | 2038 | 0 | 1194.7503
fall | geo_advanced_hd | smr | 2040 | 0 | 1256.8749
fall | geo_advanced_hd | smr | 2042 | 0 | 1318.1192
fall | geo_advanced_hd | smr | 2044 | 0 | 1377.233
fall | geo_advanced_hd | smr | 2046 | 0 | 1439.7324
fall | geo_advanced_hd | smr | 2048 | 0 | 1503.0943
fall | geo_advanced_hd | smr | 2050 | 0 | 1568.6567
fall | geo_advanced_hd | electrolyzer | 2010 | 0 | 938.1454
fall | geo_advanced_hd | electrolyzer | 2012 | 0 | 944.6152
fall | geo_advanced_hd | electrolyzer | 2014 | 0 | 930.3355
fall | geo_advanced_hd | electrolyzer | 2016 | 0 | 912.5889
fall | geo_advanced_hd | electrolyzer | 2018 | 0 | 902.3871
fall | geo_advanced_hd | electrolyzer | 2020 | 0 | 893.9949
fall | geo_advanced_hd | electrolyzer | 2022 | 0 | 934.7048
fall | geo_advanced_hd | electrolyzer | 2024 | 0 | 893.8404
fall | geo_advanced_hd | electrolyzer | 2026 | 0 | 905.4836
fall | geo_advanced_hd | electrolyzer | 2028 | 0 | 925.3393
fall | geo_advanced_hd | electrolyzer | 2030 | 0 | 955.2847
fall | geo_advanced_hd | electrolyzer | 2032 | 0 | 1007.6215
fall | geo_advanced_hd | electrolyzer | 2034 | 0 | 1066.3993
fall | geo_advanced_hd | electrolyzer | 2036 | 0 | 1131.8873
fall | geo_advanced_hd | electrolyzer | 2038 | 0 | 1194.7503
fall | geo_advanced_hd | electrolyzer | 2040 | 0 | 1256.8749
fall | geo_advanced_hd | electrolyzer | 2042 | 0 | 1318.1192
fall | geo_advanced_hd | electrolyzer | 2044 | 0 | 1377.233
fall | geo_advanced_hd | electrolyzer | 2046 | 0 | 1439.7324
fall | geo_advanced_hd | electrolyzer | 2048 | 0 | 1503.0943
fall | geo_advanced_hd | electrolyzer | 2050 | 0 | 1568.6567
spri | geo_advanced_hd | nuclear | 2010 | 103.7491 | 937.9945
spri | geo_advanced_hd | nuclear | 2012 | 103.7491 | 944.4643
spri | geo_advanced_hd | nuclear | 2014 | 99.5688 | 930.1846
spri | geo_advanced_hd | nuclear | 2016 | 100.208 | 912.438
spri | geo_advanced_hd | nuclear | 2018 | 99.6003 | 902.2362
spri | geo_advanced_hd | nuclear | 2020 | 96.5236 | 893.844
spri | geo_advanced_hd | nuclear | 2022 | 96.9468 | 958.6894
spri | geo_advanced_hd | nuclear | 2024 | 96.9468 | 902.9307
spri | geo_advanced_hd | nuclear | 2026 | 96.9468 | 903.5755
spri | geo_advanced_hd | nuclear | 2028 | 96.9468 | 917.4732
spri | geo_advanced_hd | nuclear | 2030 | 94.7068 | 933.4666
spri | geo_advanced_hd | nuclear | 2032 | 94.7068 | 975.0875
spri | geo_advanced_hd | nuclear | 2034 | 90.3319 | 1028.2912
spri | geo_advanced_hd | nuclear | 2036 | 90.3319 | 1083.9938
spri | geo_advanced_hd | nuclear | 2038 | 88.8678 | 1152.3206
spri | geo_advanced_hd | nuclear | 2040 | 88.8678 | 1205.5059
spri | geo_advanced_hd | nuclear | 2042 | 88.8678 | 1272.8049
spri | geo_advanced_hd | nuclear | 2044 | 88.8678 | 1327.0965
spri | geo_advanced_hd | nuclear | 2046 | 88.8678 | 1396.4339
spri | geo_advanced_hd | nuclear | 2048 | 88.8678 | 1463.1283
spri | geo_advanced_hd | nuclear | 2050 | 86.1586 | 1522.4646
spri | geo_advanced_hd | coal | 2010 | 296.7419 | 937.9945
spri | geo_advanced_hd | coal | 2012 | 291.2386 | 944.4643
spri | geo_advanced_hd | coal | 2014 | 281.2835 | 930.1846
spri | geo_advanced_hd | coal | 2016 | 258.6969 | 912.438
spri | geo_advanced_hd | coal | 2018 | 237.8386 | 902.2362
spri | geo_advanced_hd | coal | 2020 | 220.2663 | 893.844
spri | geo_advanced_hd | coal | 2022 | 202.02 | 958.6894
spri | geo_advanced_hd | coal | 2024 | 188.8209 | 902.9307
spri | geo_advanced_hd | coal | 2026 | 179.1543 | 903.5755
spri | geo_advanced_hd | coal | 2028 | 160.8632 | 917.4732
spri | geo_advanced_hd | coal | 2030 | 147.5732 | 933.4666
spri | geo_advanced_hd | coal | 2032 | 145.5723 | 975.0875
spri | geo_advanced_hd | coal | 2034 | 141.3916 | 1028.2912
spri | geo_advanced_hd | coal | 2036 | 140.0013 | 1083.9938
spri | geo_advanced_hd | coal | 2038 | 138.2942 | 1152.3206
spri | geo_advanced_hd | coal | 2040 | 135.4626 | 1205.5059
spri | geo_advanced_hd | coal | 2042 | 130.8823 | 1272.8049
spri | geo_advanced_hd | coal | 2044 | 121.1751 | 1327.0965
spri | geo_advanced_hd | coal | 2046 | 106.3074 | 1396.4339
spri | geo_advanced_hd | coal | 2048 | 91.9865 | 1463.1283
spri | geo_advanced_hd | coal | 2050 | 78.4621 | 1522.4646
spri | geo_advanced_hd | gas-cc | 2010 | 201.204 | 937.9945
spri | geo_advanced_hd | gas-cc | 2012 | 215.7431 | 944.4643
spri | geo_advanced_hd | gas-cc | 2014 | 225.5781 | 930.1846
spri | geo_advanced_hd | gas-cc | 2016 | 234.2477 | 912.438
spri | geo_advanced_hd | gas-cc | 2018 | 257.9461 | 902.2362
spri | geo_advanced_hd | gas-cc | 2020 | 268.2452 | 893.844
spri | geo_advanced_hd | gas-cc | 2022 | 280.5245 | 958.6894
spri | geo_advanced_hd | gas-cc | 2024 | 280.9563 | 902.9307
spri | geo_advanced_hd | gas-cc | 2026 | 283.0264 | 903.5755
spri | geo_advanced_hd | gas-cc | 2028 | 287.6199 | 917.4732
spri | geo_advanced_hd | gas-cc | 2030 | 284.4484 | 933.4666
spri | geo_advanced_hd | gas-cc | 2032 | 282.9443 | 975.0875
spri | geo_advanced_hd | gas-cc | 2034 | 286.2171 | 1028.2912
spri | geo_advanced_hd | gas-cc | 2036 | 286.0021 | 1083.9938
spri | geo_advanced_hd | gas-cc | 2038 | 289.7898 | 1152.3206
spri | geo_advanced_hd | gas-cc | 2040 | 292.9603 | 1205.5059
spri | geo_advanced_hd | gas-cc | 2042 | 300.7873 | 1272.8049
spri | geo_advanced_hd | gas-cc | 2044 | 307.4334 | 1327.0965
spri | geo_advanced_hd | gas-cc | 2046 | 309.9857 | 1396.4339
spri | geo_advanced_hd | gas-cc | 2048 | 324.8673 | 1463.1283
spri | geo_advanced_hd | gas-cc | 2050 | 332.5517 | 1522.4646
spri | geo_advanced_hd | gas-cc-ccs_mod_upgrade | 2010 | 0 | 937.9945
spri | geo_advanced_hd | gas-cc-ccs_mod_upgrade | 2012 | 0 | 944.4643
spri | geo_advanced_hd | gas-cc-ccs_mod_upgrade | 2014 | 0 | 930.1846
spri | geo_advanced_hd | gas-cc-ccs_mod_upgrade | 2016 | 0 | 912.438
spri | geo_advanced_hd | gas-cc-ccs_mod_upgrade | 2018 | 0 | 902.2362
spri | geo_advanced_hd | gas-cc-ccs_mod_upgrade | 2020 | 0 | 893.844
spri | geo_advanced_hd | gas-cc-ccs_mod_upgrade | 2022 | 0 | 958.6894
spri | geo_advanced_hd | gas-cc-ccs_mod_upgrade | 2024 | 0 | 902.9307
spri | geo_advanced_hd | gas-cc-ccs_mod_upgrade | 2026 | 0 | 903.5755
spri | geo_advanced_hd | gas-cc-ccs_mod_upgrade | 2028 | 2.5578 | 917.4732
spri | geo_advanced_hd | gas-cc-ccs_mod_upgrade | 2030 | 2.5578 | 933.4666
spri | geo_advanced_hd | gas-cc-ccs_mod_upgrade | 2032 | 2.5578 | 975.0875
spri | geo_advanced_hd | gas-cc-ccs_mod_upgrade | 2034 | 2.5578 | 1028.2912
spri | geo_advanced_hd | gas-cc-ccs_mod_upgrade | 2036 | 2.5578 | 1083.9938
spri | geo_advanced_hd | gas-cc-ccs_mod_upgrade | 2038 | 2.5578 | 1152.3206
spri | geo_advanced_hd | gas-cc-ccs_mod_upgrade | 2040 | 2.5578 | 1205.5059
spri | geo_advanced_hd | gas-cc-ccs_mod_upgrade | 2042 | 2.5578 | 1272.8049
spri | geo_advanced_hd | gas-cc-ccs_mod_upgrade | 2044 | 2.7614 | 1327.0965
spri | geo_advanced_hd | gas-cc-ccs_mod_upgrade | 2046 | 2.7614 | 1396.4339
spri | geo_advanced_hd | gas-cc-ccs_mod_upgrade | 2048 | 2.7614 | 1463.1283
spri | geo_advanced_hd | gas-cc-ccs_mod_upgrade | 2050 | 2.7614 | 1522.4646
spri | geo_advanced_hd | gas-ct | 2010 | 117.7223 | 937.9945
spri | geo_advanced_hd | gas-ct | 2012 | 120.809 | 944.4643
spri | geo_advanced_hd | gas-ct | 2014 | 123.8376 | 930.1846
spri | geo_advanced_hd | gas-ct | 2016 | 124.607 | 912.438
spri | geo_advanced_hd | gas-ct | 2018 | 126.4468 | 902.2362
spri | geo_advanced_hd | gas-ct | 2020 | 127.2537 | 893.844
spri | geo_advanced_hd | gas-ct | 2022 | 130.2369 | 958.6894
spri | geo_advanced_hd | gas-ct | 2024 | 112.4741 | 902.9307
spri | geo_advanced_hd | gas-ct | 2026 | 110.2674 | 903.5755
spri | geo_advanced_hd | gas-ct | 2028 | 111.1016 | 917.4732
spri | geo_advanced_hd | gas-ct | 2030 | 109.5539 | 933.4666
spri | geo_advanced_hd | gas-ct | 2032 | 109.9464 | 975.0875
spri | geo_advanced_hd | gas-ct | 2034 | 116.2501 | 1028.2912
spri | geo_advanced_hd | gas-ct | 2036 | 128.54 | 1083.9938
spri | geo_advanced_hd | gas-ct | 2038 | 141.4529 | 1152.3206
spri | geo_advanced_hd | gas-ct | 2040 | 154.7189 | 1205.5059
spri | geo_advanced_hd | gas-ct | 2042 | 194.3277 | 1272.8049
spri | geo_advanced_hd | gas-ct | 2044 | 246.5469 | 1327.0965
spri | geo_advanced_hd | gas-ct | 2046 | 314.5413 | 1396.4339
spri | geo_advanced_hd | gas-ct | 2048 | 373.7102 | 1463.1283
spri | geo_advanced_hd | gas-ct | 2050 | 430.6791 | 1522.4646
spri | geo_advanced_hd | o-g-s | 2010 | 140.2354 | 937.9945
spri | geo_advanced_hd | o-g-s | 2012 | 132.4567 | 944.4643
spri | geo_advanced_hd | o-g-s | 2014 | 123.1645 | 930.1846
spri | geo_advanced_hd | o-g-s | 2016 | 110.9605 | 912.438
spri | geo_advanced_hd | o-g-s | 2018 | 96.372 | 902.2362
spri | geo_advanced_hd | o-g-s | 2020 | 89.885 | 893.844
spri | geo_advanced_hd | o-g-s | 2022 | 85.1197 | 958.6894
spri | geo_advanced_hd | o-g-s | 2024 | 35.5965 | 902.9307
spri | geo_advanced_hd | o-g-s | 2026 | 32.9934 | 903.5755
spri | geo_advanced_hd | o-g-s | 2028 | 31.3389 | 917.4732
spri | geo_advanced_hd | o-g-s | 2030 | 27.1307 | 933.4666
spri | geo_advanced_hd | o-g-s | 2032 | 26.3554 | 975.0875
spri | geo_advanced_hd | o-g-s | 2034 | 24.9497 | 1028.2912
spri | geo_advanced_hd | o-g-s | 2036 | 24.1905 | 1083.9938
spri | geo_advanced_hd | o-g-s | 2038 | 22.762 | 1152.3206
spri | geo_advanced_hd | o-g-s | 2040 | 21.7337 | 1205.5059
spri | geo_advanced_hd | o-g-s | 2042 | 20.285 | 1272.8049
spri | geo_advanced_hd | o-g-s | 2044 | 18.3742 | 1327.0965
spri | geo_advanced_hd | o-g-s | 2046 | 16.4113 | 1396.4339
spri | geo_advanced_hd | o-g-s | 2048 | 13.0279 | 1463.1283
spri | geo_advanced_hd | o-g-s | 2050 | 7.9392 | 1522.4646
spri | geo_advanced_hd | hydro | 2010 | 55.9964 | 937.9945
spri | geo_advanced_hd | hydro | 2012 | 55.3306 | 944.4643
spri | geo_advanced_hd | hydro | 2014 | 54.859 | 930.1846
spri | geo_advanced_hd | hydro | 2016 | 54.2139 | 912.438
spri | geo_advanced_hd | hydro | 2018 | 56.5326 | 902.2362
spri | geo_advanced_hd | hydro | 2020 | 56.8694 | 893.844
spri | geo_advanced_hd | hydro | 2022 | 56.9373 | 958.6894
spri | geo_advanced_hd | hydro | 2024 | 56.9596 | 902.9307
spri | geo_advanced_hd | hydro | 2026 | 58.1832 | 903.5755
spri | geo_advanced_hd | hydro | 2028 | 59.3495 | 917.4732
spri | geo_advanced_hd | hydro | 2030 | 59.4153 | 933.4666
spri | geo_advanced_hd | hydro | 2032 | 59.5164 | 975.0875
spri | geo_advanced_hd | hydro | 2034 | 59.7483 | 1028.2912
spri | geo_advanced_hd | hydro | 2036 | 59.9085 | 1083.9938
spri | geo_advanced_hd | hydro | 2038 | 60.1138 | 1152.3206
spri | geo_advanced_hd | hydro | 2040 | 60.2865 | 1205.5059
spri | geo_advanced_hd | hydro | 2042 | 60.4591 | 1272.8049
spri | geo_advanced_hd | hydro | 2044 | 60.6368 | 1327.0965
spri | geo_advanced_hd | hydro | 2046 | 60.8173 | 1396.4339
spri | geo_advanced_hd | hydro | 2048 | 60.9978 | 1463.1283
spri | geo_advanced_hd | hydro | 2050 | 61.1683 | 1522.4646
spri | geo_advanced_hd | geothermal | 2010 | 2.6812 | 937.9945
spri | geo_advanced_hd | geothermal | 2012 | 2.8162 | 944.4643
spri | geo_advanced_hd | geothermal | 2014 | 2.9016 | 930.1846
spri | geo_advanced_hd | geothermal | 2016 | 2.9516 | 912.438
spri | geo_advanced_hd | geothermal | 2018 | 3.0119 | 902.2362
spri | geo_advanced_hd | geothermal | 2020 | 4.2151 | 893.844
spri | geo_advanced_hd | geothermal | 2022 | 4.2571 | 958.6894
spri | geo_advanced_hd | geothermal | 2024 | 4.2571 | 902.9307
spri | geo_advanced_hd | geothermal | 2026 | 4.2571 | 903.5755
spri | geo_advanced_hd | geothermal | 2028 | 7.0823 | 917.4732
spri | geo_advanced_hd | geothermal | 2030 | 7.0823 | 933.4666
spri | geo_advanced_hd | geothermal | 2032 | 7.0823 | 975.0875
spri | geo_advanced_hd | geothermal | 2034 | 8.7827 | 1028.2912
spri | geo_advanced_hd | geothermal | 2036 | 8.9777 | 1083.9938
spri | geo_advanced_hd | geothermal | 2038 | 9.1728 | 1152.3206
spri | geo_advanced_hd | geothermal | 2040 | 11.026 | 1205.5059
spri | geo_advanced_hd | geothermal | 2042 | 15.2944 | 1272.8049
spri | geo_advanced_hd | geothermal | 2044 | 16.0342 | 1327.0965
spri | geo_advanced_hd | geothermal | 2046 | 16.7949 | 1396.4339
spri | geo_advanced_hd | geothermal | 2048 | 17.8648 | 1463.1283
spri | geo_advanced_hd | geothermal | 2050 | 20.3855 | 1522.4646
spri | geo_advanced_hd | biopower | 2010 | 2.8885 | 937.9945
spri | geo_advanced_hd | biopower | 2012 | 2.9776 | 944.4643
spri | geo_advanced_hd | biopower | 2014 | 3.4299 | 930.1846
spri | geo_advanced_hd | biopower | 2016 | 3.2245 | 912.438
spri | geo_advanced_hd | biopower | 2018 | 3.184 | 902.2362
spri | geo_advanced_hd | biopower | 2020 | 3.0193 | 893.844
spri | geo_advanced_hd | biopower | 2022 | 2.8851 | 958.6894
spri | geo_advanced_hd | biopower | 2024 | 2.8881 | 902.9307
spri | geo_advanced_hd | biopower | 2026 | 2.8881 | 903.5755
spri | geo_advanced_hd | biopower | 2028 | 2.6292 | 917.4732
spri | geo_advanced_hd | biopower | 2030 | 2.393 | 933.4666
spri | geo_advanced_hd | biopower | 2032 | 2.0992 | 975.0875
spri | geo_advanced_hd | biopower | 2034 | 1.7199 | 1028.2912
spri | geo_advanced_hd | biopower | 2036 | 1.5139 | 1083.9938
spri | geo_advanced_hd | biopower | 2038 | 1.3738 | 1152.3206
spri | geo_advanced_hd | biopower | 2040 | 1.3388 | 1205.5059
spri | geo_advanced_hd | biopower | 2042 | 1.2559 | 1272.8049
spri | geo_advanced_hd | biopower | 2044 | 1.1709 | 1327.0965
spri | geo_advanced_hd | biopower | 2046 | 1.1659 | 1396.4339
spri | geo_advanced_hd | biopower | 2048 | 1.1329 | 1463.1283
spri | geo_advanced_hd | biopower | 2050 | 1.1286 | 1522.4646
spri | geo_advanced_hd | lfill-gas | 2010 | 3.4027 | 937.9945
spri | geo_advanced_hd | lfill-gas | 2012 | 3.6413 | 944.4643
spri | geo_advanced_hd | lfill-gas | 2014 | 3.7416 | 930.1846
spri | geo_advanced_hd | lfill-gas | 2016 | 3.7374 | 912.438
spri | geo_advanced_hd | lfill-gas | 2018 | 3.6803 | 902.2362
spri | geo_advanced_hd | lfill-gas | 2020 | 3.5039 | 893.844
spri | geo_advanced_hd | lfill-gas | 2022 | 3.5006 | 958.6894
spri | geo_advanced_hd | lfill-gas | 2024 | 3.5006 | 902.9307
spri | geo_advanced_hd | lfill-gas | 2026 | 3.5006 | 903.5755
spri | geo_advanced_hd | lfill-gas | 2028 | 3.4646 | 917.4732
spri | geo_advanced_hd | lfill-gas | 2030 | 3.4646 | 933.4666
spri | geo_advanced_hd | lfill-gas | 2032 | 3.4646 | 975.0875
spri | geo_advanced_hd | lfill-gas | 2034 | 3.4646 | 1028.2912
spri | geo_advanced_hd | lfill-gas | 2036 | 3.4646 | 1083.9938
spri | geo_advanced_hd | lfill-gas | 2038 | 3.4646 | 1152.3206
spri | geo_advanced_hd | lfill-gas | 2040 | 3.4646 | 1205.5059
spri | geo_advanced_hd | lfill-gas | 2042 | 3.4646 | 1272.8049
spri | geo_advanced_hd | lfill-gas | 2044 | 3.4646 | 1327.0965
spri | geo_advanced_hd | lfill-gas | 2046 | 3.4646 | 1396.4339
spri | geo_advanced_hd | lfill-gas | 2048 | 3.4646 | 1463.1283
spri | geo_advanced_hd | lfill-gas | 2050 | 3.4646 | 1522.4646
spri | geo_advanced_hd | wind-ons | 2010 | 1.6374 | 937.9945
spri | geo_advanced_hd | wind-ons | 2012 | 7.4807 | 944.4643
spri | geo_advanced_hd | wind-ons | 2014 | 2.3639 | 930.1846
spri | geo_advanced_hd | wind-ons | 2016 | 7.1303 | 912.438
spri | geo_advanced_hd | wind-ons | 2018 | 5.3022 | 902.2362
spri | geo_advanced_hd | wind-ons | 2020 | 10.504 | 893.844
spri | geo_advanced_hd | wind-ons | 2022 | 30.0532 | 958.6894
spri | geo_advanced_hd | wind-ons | 2024 | 39.3052 | 902.9307
spri | geo_advanced_hd | wind-ons | 2026 | 47.9307 | 903.5755
spri | geo_advanced_hd | wind-ons | 2028 | 60.4586 | 917.4732
spri | geo_advanced_hd | wind-ons | 2030 | 71.9414 | 933.4666
spri | geo_advanced_hd | wind-ons | 2032 | 78.4656 | 975.0875
spri | geo_advanced_hd | wind-ons | 2034 | 91.7423 | 1028.2912
spri | geo_advanced_hd | wind-ons | 2036 | 104.4338 | 1083.9938
spri | geo_advanced_hd | wind-ons | 2038 | 112.8393 | 1152.3206
spri | geo_advanced_hd | wind-ons | 2040 | 118.0114 | 1205.5059
spri | geo_advanced_hd | wind-ons | 2042 | 121.8182 | 1272.8049
spri | geo_advanced_hd | wind-ons | 2044 | 126.9083 | 1327.0965
spri | geo_advanced_hd | wind-ons | 2046 | 127.4875 | 1396.4339
spri | geo_advanced_hd | wind-ons | 2048 | 129.6126 | 1463.1283
spri | geo_advanced_hd | wind-ons | 2050 | 137.6189 | 1522.4646
spri | geo_advanced_hd | wind-ofs | 2010 | 0 | 937.9945
spri | geo_advanced_hd | wind-ofs | 2012 | 0 | 944.4643
spri | geo_advanced_hd | wind-ofs | 2014 | 0 | 930.1846
spri | geo_advanced_hd | wind-ofs | 2016 | 0.011941 | 912.438
spri | geo_advanced_hd | wind-ofs | 2018 | 0 | 902.2362
spri | geo_advanced_hd | wind-ofs | 2020 | 0.0048828 | 893.844
spri | geo_advanced_hd | wind-ofs | 2022 | 0.023499 | 958.6894
spri | geo_advanced_hd | wind-ofs | 2024 | 0.88698 | 902.9307
spri | geo_advanced_hd | wind-ofs | 2026 | 2.3012 | 903.5755
spri | geo_advanced_hd | wind-ofs | 2028 | 3.9496 | 917.4732
spri | geo_advanced_hd | wind-ofs | 2030 | 5.5897 | 933.4666
spri | geo_advanced_hd | wind-ofs | 2032 | 7.3128 | 975.0875
spri | geo_advanced_hd | wind-ofs | 2034 | 9.0236 | 1028.2912
spri | geo_advanced_hd | wind-ofs | 2036 | 11.1587 | 1083.9938
spri | geo_advanced_hd | wind-ofs | 2038 | 11.8857 | 1152.3206
spri | geo_advanced_hd | wind-ofs | 2040 | 12.0235 | 1205.5059
spri | geo_advanced_hd | wind-ofs | 2042 | 13.5783 | 1272.8049
spri | geo_advanced_hd | wind-ofs | 2044 | 15.5516 | 1327.0965
spri | geo_advanced_hd | wind-ofs | 2046 | 15.9483 | 1396.4339
spri | geo_advanced_hd | wind-ofs | 2048 | 16.6845 | 1463.1283
spri | geo_advanced_hd | wind-ofs | 2050 | 17.0746 | 1522.4646
spri | geo_advanced_hd | csp | 2010 | 0 | 937.9945
spri | geo_advanced_hd | csp | 2012 | 0 | 944.4643
spri | geo_advanced_hd | csp | 2014 | 0 | 930.1846
spri | geo_advanced_hd | csp | 2016 | 0 | 912.438
spri | geo_advanced_hd | csp | 2018 | 0 | 902.2362
spri | geo_advanced_hd | csp | 2020 | 0 | 893.844
spri | geo_advanced_hd | csp | 2022 | 0 | 958.6894
spri | geo_advanced_hd | csp | 2024 | 0 | 902.9307
spri | geo_advanced_hd | csp | 2026 | 0 | 903.5755
spri | geo_advanced_hd | csp | 2028 | 0 | 917.4732
spri | geo_advanced_hd | csp | 2030 | 0 | 933.4666
spri | geo_advanced_hd | csp | 2032 | 0 | 975.0875
spri | geo_advanced_hd | csp | 2034 | 0 | 1028.2912
spri | geo_advanced_hd | csp | 2036 | 0 | 1083.9938
spri | geo_advanced_hd | csp | 2038 | 0 | 1152.3206
spri | geo_advanced_hd | csp | 2040 | 0.31656 | 1205.5059
spri | geo_advanced_hd | csp | 2042 | 0.84564 | 1272.8049
spri | geo_advanced_hd | csp | 2044 | 1.0638 | 1327.0965
spri | geo_advanced_hd | csp | 2046 | 1.2516 | 1396.4339
spri | geo_advanced_hd | csp | 2048 | 1.4685 | 1463.1283
spri | geo_advanced_hd | csp | 2050 | 1.5785 | 1522.4646
spri | geo_advanced_hd | upv | 2010 | 0.044077 | 937.9945
spri | geo_advanced_hd | upv | 2012 | 0.54147 | 944.4643
spri | geo_advanced_hd | upv | 2014 | 1.5511 | 930.1846
spri | geo_advanced_hd | upv | 2016 | 2.7598 | 912.438
spri | geo_advanced_hd | upv | 2018 | 2.2559 | 902.2362
spri | geo_advanced_hd | upv | 2020 | 3.9142 | 893.844
spri | geo_advanced_hd | upv | 2022 | 40.4783 | 958.6894
spri | geo_advanced_hd | upv | 2024 | 52.514 | 902.9307
spri | geo_advanced_hd | upv | 2026 | 51.1685 | 903.5755
spri | geo_advanced_hd | upv | 2028 | 53.0419 | 917.4732
spri | geo_advanced_hd | upv | 2030 | 58.6861 | 933.4666
spri | geo_advanced_hd | upv | 2032 | 64.5444 | 975.0875
spri | geo_advanced_hd | upv | 2034 | 69.3924 | 1028.2912
spri | geo_advanced_hd | upv | 2036 | 74.7352 | 1083.9938
spri | geo_advanced_hd | upv | 2038 | 84.231 | 1152.3206
spri | geo_advanced_hd | upv | 2040 | 92.4509 | 1205.5059
spri | geo_advanced_hd | upv | 2042 | 93.6536 | 1272.8049
spri | geo_advanced_hd | upv | 2044 | 93.9007 | 1327.0965
spri | geo_advanced_hd | upv | 2046 | 96.72 | 1396.4339
spri | geo_advanced_hd | upv | 2048 | 100.2657 | 1463.1283
spri | geo_advanced_hd | upv | 2050 | 98.8826 | 1522.4646
spri | geo_advanced_hd | dupv | 2010 | 0.015679 | 937.9945
spri | geo_advanced_hd | dupv | 2012 | 0.13235 | 944.4643
spri | geo_advanced_hd | dupv | 2014 | 0.23612 | 930.1846
spri | geo_advanced_hd | dupv | 2016 | 0.29002 | 912.438
spri | geo_advanced_hd | dupv | 2018 | 0.35557 | 902.2362
spri | geo_advanced_hd | dupv | 2020 | 0.32674 | 893.844
spri | geo_advanced_hd | dupv | 2022 | 2.0777 | 958.6894
spri | geo_advanced_hd | dupv | 2024 | 1.6468 | 902.9307
spri | geo_advanced_hd | dupv | 2026 | 1.0191 | 903.5755
spri | geo_advanced_hd | dupv | 2028 | 0.80357 | 917.4732
spri | geo_advanced_hd | dupv | 2030 | 0.6883 | 933.4666
spri | geo_advanced_hd | dupv | 2032 | 0.55289 | 975.0875
spri | geo_advanced_hd | dupv | 2034 | 0.53004 | 1028.2912
spri | geo_advanced_hd | dupv | 2036 | 0.52121 | 1083.9938
spri | geo_advanced_hd | dupv | 2038 | 0.49766 | 1152.3206
spri | geo_advanced_hd | dupv | 2040 | 0.506 | 1205.5059
spri | geo_advanced_hd | dupv | 2042 | 0.63185 | 1272.8049
spri | geo_advanced_hd | dupv | 2044 | 0.56985 | 1327.0965
spri | geo_advanced_hd | dupv | 2046 | 0.5076 | 1396.4339
spri | geo_advanced_hd | dupv | 2048 | 0.42483 | 1463.1283
spri | geo_advanced_hd | dupv | 2050 | 0.39055 | 1522.4646
spri | geo_advanced_hd | distpv | 2010 | 0 | 937.9945
spri | geo_advanced_hd | distpv | 2012 | 0 | 944.4643
spri | geo_advanced_hd | distpv | 2014 | 0 | 930.1846
spri | geo_advanced_hd | distpv | 2016 | 0 | 912.438
spri | geo_advanced_hd | distpv | 2018 | 0 | 902.2362
spri | geo_advanced_hd | distpv | 2020 | 0 | 893.844
spri | geo_advanced_hd | distpv | 2022 | 7.3388 | 958.6894
spri | geo_advanced_hd | distpv | 2024 | 7.2308 | 902.9307
spri | geo_advanced_hd | distpv | 2026 | 7.3096 | 903.5755
spri | geo_advanced_hd | distpv | 2028 | 7.3492 | 917.4732
spri | geo_advanced_hd | distpv | 2030 | 9.8189 | 933.4666
spri | geo_advanced_hd | distpv | 2032 | 10.6204 | 975.0875
spri | geo_advanced_hd | distpv | 2034 | 11.8887 | 1028.2912
spri | geo_advanced_hd | distpv | 2036 | 12.7609 | 1083.9938
spri | geo_advanced_hd | distpv | 2038 | 13.0687 | 1152.3206
spri | geo_advanced_hd | distpv | 2040 | 13.5794 | 1205.5059
spri | geo_advanced_hd | distpv | 2042 | 13.6557 | 1272.8049
spri | geo_advanced_hd | distpv | 2044 | 14.5285 | 1327.0965
spri | geo_advanced_hd | distpv | 2046 | 15.3928 | 1396.4339
spri | geo_advanced_hd | distpv | 2048 | 16.5603 | 1463.1283
spri | geo_advanced_hd | distpv | 2050 | 16.7804 | 1522.4646
spri | geo_advanced_hd | pvb | 2010 | 0 | 937.9945
spri | geo_advanced_hd | pvb | 2012 | 0 | 944.4643
spri | geo_advanced_hd | pvb | 2014 | 0 | 930.1846
spri | geo_advanced_hd | pvb | 2016 | 0 | 912.438
spri | geo_advanced_hd | pvb | 2018 | 0 | 902.2362
spri | geo_advanced_hd | pvb | 2020 | 0 | 893.844
spri | geo_advanced_hd | pvb | 2022 | 2.2649 | 958.6894
spri | geo_advanced_hd | pvb | 2024 | 2.9494 | 902.9307
spri | geo_advanced_hd | pvb | 2026 | 1.815 | 903.5755
spri | geo_advanced_hd | pvb | 2028 | 1.8273 | 917.4732
spri | geo_advanced_hd | pvb | 2030 | 3.7271 | 933.4666
spri | geo_advanced_hd | pvb | 2032 | 7.8565 | 975.0875
spri | geo_advanced_hd | pvb | 2034 | 10.8323 | 1028.2912
spri | geo_advanced_hd | pvb | 2036 | 14.1627 | 1083.9938
spri | geo_advanced_hd | pvb | 2038 | 19.4066 | 1152.3206
spri | geo_advanced_hd | pvb | 2040 | 15.1538 | 1205.5059
spri | geo_advanced_hd | pvb | 2042 | 13.98 | 1272.8049
spri | geo_advanced_hd | pvb | 2044 | 17.5382 | 1327.0965
spri | geo_advanced_hd | pvb | 2046 | 13.0851 | 1396.4339
spri | geo_advanced_hd | pvb | 2048 | 15.5957 | 1463.1283
spri | geo_advanced_hd | pvb | 2050 | 14.3706 | 1522.4646
spri | geo_advanced_hd | battery_2 | 2010 | 0.00586 | 937.9945
spri | geo_advanced_hd | battery_2 | 2012 | 0 | 944.4643
spri | geo_advanced_hd | battery_2 | 2014 | 0 | 930.1846
spri | geo_advanced_hd | battery_2 | 2016 | 0 | 912.438
spri | geo_advanced_hd | battery_2 | 2018 | 0 | 902.2362
spri | geo_advanced_hd | battery_2 | 2020 | 0 | 893.844
spri | geo_advanced_hd | battery_2 | 2022 | 0.0974 | 958.6894
spri | geo_advanced_hd | battery_2 | 2024 | 0.3049 | 902.9307
spri | geo_advanced_hd | battery_2 | 2026 | 0.43326 | 903.5755
spri | geo_advanced_hd | battery_2 | 2028 | 1.3262 | 917.4732
spri | geo_advanced_hd | battery_2 | 2030 | 0.37937 | 933.4666
spri | geo_advanced_hd | battery_2 | 2032 | 2.864 | 975.0875
spri | geo_advanced_hd | battery_2 | 2034 | 2.5619 | 1028.2912
spri | geo_advanced_hd | battery_2 | 2036 | 2.4074 | 1083.9938
spri | geo_advanced_hd | battery_2 | 2038 | 1.2626 | 1152.3206
spri | geo_advanced_hd | battery_2 | 2040 | 3.6673 | 1205.5059
spri | geo_advanced_hd | battery_2 | 2042 | 2.6907 | 1272.8049
spri | geo_advanced_hd | battery_2 | 2044 | 7.0789 | 1327.0965
spri | geo_advanced_hd | battery_2 | 2046 | 5.6916 | 1396.4339
spri | geo_advanced_hd | battery_2 | 2048 | 10.3518 | 1463.1283
spri | geo_advanced_hd | battery_2 | 2050 | 4.0006 | 1522.4646
spri | geo_advanced_hd | battery_4 | 2010 | 0 | 937.9945
spri | geo_advanced_hd | battery_4 | 2012 | 0 | 944.4643
spri | geo_advanced_hd | battery_4 | 2014 | 0 | 930.1846
spri | geo_advanced_hd | battery_4 | 2016 | 0 | 912.438
spri | geo_advanced_hd | battery_4 | 2018 | 0 | 902.2362
spri | geo_advanced_hd | battery_4 | 2020 | 0 | 893.844
spri | geo_advanced_hd | battery_4 | 2022 | 4.1225e-07 | 958.6894
spri | geo_advanced_hd | battery_4 | 2024 | 1.4928 | 902.9307
spri | geo_advanced_hd | battery_4 | 2026 | 4.9495 | 903.5755
spri | geo_advanced_hd | battery_4 | 2028 | 7.7451 | 917.4732
spri | geo_advanced_hd | battery_4 | 2030 | 14.6618 | 933.4666
spri | geo_advanced_hd | battery_4 | 2032 | 14.7967 | 975.0875
spri | geo_advanced_hd | battery_4 | 2034 | 28.201 | 1028.2912
spri | geo_advanced_hd | battery_4 | 2036 | 21.7327 | 1083.9938
spri | geo_advanced_hd | battery_4 | 2038 | 38.0232 | 1152.3206
spri | geo_advanced_hd | battery_4 | 2040 | 35.3311 | 1205.5059
spri | geo_advanced_hd | battery_4 | 2042 | 45.4638 | 1272.8049
spri | geo_advanced_hd | battery_4 | 2044 | 51.437 | 1327.0965
spri | geo_advanced_hd | battery_4 | 2046 | 56.8141 | 1396.4339
spri | geo_advanced_hd | battery_4 | 2048 | 66.2288 | 1463.1283
spri | geo_advanced_hd | battery_4 | 2050 | 79.4167 | 1522.4646
spri | geo_advanced_hd | battery_6 | 2010 | 0 | 937.9945
spri | geo_advanced_hd | battery_6 | 2012 | 0 | 944.4643
spri | geo_advanced_hd | battery_6 | 2014 | 0 | 930.1846
spri | geo_advanced_hd | battery_6 | 2016 | 0 | 912.438
spri | geo_advanced_hd | battery_6 | 2018 | 0 | 902.2362
spri | geo_advanced_hd | battery_6 | 2020 | 0 | 893.844
spri | geo_advanced_hd | battery_6 | 2022 | 0 | 958.6894
spri | geo_advanced_hd | battery_6 | 2024 | 0 | 902.9307
spri | geo_advanced_hd | battery_6 | 2026 | 0 | 903.5755
spri | geo_advanced_hd | battery_6 | 2028 | 1.686 | 917.4732
spri | geo_advanced_hd | battery_6 | 2030 | 10.78 | 933.4666
spri | geo_advanced_hd | battery_6 | 2032 | 24.8214 | 975.0875
spri | geo_advanced_hd | battery_6 | 2034 | 33.1662 | 1028.2912
spri | geo_advanced_hd | battery_6 | 2036 | 58.6716 | 1083.9938
spri | geo_advanced_hd | battery_6 | 2038 | 58.5844 | 1152.3206
spri | geo_advanced_hd | battery_6 | 2040 | 76.0096 | 1205.5059
spri | geo_advanced_hd | battery_6 | 2042 | 82.3275 | 1272.8049
spri | geo_advanced_hd | battery_6 | 2044 | 61.544 | 1327.0965
spri | geo_advanced_hd | battery_6 | 2046 | 73.2257 | 1396.4339
spri | geo_advanced_hd | battery_6 | 2048 | 53.9574 | 1463.1283
spri | geo_advanced_hd | battery_6 | 2050 | 70.3848 | 1522.4646
spri | geo_advanced_hd | battery_8 | 2010 | 0 | 937.9945
spri | geo_advanced_hd | battery_8 | 2012 | 0 | 944.4643
spri | geo_advanced_hd | battery_8 | 2014 | 0 | 930.1846
spri | geo_advanced_hd | battery_8 | 2016 | 0 | 912.438
spri | geo_advanced_hd | battery_8 | 2018 | 0 | 902.2362
spri | geo_advanced_hd | battery_8 | 2020 | 0 | 893.844
spri | geo_advanced_hd | battery_8 | 2022 | 0 | 958.6894
spri | geo_advanced_hd | battery_8 | 2024 | 0 | 902.9307
spri | geo_advanced_hd | battery_8 | 2026 | 0 | 903.5755
spri | geo_advanced_hd | battery_8 | 2028 | 0 | 917.4732
spri | geo_advanced_hd | battery_8 | 2030 | 0.38736 | 933.4666
spri | geo_advanced_hd | battery_8 | 2032 | 4.6577 | 975.0875
spri | geo_advanced_hd | battery_8 | 2034 | 5.1995 | 1028.2912
spri | geo_advanced_hd | battery_8 | 2036 | 11.8497 | 1083.9938
spri | geo_advanced_hd | battery_8 | 2038 | 25.8459 | 1152.3206
spri | geo_advanced_hd | battery_8 | 2040 | 35.4916 | 1205.5059
spri | geo_advanced_hd | battery_8 | 2042 | 38.3387 | 1272.8049
spri | geo_advanced_hd | battery_8 | 2044 | 45.2414 | 1327.0965
spri | geo_advanced_hd | battery_8 | 2046 | 38.029 | 1396.4339
spri | geo_advanced_hd | battery_8 | 2048 | 36.1995 | 1463.1283
spri | geo_advanced_hd | battery_8 | 2050 | 27.3475 | 1522.4646
spri | geo_advanced_hd | battery_10 | 2010 | 0 | 937.9945
spri | geo_advanced_hd | battery_10 | 2012 | 0 | 944.4643
spri | geo_advanced_hd | battery_10 | 2014 | 0 | 930.1846
spri | geo_advanced_hd | battery_10 | 2016 | 0 | 912.438
spri | geo_advanced_hd | battery_10 | 2018 | 0 | 902.2362
spri | geo_advanced_hd | battery_10 | 2020 | 0 | 893.844
spri | geo_advanced_hd | battery_10 | 2022 | 0 | 958.6894
spri | geo_advanced_hd | battery_10 | 2024 | 0 | 902.9307
spri | geo_advanced_hd | battery_10 | 2026 | 0 | 903.5755
spri | geo_advanced_hd | battery_10 | 2028 | 0 | 917.4732
spri | geo_advanced_hd | battery_10 | 2030 | 0 | 933.4666
spri | geo_advanced_hd | battery_10 | 2032 | 0 | 975.0875
spri | geo_advanced_hd | battery_10 | 2034 | 0 | 1028.2912
spri | geo_advanced_hd | battery_10 | 2036 | 0.33557 | 1083.9938
spri | geo_advanced_hd | battery_10 | 2038 | 0 | 1152.3206
spri | geo_advanced_hd | battery_10 | 2040 | 0.80472 | 1205.5059
spri | geo_advanced_hd | battery_10 | 2042 | 0 | 1272.8049
spri | geo_advanced_hd | battery_10 | 2044 | 0 | 1327.0965
spri | geo_advanced_hd | battery_10 | 2046 | 0.80472 | 1396.4339
spri | geo_advanced_hd | battery_10 | 2048 | 0 | 1463.1283
spri | geo_advanced_hd | battery_10 | 2050 | 0 | 1522.4646
spri | geo_advanced_hd | pumped-hydro | 2010 | 5.8803 | 937.9945
spri | geo_advanced_hd | pumped-hydro | 2012 | 0 | 944.4643
spri | geo_advanced_hd | pumped-hydro | 2014 | 0 | 930.1846
spri | geo_advanced_hd | pumped-hydro | 2016 | 0 | 912.438
spri | geo_advanced_hd | pumped-hydro | 2018 | 0 | 902.2362
spri | geo_advanced_hd | pumped-hydro | 2020 | 0 | 893.844
spri | geo_advanced_hd | pumped-hydro | 2022 | 5.6125 | 958.6894
spri | geo_advanced_hd | pumped-hydro | 2024 | 5.8251 | 902.9307
spri | geo_advanced_hd | pumped-hydro | 2026 | 6.0223 | 903.5755
spri | geo_advanced_hd | pumped-hydro | 2028 | 5.8481 | 917.4732
spri | geo_advanced_hd | pumped-hydro | 2030 | 7.7247 | 933.4666
spri | geo_advanced_hd | pumped-hydro | 2032 | 13.6813 | 975.0875
spri | geo_advanced_hd | pumped-hydro | 2034 | 19.7458 | 1028.2912
spri | geo_advanced_hd | pumped-hydro | 2036 | 15.3906 | 1083.9938
spri | geo_advanced_hd | pumped-hydro | 2038 | 18.5975 | 1152.3206
spri | geo_advanced_hd | pumped-hydro | 2040 | 19.6024 | 1205.5059
spri | geo_advanced_hd | pumped-hydro | 2042 | 17.4983 | 1272.8049
spri | geo_advanced_hd | pumped-hydro | 2044 | 15.1282 | 1327.0965
spri | geo_advanced_hd | pumped-hydro | 2046 | 20.218 | 1396.4339
spri | geo_advanced_hd | pumped-hydro | 2048 | 26.9569 | 1463.1283
spri | geo_advanced_hd | pumped-hydro | 2050 | 19.7793 | 1522.4646
spri | geo_advanced_hd | Canada | 2010 | 5.7897 | 937.9945
spri | geo_advanced_hd | Canada | 2012 | 7.5475 | 944.4643
spri | geo_advanced_hd | Canada | 2014 | 7.6689 | 930.1846
spri | geo_advanced_hd | Canada | 2016 | 9.3983 | 912.438
spri | geo_advanced_hd | Canada | 2018 | 9.7098 | 902.2362
spri | geo_advanced_hd | Canada | 2020 | 9.3126 | 893.844
spri | geo_advanced_hd | Canada | 2022 | 8.3152 | 958.6894
spri | geo_advanced_hd | Canada | 2024 | 8.3747 | 902.9307
spri | geo_advanced_hd | Canada | 2026 | 9.4089 | 903.5755
spri | geo_advanced_hd | Canada | 2028 | 10.4838 | 917.4732
spri | geo_advanced_hd | Canada | 2030 | 10.7558 | 933.4666
spri | geo_advanced_hd | Canada | 2032 | 10.6683 | 975.0875
spri | geo_advanced_hd | Canada | 2034 | 10.5939 | 1028.2912
spri | geo_advanced_hd | Canada | 2036 | 10.3455 | 1083.9938
spri | geo_advanced_hd | Canada | 2038 | 10.2286 | 1152.3206
spri | geo_advanced_hd | Canada | 2040 | 10.1407 | 1205.5059
spri | geo_advanced_hd | Canada | 2042 | 10.1407 | 1272.8049
spri | geo_advanced_hd | Canada | 2044 | 10.1407 | 1327.0965
spri | geo_advanced_hd | Canada | 2046 | 10.1407 | 1396.4339
spri | geo_advanced_hd | Canada | 2048 | 10.1407 | 1463.1283
spri | geo_advanced_hd | Canada | 2050 | 10.1407 | 1522.4646
spri | geo_advanced_hd | smr | 2010 | 0 | 937.9945
spri | geo_advanced_hd | smr | 2012 | 0 | 944.4643
spri | geo_advanced_hd | smr | 2014 | 0 | 930.1846
spri | geo_advanced_hd | smr | 2016 | 0 | 912.438
spri | geo_advanced_hd | smr | 2018 | 0 | 902.2362
spri | geo_advanced_hd | smr | 2020 | 0 | 893.844
spri | geo_advanced_hd | smr | 2022 | 0 | 958.6894
spri | geo_advanced_hd | smr | 2024 | 0 | 902.9307
spri | geo_advanced_hd | smr | 2026 | 0 | 903.5755
spri | geo_advanced_hd | smr | 2028 | 0 | 917.4732
spri | geo_advanced_hd | smr | 2030 | 0 | 933.4666
spri | geo_advanced_hd | smr | 2032 | 0 | 975.0875
spri | geo_advanced_hd | smr | 2034 | 0 | 1028.2912
spri | geo_advanced_hd | smr | 2036 | 0 | 1083.9938
spri | geo_advanced_hd | smr | 2038 | 0 | 1152.3206
spri | geo_advanced_hd | smr | 2040 | 0 | 1205.5059
spri | geo_advanced_hd | smr | 2042 | 0 | 1272.8049
spri | geo_advanced_hd | smr | 2044 | 0 | 1327.0965
spri | geo_advanced_hd | smr | 2046 | 0 | 1396.4339
spri | geo_advanced_hd | smr | 2048 | 0 | 1463.1283
spri | geo_advanced_hd | smr | 2050 | 0 | 1522.4646
spri | geo_advanced_hd | electrolyzer | 2010 | 0 | 937.9945
spri | geo_advanced_hd | electrolyzer | 2012 | 0 | 944.4643
spri | geo_advanced_hd | electrolyzer | 2014 | 0 | 930.1846
spri | geo_advanced_hd | electrolyzer | 2016 | 0 | 912.438
spri | geo_advanced_hd | electrolyzer | 2018 | 0 | 902.2362
spri | geo_advanced_hd | electrolyzer | 2020 | 0 | 893.844
spri | geo_advanced_hd | electrolyzer | 2022 | 0 | 958.6894
spri | geo_advanced_hd | electrolyzer | 2024 | 0 | 902.9307
spri | geo_advanced_hd | electrolyzer | 2026 | 0 | 903.5755
spri | geo_advanced_hd | electrolyzer | 2028 | 0 | 917.4732
spri | geo_advanced_hd | electrolyzer | 2030 | 0 | 933.4666
spri | geo_advanced_hd | electrolyzer | 2032 | 0 | 975.0875
spri | geo_advanced_hd | electrolyzer | 2034 | 0 | 1028.2912
spri | geo_advanced_hd | electrolyzer | 2036 | 0 | 1083.9938
spri | geo_advanced_hd | electrolyzer | 2038 | 0 | 1152.3206
spri | geo_advanced_hd | electrolyzer | 2040 | 0 | 1205.5059
spri | geo_advanced_hd | electrolyzer | 2042 | 0 | 1272.8049
spri | geo_advanced_hd | electrolyzer | 2044 | 0 | 1327.0965
spri | geo_advanced_hd | electrolyzer | 2046 | 0 | 1396.4339
spri | geo_advanced_hd | electrolyzer | 2048 | 0 | 1463.1283
spri | geo_advanced_hd | electrolyzer | 2050 | 0 | 1522.4646
summ | geo_advanced_hd | nuclear | 2010 | 103.7491 | 938.4116
summ | geo_advanced_hd | nuclear | 2012 | 103.7491 | 944.8814
summ | geo_advanced_hd | nuclear | 2014 | 99.5688 | 930.6046
summ | geo_advanced_hd | nuclear | 2016 | 100.208 | 912.858
summ | geo_advanced_hd | nuclear | 2018 | 99.6003 | 902.6562
summ | geo_advanced_hd | nuclear | 2020 | 96.5236 | 894.264
summ | geo_advanced_hd | nuclear | 2022 | 96.9468 | 953.7294
summ | geo_advanced_hd | nuclear | 2024 | 96.9468 | 929.75
summ | geo_advanced_hd | nuclear | 2026 | 96.9468 | 953.6206
summ | geo_advanced_hd | nuclear | 2028 | 96.9468 | 997.0333
summ | geo_advanced_hd | nuclear | 2030 | 94.7068 | 1046.5681
summ | geo_advanced_hd | nuclear | 2032 | 94.7068 | 1104.0305
summ | geo_advanced_hd | nuclear | 2034 | 90.3319 | 1170.4701
summ | geo_advanced_hd | nuclear | 2036 | 90.3319 | 1241.2356
summ | geo_advanced_hd | nuclear | 2038 | 88.8678 | 1312.2181
summ | geo_advanced_hd | nuclear | 2040 | 88.8678 | 1379.0587
summ | geo_advanced_hd | nuclear | 2042 | 88.8678 | 1444.8097
summ | geo_advanced_hd | nuclear | 2044 | 88.8678 | 1509.1214
summ | geo_advanced_hd | nuclear | 2046 | 88.8678 | 1575.4396
summ | geo_advanced_hd | nuclear | 2048 | 88.8678 | 1642.4696
summ | geo_advanced_hd | nuclear | 2050 | 86.1586 | 1710.7198
summ | geo_advanced_hd | coal | 2010 | 296.7419 | 938.4116
summ | geo_advanced_hd | coal | 2012 | 291.2386 | 944.8814
summ | geo_advanced_hd | coal | 2014 | 281.2835 | 930.6046
summ | geo_advanced_hd | coal | 2016 | 258.6969 | 912.858
summ | geo_advanced_hd | coal | 2018 | 237.8386 | 902.6562
summ | geo_advanced_hd | coal | 2020 | 220.2663 | 894.264
summ | geo_advanced_hd | coal | 2022 | 202.02 | 953.7294
summ | geo_advanced_hd | coal | 2024 | 188.8209 | 929.75
summ | geo_advanced_hd | coal | 2026 | 179.1543 | 953.6206
summ | geo_advanced_hd | coal | 2028 | 160.8632 | 997.0333
summ | geo_advanced_hd | coal | 2030 | 147.5732 | 1046.5681
summ | geo_advanced_hd | coal | 2032 | 145.5723 | 1104.0305
summ | geo_advanced_hd | coal | 2034 | 141.3916 | 1170.4701
summ | geo_advanced_hd | coal | 2036 | 140.0013 | 1241.2356
summ | geo_advanced_hd | coal | 2038 | 138.2942 | 1312.2181
summ | geo_advanced_hd | coal | 2040 | 135.4626 | 1379.0587
summ | geo_advanced_hd | coal | 2042 | 130.8823 | 1444.8097
summ | geo_advanced_hd | coal | 2044 | 121.1751 | 1509.1214
summ | geo_advanced_hd | coal | 2046 | 106.3074 | 1575.4396
summ | geo_advanced_hd | coal | 2048 | 91.9865 | 1642.4696
summ | geo_advanced_hd | coal | 2050 | 78.4621 | 1710.7198
summ | geo_advanced_hd | gas-cc | 2010 | 201.204 | 938.4116
summ | geo_advanced_hd | gas-cc | 2012 | 215.7431 | 944.8814
summ | geo_advanced_hd | gas-cc | 2014 | 225.5781 | 930.6046
summ | geo_advanced_hd | gas-cc | 2016 | 234.2477 | 912.858
summ | geo_advanced_hd | gas-cc | 2018 | 257.9461 | 902.6562
summ | geo_advanced_hd | gas-cc | 2020 | 268.2452 | 894.264
summ | geo_advanced_hd | gas-cc | 2022 | 280.5245 | 953.7294
summ | geo_advanced_hd | gas-cc | 2024 | 280.9563 | 929.75
summ | geo_advanced_hd | gas-cc | 2026 | 283.0264 | 953.6206
summ | geo_advanced_hd | gas-cc | 2028 | 287.6199 | 997.0333
summ | geo_advanced_hd | gas-cc | 2030 | 284.4484 | 1046.5681
summ | geo_advanced_hd | gas-cc | 2032 | 282.9443 | 1104.0305
summ | geo_advanced_hd | gas-cc | 2034 | 286.2171 | 1170.4701
summ | geo_advanced_hd | gas-cc | 2036 | 286.0021 | 1241.2356
summ | geo_advanced_hd | gas-cc | 2038 | 289.7898 | 1312.2181
summ | geo_advanced_hd | gas-cc | 2040 | 292.9603 | 1379.0587
summ | geo_advanced_hd | gas-cc | 2042 | 300.7873 | 1444.8097
summ | geo_advanced_hd | gas-cc | 2044 | 307.4334 | 1509.1214
summ | geo_advanced_hd | gas-cc | 2046 | 309.9857 | 1575.4396
summ | geo_advanced_hd | gas-cc | 2048 | 324.8673 | 1642.4696
summ | geo_advanced_hd | gas-cc | 2050 | 332.5517 | 1710.7198
summ | geo_advanced_hd | gas-cc-ccs_mod_upgrade | 2010 | 0 | 938.4116
summ | geo_advanced_hd | gas-cc-ccs_mod_upgrade | 2012 | 0 | 944.8814
summ | geo_advanced_hd | gas-cc-ccs_mod_upgrade | 2014 | 0 | 930.6046
summ | geo_advanced_hd | gas-cc-ccs_mod_upgrade | 2016 | 0 | 912.858
summ | geo_advanced_hd | gas-cc-ccs_mod_upgrade | 2018 | 0 | 902.6562
summ | geo_advanced_hd | gas-cc-ccs_mod_upgrade | 2020 | 0 | 894.264
summ | geo_advanced_hd | gas-cc-ccs_mod_upgrade | 2022 | 0 | 953.7294
summ | geo_advanced_hd | gas-cc-ccs_mod_upgrade | 2024 | 0 | 929.75
summ | geo_advanced_hd | gas-cc-ccs_mod_upgrade | 2026 | 0 | 953.6206
summ | geo_advanced_hd | gas-cc-ccs_mod_upgrade | 2028 | 2.5578 | 997.0333
summ | geo_advanced_hd | gas-cc-ccs_mod_upgrade | 2030 | 2.5578 | 1046.5681
summ | geo_advanced_hd | gas-cc-ccs_mod_upgrade | 2032 | 2.5578 | 1104.0305
summ | geo_advanced_hd | gas-cc-ccs_mod_upgrade | 2034 | 2.5578 | 1170.4701
summ | geo_advanced_hd | gas-cc-ccs_mod_upgrade | 2036 | 2.5578 | 1241.2356
summ | geo_advanced_hd | gas-cc-ccs_mod_upgrade | 2038 | 2.5578 | 1312.2181
summ | geo_advanced_hd | gas-cc-ccs_mod_upgrade | 2040 | 2.5578 | 1379.0587
summ | geo_advanced_hd | gas-cc-ccs_mod_upgrade | 2042 | 2.5578 | 1444.8097
summ | geo_advanced_hd | gas-cc-ccs_mod_upgrade | 2044 | 2.7614 | 1509.1214
summ | geo_advanced_hd | gas-cc-ccs_mod_upgrade | 2046 | 2.7614 | 1575.4396
summ | geo_advanced_hd | gas-cc-ccs_mod_upgrade | 2048 | 2.7614 | 1642.4696
summ | geo_advanced_hd | gas-cc-ccs_mod_upgrade | 2050 | 2.7614 | 1710.7198
summ | geo_advanced_hd | gas-ct | 2010 | 117.7223 | 938.4116
summ | geo_advanced_hd | gas-ct | 2012 | 120.809 | 944.8814
summ | geo_advanced_hd | gas-ct | 2014 | 123.8376 | 930.6046
summ | geo_advanced_hd | gas-ct | 2016 | 124.607 | 912.858
summ | geo_advanced_hd | gas-ct | 2018 | 126.4468 | 902.6562
summ | geo_advanced_hd | gas-ct | 2020 | 127.2537 | 894.264
summ | geo_advanced_hd | gas-ct | 2022 | 130.2369 | 953.7294
summ | geo_advanced_hd | gas-ct | 2024 | 112.4741 | 929.75
summ | geo_advanced_hd | gas-ct | 2026 | 110.2674 | 953.6206
summ | geo_advanced_hd | gas-ct | 2028 | 111.1016 | 997.0333
summ | geo_advanced_hd | gas-ct | 2030 | 109.5539 | 1046.5681
summ | geo_advanced_hd | gas-ct | 2032 | 109.9464 | 1104.0305
summ | geo_advanced_hd | gas-ct | 2034 | 116.2501 | 1170.4701
summ | geo_advanced_hd | gas-ct | 2036 | 128.54 | 1241.2356
summ | geo_advanced_hd | gas-ct | 2038 | 141.4529 | 1312.2181
summ | geo_advanced_hd | gas-ct | 2040 | 154.7189 | 1379.0587
summ | geo_advanced_hd | gas-ct | 2042 | 194.3277 | 1444.8097
summ | geo_advanced_hd | gas-ct | 2044 | 246.5469 | 1509.1214
summ | geo_advanced_hd | gas-ct | 2046 | 314.5413 | 1575.4396
summ | geo_advanced_hd | gas-ct | 2048 | 373.7102 | 1642.4696
summ | geo_advanced_hd | gas-ct | 2050 | 430.6791 | 1710.7198
summ | geo_advanced_hd | o-g-s | 2010 | 140.2354 | 938.4116
summ | geo_advanced_hd | o-g-s | 2012 | 132.4567 | 944.8814
summ | geo_advanced_hd | o-g-s | 2014 | 123.1645 | 930.6046
summ | geo_advanced_hd | o-g-s | 2016 | 110.9605 | 912.858
summ | geo_advanced_hd | o-g-s | 2018 | 96.372 | 902.6562
summ | geo_advanced_hd | o-g-s | 2020 | 89.885 | 894.264
summ | geo_advanced_hd | o-g-s | 2022 | 85.1197 | 953.7294
summ | geo_advanced_hd | o-g-s | 2024 | 35.5965 | 929.75
summ | geo_advanced_hd | o-g-s | 2026 | 32.9934 | 953.6206
summ | geo_advanced_hd | o-g-s | 2028 | 31.3389 | 997.0333
summ | geo_advanced_hd | o-g-s | 2030 | 27.1307 | 1046.5681
summ | geo_advanced_hd | o-g-s | 2032 | 26.3554 | 1104.0305
summ | geo_advanced_hd | o-g-s | 2034 | 24.9497 | 1170.4701
summ | geo_advanced_hd | o-g-s | 2036 | 24.1905 | 1241.2356
summ | geo_advanced_hd | o-g-s | 2038 | 22.762 | 1312.2181
summ | geo_advanced_hd | o-g-s | 2040 | 21.7337 | 1379.0587
summ | geo_advanced_hd | o-g-s | 2042 | 20.285 | 1444.8097
summ | geo_advanced_hd | o-g-s | 2044 | 18.3742 | 1509.1214
summ | geo_advanced_hd | o-g-s | 2046 | 16.4113 | 1575.4396
summ | geo_advanced_hd | o-g-s | 2048 | 13.0279 | 1642.4696
summ | geo_advanced_hd | o-g-s | 2050 | 7.9392 | 1710.7198
summ | geo_advanced_hd | hydro | 2010 | 56.4135 | 938.4116
summ | geo_advanced_hd | hydro | 2012 | 55.7477 | 944.8814
summ | geo_advanced_hd | hydro | 2014 | 55.2791 | 930.6046
summ | geo_advanced_hd | hydro | 2016 | 54.6339 | 912.858
summ | geo_advanced_hd | hydro | 2018 | 56.9526 | 902.6562
summ | geo_advanced_hd | hydro | 2020 | 57.2894 | 894.264
summ | geo_advanced_hd | hydro | 2022 | 57.3574 | 953.7294
summ | geo_advanced_hd | hydro | 2024 | 57.3797 | 929.75
summ | geo_advanced_hd | hydro | 2026 | 58.617 | 953.6206
summ | geo_advanced_hd | hydro | 2028 | 59.8365 | 997.0333
summ | geo_advanced_hd | hydro | 2030 | 59.9066 | 1046.5681
summ | geo_advanced_hd | hydro | 2032 | 60.0165 | 1104.0305
summ | geo_advanced_hd | hydro | 2034 | 60.2672 | 1170.4701
summ | geo_advanced_hd | hydro | 2036 | 60.4385 | 1241.2356
summ | geo_advanced_hd | hydro | 2038 | 60.6551 | 1312.2181
summ | geo_advanced_hd | hydro | 2040 | 60.8389 | 1379.0587
summ | geo_advanced_hd | hydro | 2042 | 61.0227 | 1444.8097
summ | geo_advanced_hd | hydro | 2044 | 61.2115 | 1509.1214
summ | geo_advanced_hd | hydro | 2046 | 61.4032 | 1575.4396
summ | geo_advanced_hd | hydro | 2048 | 61.5949 | 1642.4696
summ | geo_advanced_hd | hydro | 2050 | 61.7766 | 1710.7198
summ | geo_advanced_hd | geothermal | 2010 | 2.6812 | 938.4116
summ | geo_advanced_hd | geothermal | 2012 | 2.8162 | 944.8814
summ | geo_advanced_hd | geothermal | 2014 | 2.9016 | 930.6046
summ | geo_advanced_hd | geothermal | 2016 | 2.9516 | 912.858
summ | geo_advanced_hd | geothermal | 2018 | 3.0119 | 902.6562
summ | geo_advanced_hd | geothermal | 2020 | 4.2151 | 894.264
summ | geo_advanced_hd | geothermal | 2022 | 4.2571 | 953.7294
summ | geo_advanced_hd | geothermal | 2024 | 4.2571 | 929.75
summ | geo_advanced_hd | geothermal | 2026 | 4.2571 | 953.6206
summ | geo_advanced_hd | geothermal | 2028 | 7.0823 | 997.0333
summ | geo_advanced_hd | geothermal | 2030 | 7.0823 | 1046.5681
summ | geo_advanced_hd | geothermal | 2032 | 7.0823 | 1104.0305
summ | geo_advanced_hd | geothermal | 2034 | 8.7827 | 1170.4701
summ | geo_advanced_hd | geothermal | 2036 | 8.9777 | 1241.2356
summ | geo_advanced_hd | geothermal | 2038 | 9.1728 | 1312.2181
summ | geo_advanced_hd | geothermal | 2040 | 11.026 | 1379.0587
summ | geo_advanced_hd | geothermal | 2042 | 15.2944 | 1444.8097
summ | geo_advanced_hd | geothermal | 2044 | 16.0342 | 1509.1214
summ | geo_advanced_hd | geothermal | 2046 | 16.7949 | 1575.4396
summ | geo_advanced_hd | geothermal | 2048 | 17.8648 | 1642.4696
summ | geo_advanced_hd | geothermal | 2050 | 20.3855 | 1710.7198
summ | geo_advanced_hd | biopower | 2010 | 2.8885 | 938.4116
summ | geo_advanced_hd | biopower | 2012 | 2.9776 | 944.8814
summ | geo_advanced_hd | biopower | 2014 | 3.4299 | 930.6046
summ | geo_advanced_hd | biopower | 2016 | 3.2245 | 912.858
summ | geo_advanced_hd | biopower | 2018 | 3.184 | 902.6562
summ | geo_advanced_hd | biopower | 2020 | 3.0193 | 894.264
summ | geo_advanced_hd | biopower | 2022 | 2.8851 | 953.7294
summ | geo_advanced_hd | biopower | 2024 | 2.8881 | 929.75
summ | geo_advanced_hd | biopower | 2026 | 2.8881 | 953.6206
summ | geo_advanced_hd | biopower | 2028 | 2.6292 | 997.0333
summ | geo_advanced_hd | biopower | 2030 | 2.393 | 1046.5681
summ | geo_advanced_hd | biopower | 2032 | 2.0992 | 1104.0305
summ | geo_advanced_hd | biopower | 2034 | 1.7199 | 1170.4701
summ | geo_advanced_hd | biopower | 2036 | 1.5139 | 1241.2356
summ | geo_advanced_hd | biopower | 2038 | 1.3738 | 1312.2181
summ | geo_advanced_hd | biopower | 2040 | 1.3388 | 1379.0587
summ | geo_advanced_hd | biopower | 2042 | 1.2559 | 1444.8097
summ | geo_advanced_hd | biopower | 2044 | 1.1709 | 1509.1214
summ | geo_advanced_hd | biopower | 2046 | 1.1659 | 1575.4396
summ | geo_advanced_hd | biopower | 2048 | 1.1329 | 1642.4696
summ | geo_advanced_hd | biopower | 2050 | 1.1286 | 1710.7198
summ | geo_advanced_hd | lfill-gas | 2010 | 3.4027 | 938.4116
summ | geo_advanced_hd | lfill-gas | 2012 | 3.6413 | 944.8814
summ | geo_advanced_hd | lfill-gas | 2014 | 3.7416 | 930.6046
summ | geo_advanced_hd | lfill-gas | 2016 | 3.7374 | 912.858
summ | geo_advanced_hd | lfill-gas | 2018 | 3.6803 | 902.6562
summ | geo_advanced_hd | lfill-gas | 2020 | 3.5039 | 894.264
summ | geo_advanced_hd | lfill-gas | 2022 | 3.5006 | 953.7294
summ | geo_advanced_hd | lfill-gas | 2024 | 3.5006 | 929.75
summ | geo_advanced_hd | lfill-gas | 2026 | 3.5006 | 953.6206
summ | geo_advanced_hd | lfill-gas | 2028 | 3.4646 | 997.0333
summ | geo_advanced_hd | lfill-gas | 2030 | 3.4646 | 1046.5681
summ | geo_advanced_hd | lfill-gas | 2032 | 3.4646 | 1104.0305
summ | geo_advanced_hd | lfill-gas | 2034 | 3.4646 | 1170.4701
summ | geo_advanced_hd | lfill-gas | 2036 | 3.4646 | 1241.2356
summ | geo_advanced_hd | lfill-gas | 2038 | 3.4646 | 1312.2181
summ | geo_advanced_hd | lfill-gas | 2040 | 3.4646 | 1379.0587
summ | geo_advanced_hd | lfill-gas | 2042 | 3.4646 | 1444.8097
summ | geo_advanced_hd | lfill-gas | 2044 | 3.4646 | 1509.1214
summ | geo_advanced_hd | lfill-gas | 2046 | 3.4646 | 1575.4396
summ | geo_advanced_hd | lfill-gas | 2048 | 3.4646 | 1642.4696
summ | geo_advanced_hd | lfill-gas | 2050 | 3.4646 | 1710.7198
summ | geo_advanced_hd | wind-ons | 2010 | 1.6374 | 938.4116
summ | geo_advanced_hd | wind-ons | 2012 | 7.4807 | 944.8814
summ | geo_advanced_hd | wind-ons | 2014 | 2.3639 | 930.6046
summ | geo_advanced_hd | wind-ons | 2016 | 7.1303 | 912.858
summ | geo_advanced_hd | wind-ons | 2018 | 5.3022 | 902.6562
summ | geo_advanced_hd | wind-ons | 2020 | 10.504 | 894.264
summ | geo_advanced_hd | wind-ons | 2022 | 21.1508 | 953.7294
summ | geo_advanced_hd | wind-ons | 2024 | 29.0926 | 929.75
summ | geo_advanced_hd | wind-ons | 2026 | 37.8486 | 953.6206
summ | geo_advanced_hd | wind-ons | 2028 | 49.8093 | 997.0333
summ | geo_advanced_hd | wind-ons | 2030 | 61.7592 | 1046.5681
summ | geo_advanced_hd | wind-ons | 2032 | 68.1953 | 1104.0305
summ | geo_advanced_hd | wind-ons | 2034 | 80.4676 | 1170.4701
summ | geo_advanced_hd | wind-ons | 2036 | 92.6093 | 1241.2356
summ | geo_advanced_hd | wind-ons | 2038 | 107.809 | 1312.2181
summ | geo_advanced_hd | wind-ons | 2040 | 113.9828 | 1379.0587
summ | geo_advanced_hd | wind-ons | 2042 | 114.0087 | 1444.8097
summ | geo_advanced_hd | wind-ons | 2044 | 117.293 | 1509.1214
summ | geo_advanced_hd | wind-ons | 2046 | 117.3365 | 1575.4396
summ | geo_advanced_hd | wind-ons | 2048 | 118.6291 | 1642.4696
summ | geo_advanced_hd | wind-ons | 2050 | 121.1294 | 1710.7198
summ | geo_advanced_hd | wind-ofs | 2010 | 0 | 938.4116
summ | geo_advanced_hd | wind-ofs | 2012 | 0 | 944.8814
summ | geo_advanced_hd | wind-ofs | 2014 | 0 | 930.6046
summ | geo_advanced_hd | wind-ofs | 2016 | 0.011941 | 912.858
summ | geo_advanced_hd | wind-ofs | 2018 | 0 | 902.6562
summ | geo_advanced_hd | wind-ofs | 2020 | 0.0048828 | 894.264
summ | geo_advanced_hd | wind-ofs | 2022 | 0.018231 | 953.7294
summ | geo_advanced_hd | wind-ofs | 2024 | 1.1453 | 929.75
summ | geo_advanced_hd | wind-ofs | 2026 | 2.5917 | 953.6206
summ | geo_advanced_hd | wind-ofs | 2028 | 4.5228 | 997.0333
summ | geo_advanced_hd | wind-ofs | 2030 | 6.1966 | 1046.5681
summ | geo_advanced_hd | wind-ofs | 2032 | 7.5462 | 1104.0305
summ | geo_advanced_hd | wind-ofs | 2034 | 9.686 | 1170.4701
summ | geo_advanced_hd | wind-ofs | 2036 | 11.8459 | 1241.2356
summ | geo_advanced_hd | wind-ofs | 2038 | 13.3298 | 1312.2181
summ | geo_advanced_hd | wind-ofs | 2040 | 14.5426 | 1379.0587
summ | geo_advanced_hd | wind-ofs | 2042 | 16.1252 | 1444.8097
summ | geo_advanced_hd | wind-ofs | 2044 | 16.784 | 1509.1214
summ | geo_advanced_hd | wind-ofs | 2046 | 16.471 | 1575.4396
summ | geo_advanced_hd | wind-ofs | 2048 | 17.3425 | 1642.4696
summ | geo_advanced_hd | wind-ofs | 2050 | 17.6952 | 1710.7198
summ | geo_advanced_hd | csp | 2010 | 0 | 938.4116
summ | geo_advanced_hd | csp | 2012 | 0 | 944.8814
summ | geo_advanced_hd | csp | 2014 | 0 | 930.6046
summ | geo_advanced_hd | csp | 2016 | 0 | 912.858
summ | geo_advanced_hd | csp | 2018 | 0 | 902.6562
summ | geo_advanced_hd | csp | 2020 | 0 | 894.264
summ | geo_advanced_hd | csp | 2022 | 0 | 953.7294
summ | geo_advanced_hd | csp | 2024 | 0 | 929.75
summ | geo_advanced_hd | csp | 2026 | 0 | 953.6206
summ | geo_advanced_hd | csp | 2028 | 0 | 997.0333
summ | geo_advanced_hd | csp | 2030 | 0 | 1046.5681
summ | geo_advanced_hd | csp | 2032 | 0 | 1104.0305
summ | geo_advanced_hd | csp | 2034 | 0 | 1170.4701
summ | geo_advanced_hd | csp | 2036 | 0 | 1241.2356
summ | geo_advanced_hd | csp | 2038 | 0 | 1312.2181
summ | geo_advanced_hd | csp | 2040 | 0.7998 | 1379.0587
summ | geo_advanced_hd | csp | 2042 | 0.84949 | 1444.8097
summ | geo_advanced_hd | csp | 2044 | 0.93655 | 1509.1214
summ | geo_advanced_hd | csp | 2046 | 1.0282 | 1575.4396
summ | geo_advanced_hd | csp | 2048 | 1.1327 | 1642.4696
summ | geo_advanced_hd | csp | 2050 | 1.2251 | 1710.7198
summ | geo_advanced_hd | upv | 2010 | 0.044077 | 938.4116
summ | geo_advanced_hd | upv | 2012 | 0.54147 | 944.8814
summ | geo_advanced_hd | upv | 2014 | 1.5511 | 930.6046
summ | geo_advanced_hd | upv | 2016 | 2.7598 | 912.858
summ | geo_advanced_hd | upv | 2018 | 2.2559 | 902.6562
summ | geo_advanced_hd | upv | 2020 | 3.9142 | 894.264
summ | geo_advanced_hd | upv | 2022 | 34.4713 | 953.7294
summ | geo_advanced_hd | upv | 2024 | 62.5848 | 929.75
summ | geo_advanced_hd | upv | 2026 | 56.9844 | 953.6206
summ | geo_advanced_hd | upv | 2028 | 57.6605 | 997.0333
summ | geo_advanced_hd | upv | 2030 | 64.9544 | 1046.5681
summ | geo_advanced_hd | upv | 2032 | 73.4483 | 1104.0305
summ | geo_advanced_hd | upv | 2034 | 81.8403 | 1170.4701
summ | geo_advanced_hd | upv | 2036 | 92.5109 | 1241.2356
summ | geo_advanced_hd | upv | 2038 | 101.4067 | 1312.2181
summ | geo_advanced_hd | upv | 2040 | 112.2458 | 1379.0587
summ | geo_advanced_hd | upv | 2042 | 118.7409 | 1444.8097
summ | geo_advanced_hd | upv | 2044 | 123.8242 | 1509.1214
summ | geo_advanced_hd | upv | 2046 | 129.92 | 1575.4396
summ | geo_advanced_hd | upv | 2048 | 135.5205 | 1642.4696
summ | geo_advanced_hd | upv | 2050 | 140.2144 | 1710.7198
summ | geo_advanced_hd | dupv | 2010 | 0.015679 | 938.4116
summ | geo_advanced_hd | dupv | 2012 | 0.13235 | 944.8814
summ | geo_advanced_hd | dupv | 2014 | 0.23612 | 930.6046
summ | geo_advanced_hd | dupv | 2016 | 0.29002 | 912.858
summ | geo_advanced_hd | dupv | 2018 | 0.35557 | 902.6562
summ | geo_advanced_hd | dupv | 2020 | 0.32674 | 894.264
summ | geo_advanced_hd | dupv | 2022 | 1.6549 | 953.7294
summ | geo_advanced_hd | dupv | 2024 | 1.5077 | 929.75
summ | geo_advanced_hd | dupv | 2026 | 1.0708 | 953.6206
summ | geo_advanced_hd | dupv | 2028 | 0.79904 | 997.0333
summ | geo_advanced_hd | dupv | 2030 | 0.79003 | 1046.5681
summ | geo_advanced_hd | dupv | 2032 | 0.68268 | 1104.0305
summ | geo_advanced_hd | dupv | 2034 | 0.70994 | 1170.4701
summ | geo_advanced_hd | dupv | 2036 | 0.68839 | 1241.2356
summ | geo_advanced_hd | dupv | 2038 | 0.68825 | 1312.2181
summ | geo_advanced_hd | dupv | 2040 | 0.76001 | 1379.0587
summ | geo_advanced_hd | dupv | 2042 | 0.88724 | 1444.8097
summ | geo_advanced_hd | dupv | 2044 | 0.91125 | 1509.1214
summ | geo_advanced_hd | dupv | 2046 | 0.84596 | 1575.4396
summ | geo_advanced_hd | dupv | 2048 | 0.74781 | 1642.4696
summ | geo_advanced_hd | dupv | 2050 | 0.65145 | 1710.7198
summ | geo_advanced_hd | distpv | 2010 | 0 | 938.4116
summ | geo_advanced_hd | distpv | 2012 | 0 | 944.8814
summ | geo_advanced_hd | distpv | 2014 | 0 | 930.6046
summ | geo_advanced_hd | distpv | 2016 | 0 | 912.858
summ | geo_advanced_hd | distpv | 2018 | 0 | 902.6562
summ | geo_advanced_hd | distpv | 2020 | 0 | 894.264
summ | geo_advanced_hd | distpv | 2022 | 5.5164 | 953.7294
summ | geo_advanced_hd | distpv | 2024 | 5.8976 | 929.75
summ | geo_advanced_hd | distpv | 2026 | 6.0986 | 953.6206
summ | geo_advanced_hd | distpv | 2028 | 6.7656 | 997.0333
summ | geo_advanced_hd | distpv | 2030 | 9.1223 | 1046.5681
summ | geo_advanced_hd | distpv | 2032 | 9.706 | 1104.0305
summ | geo_advanced_hd | distpv | 2034 | 11.2458 | 1170.4701
summ | geo_advanced_hd | distpv | 2036 | 11.3184 | 1241.2356
summ | geo_advanced_hd | distpv | 2038 | 11.1647 | 1312.2181
summ | geo_advanced_hd | distpv | 2040 | 11.7512 | 1379.0587
summ | geo_advanced_hd | distpv | 2042 | 12.274 | 1444.8097
summ | geo_advanced_hd | distpv | 2044 | 13.2873 | 1509.1214
summ | geo_advanced_hd | distpv | 2046 | 14.5831 | 1575.4396
summ | geo_advanced_hd | distpv | 2048 | 15.2709 | 1642.4696
summ | geo_advanced_hd | distpv | 2050 | 16.2716 | 1710.7198
summ | geo_advanced_hd | pvb | 2010 | 0 | 938.4116
summ | geo_advanced_hd | pvb | 2012 | 0 | 944.8814
summ | geo_advanced_hd | pvb | 2014 | 0 | 930.6046
summ | geo_advanced_hd | pvb | 2016 | 0 | 912.858
summ | geo_advanced_hd | pvb | 2018 | 0 | 902.6562
summ | geo_advanced_hd | pvb | 2020 | 0 | 894.264
summ | geo_advanced_hd | pvb | 2022 | 2.3165 | 953.7294
summ | geo_advanced_hd | pvb | 2024 | 5.3034 | 929.75
summ | geo_advanced_hd | pvb | 2026 | 5.0082 | 953.6206
summ | geo_advanced_hd | pvb | 2028 | 5.3637 | 997.0333
summ | geo_advanced_hd | pvb | 2030 | 12.4056 | 1046.5681
summ | geo_advanced_hd | pvb | 2032 | 17.33 | 1104.0305
summ | geo_advanced_hd | pvb | 2034 | 23.2331 | 1170.4701
summ | geo_advanced_hd | pvb | 2036 | 28.9705 | 1241.2356
summ | geo_advanced_hd | pvb | 2038 | 32.1217 | 1312.2181
summ | geo_advanced_hd | pvb | 2040 | 32.4136 | 1379.0587
summ | geo_advanced_hd | pvb | 2042 | 32.5703 | 1444.8097
summ | geo_advanced_hd | pvb | 2044 | 32.907 | 1509.1214
summ | geo_advanced_hd | pvb | 2046 | 31.9205 | 1575.4396
summ | geo_advanced_hd | pvb | 2048 | 32.0058 | 1642.4696
summ | geo_advanced_hd | pvb | 2050 | 32.1854 | 1710.7198
summ | geo_advanced_hd | battery_2 | 2010 | 0.00586 | 938.4116
summ | geo_advanced_hd | battery_2 | 2012 | 0 | 944.8814
summ | geo_advanced_hd | battery_2 | 2014 | 0 | 930.6046
summ | geo_advanced_hd | battery_2 | 2016 | 0 | 912.858
summ | geo_advanced_hd | battery_2 | 2018 | 0 | 902.6562
summ | geo_advanced_hd | battery_2 | 2020 | 0 | 894.264
summ | geo_advanced_hd | battery_2 | 2022 | 0.064146 | 953.7294
summ | geo_advanced_hd | battery_2 | 2024 | 6.1236 | 929.75
summ | geo_advanced_hd | battery_2 | 2026 | 10.8618 | 953.6206
summ | geo_advanced_hd | battery_2 | 2028 | 14.36 | 997.0333
summ | geo_advanced_hd | battery_2 | 2030 | 16.1978 | 1046.5681
summ | geo_advanced_hd | battery_2 | 2032 | 15.7206 | 1104.0305
summ | geo_advanced_hd | battery_2 | 2034 | 16.4342 | 1170.4701
summ | geo_advanced_hd | battery_2 | 2036 | 15.5862 | 1241.2356
summ | geo_advanced_hd | battery_2 | 2038 | 14.6725 | 1312.2181
summ | geo_advanced_hd | battery_2 | 2040 | 16.3607 | 1379.0587
summ | geo_advanced_hd | battery_2 | 2042 | 19.3631 | 1444.8097
summ | geo_advanced_hd | battery_2 | 2044 | 25.6964 | 1509.1214
summ | geo_advanced_hd | battery_2 | 2046 | 28.2 | 1575.4396
summ | geo_advanced_hd | battery_2 | 2048 | 28.6939 | 1642.4696
summ | geo_advanced_hd | battery_2 | 2050 | 29.8212 | 1710.7198
summ | geo_advanced_hd | battery_4 | 2010 | 0 | 938.4116
summ | geo_advanced_hd | battery_4 | 2012 | 0 | 944.8814
summ | geo_advanced_hd | battery_4 | 2014 | 0 | 930.6046
summ | geo_advanced_hd | battery_4 | 2016 | 0 | 912.858
summ | geo_advanced_hd | battery_4 | 2018 | 0 | 902.6562
summ | geo_advanced_hd | battery_4 | 2020 | 0 | 894.264
summ | geo_advanced_hd | battery_4 | 2022 | 1.6974 | 953.7294
summ | geo_advanced_hd | battery_4 | 2024 | 3.7954 | 929.75
summ | geo_advanced_hd | battery_4 | 2026 | 25.0504 | 953.6206
summ | geo_advanced_hd | battery_4 | 2028 | 36.1769 | 997.0333
summ | geo_advanced_hd | battery_4 | 2030 | 58.3355 | 1046.5681
summ | geo_advanced_hd | battery_4 | 2032 | 66.0144 | 1104.0305
summ | geo_advanced_hd | battery_4 | 2034 | 74.3236 | 1170.4701
summ | geo_advanced_hd | battery_4 | 2036 | 84.0069 | 1241.2356
summ | geo_advanced_hd | battery_4 | 2038 | 93.1291 | 1312.2181
summ | geo_advanced_hd | battery_4 | 2040 | 103.1327 | 1379.0587
summ | geo_advanced_hd | battery_4 | 2042 | 103.1062 | 1444.8097
summ | geo_advanced_hd | battery_4 | 2044 | 109.2771 | 1509.1214
summ | geo_advanced_hd | battery_4 | 2046 | 117.1702 | 1575.4396
summ | geo_advanced_hd | battery_4 | 2048 | 135.5911 | 1642.4696
summ | geo_advanced_hd | battery_4 | 2050 | 148.8831 | 1710.7198
summ | geo_advanced_hd | battery_6 | 2010 | 0 | 938.4116
summ | geo_advanced_hd | battery_6 | 2012 | 0 | 944.8814
summ | geo_advanced_hd | battery_6 | 2014 | 0 | 930.6046
summ | geo_advanced_hd | battery_6 | 2016 | 0 | 912.858
summ | geo_advanced_hd | battery_6 | 2018 | 0 | 902.6562
summ | geo_advanced_hd | battery_6 | 2020 | 0 | 894.264
summ | geo_advanced_hd | battery_6 | 2022 | 0 | 953.7294
summ | geo_advanced_hd | battery_6 | 2024 | 0.048463 | 929.75
summ | geo_advanced_hd | battery_6 | 2026 | 1.1741 | 953.6206
summ | geo_advanced_hd | battery_6 | 2028 | 21.8941 | 997.0333
summ | geo_advanced_hd | battery_6 | 2030 | 35.8493 | 1046.5681
summ | geo_advanced_hd | battery_6 | 2032 | 56.6502 | 1104.0305
summ | geo_advanced_hd | battery_6 | 2034 | 71.2073 | 1170.4701
summ | geo_advanced_hd | battery_6 | 2036 | 85.3635 | 1241.2356
summ | geo_advanced_hd | battery_6 | 2038 | 99.0982 | 1312.2181
summ | geo_advanced_hd | battery_6 | 2040 | 108.9804 | 1379.0587
summ | geo_advanced_hd | battery_6 | 2042 | 113.9564 | 1444.8097
summ | geo_advanced_hd | battery_6 | 2044 | 103.2109 | 1509.1214
summ | geo_advanced_hd | battery_6 | 2046 | 101.1083 | 1575.4396
summ | geo_advanced_hd | battery_6 | 2048 | 91.0403 | 1642.4696
summ | geo_advanced_hd | battery_6 | 2050 | 99.3974 | 1710.7198
summ | geo_advanced_hd | battery_8 | 2010 | 0 | 938.4116
summ | geo_advanced_hd | battery_8 | 2012 | 0 | 944.8814
summ | geo_advanced_hd | battery_8 | 2014 | 0 | 930.6046
summ | geo_advanced_hd | battery_8 | 2016 | 0 | 912.858
summ | geo_advanced_hd | battery_8 | 2018 | 0 | 902.6562
summ | geo_advanced_hd | battery_8 | 2020 | 0 | 894.264
summ | geo_advanced_hd | battery_8 | 2022 | 0 | 953.7294
summ | geo_advanced_hd | battery_8 | 2024 | 0 | 929.75
summ | geo_advanced_hd | battery_8 | 2026 | 0 | 953.6206
summ | geo_advanced_hd | battery_8 | 2028 | 0 | 997.0333
summ | geo_advanced_hd | battery_8 | 2030 | 4.108 | 1046.5681
summ | geo_advanced_hd | battery_8 | 2032 | 14.4495 | 1104.0305
summ | geo_advanced_hd | battery_8 | 2034 | 24.029 | 1170.4701
summ | geo_advanced_hd | battery_8 | 2036 | 32.5296 | 1241.2356
summ | geo_advanced_hd | battery_8 | 2038 | 42.1448 | 1312.2181
summ | geo_advanced_hd | battery_8 | 2040 | 53.8216 | 1379.0587
summ | geo_advanced_hd | battery_8 | 2042 | 56.7512 | 1444.8097
summ | geo_advanced_hd | battery_8 | 2044 | 59.3085 | 1509.1214
summ | geo_advanced_hd | battery_8 | 2046 | 56.5937 | 1575.4396
summ | geo_advanced_hd | battery_8 | 2048 | 47.955 | 1642.4696
summ | geo_advanced_hd | battery_8 | 2050 | 38.0913 | 1710.7198
summ | geo_advanced_hd | battery_10 | 2010 | 0 | 938.4116
summ | geo_advanced_hd | battery_10 | 2012 | 0 | 944.8814
summ | geo_advanced_hd | battery_10 | 2014 | 0 | 930.6046
summ | geo_advanced_hd | battery_10 | 2016 | 0 | 912.858
summ | geo_advanced_hd | battery_10 | 2018 | 0 | 902.6562
summ | geo_advanced_hd | battery_10 | 2020 | 0 | 894.264
summ | geo_advanced_hd | battery_10 | 2022 | 0 | 953.7294
summ | geo_advanced_hd | battery_10 | 2024 | 0 | 929.75
summ | geo_advanced_hd | battery_10 | 2026 | 0 | 953.6206
summ | geo_advanced_hd | battery_10 | 2028 | 0 | 997.0333
summ | geo_advanced_hd | battery_10 | 2030 | 0 | 1046.5681
summ | geo_advanced_hd | battery_10 | 2032 | 0 | 1104.0305
summ | geo_advanced_hd | battery_10 | 2034 | 0 | 1170.4701
summ | geo_advanced_hd | battery_10 | 2036 | 0.80472 | 1241.2356
summ | geo_advanced_hd | battery_10 | 2038 | 0.80472 | 1312.2181
summ | geo_advanced_hd | battery_10 | 2040 | 1.0333 | 1379.0587
summ | geo_advanced_hd | battery_10 | 2042 | 1.0333 | 1444.8097
summ | geo_advanced_hd | battery_10 | 2044 | 1.0333 | 1509.1214
summ | geo_advanced_hd | battery_10 | 2046 | 1.0333 | 1575.4396
summ | geo_advanced_hd | battery_10 | 2048 | 1.0333 | 1642.4696
summ | geo_advanced_hd | battery_10 | 2050 | 1.0333 | 1710.7198
summ | geo_advanced_hd | pumped-hydro | 2010 | 5.8803 | 938.4116
summ | geo_advanced_hd | pumped-hydro | 2012 | 0 | 944.8814
summ | geo_advanced_hd | pumped-hydro | 2014 | 0 | 930.6046
summ | geo_advanced_hd | pumped-hydro | 2016 | 0 | 912.858
summ | geo_advanced_hd | pumped-hydro | 2018 | 0 | 902.6562
summ | geo_advanced_hd | pumped-hydro | 2020 | 0 | 894.264
summ | geo_advanced_hd | pumped-hydro | 2022 | 15.6765 | 953.7294
summ | geo_advanced_hd | pumped-hydro | 2024 | 23.0562 | 929.75
summ | geo_advanced_hd | pumped-hydro | 2026 | 25.872 | 953.6206
summ | geo_advanced_hd | pumped-hydro | 2028 | 25.7566 | 997.0333
summ | geo_advanced_hd | pumped-hydro | 2030 | 27.2763 | 1046.5681
summ | geo_advanced_hd | pumped-hydro | 2032 | 28.8735 | 1104.0305
summ | geo_advanced_hd | pumped-hydro | 2034 | 30.7668 | 1170.4701
summ | geo_advanced_hd | pumped-hydro | 2036 | 28.6375 | 1241.2356
summ | geo_advanced_hd | pumped-hydro | 2038 | 27.2294 | 1312.2181
summ | geo_advanced_hd | pumped-hydro | 2040 | 26.1243 | 1379.0587
summ | geo_advanced_hd | pumped-hydro | 2042 | 26.2576 | 1444.8097
summ | geo_advanced_hd | pumped-hydro | 2044 | 27.4711 | 1509.1214
summ | geo_advanced_hd | pumped-hydro | 2046 | 27.3847 | 1575.4396
summ | geo_advanced_hd | pumped-hydro | 2048 | 28.0878 | 1642.4696
summ | geo_advanced_hd | pumped-hydro | 2050 | 28.673 | 1710.7198
summ | geo_advanced_hd | Canada | 2010 | 5.7897 | 938.4116
summ | geo_advanced_hd | Canada | 2012 | 7.5475 | 944.8814
summ | geo_advanced_hd | Canada | 2014 | 7.6689 | 930.6046
summ | geo_advanced_hd | Canada | 2016 | 9.3983 | 912.858
summ | geo_advanced_hd | Canada | 2018 | 9.7098 | 902.6562
summ | geo_advanced_hd | Canada | 2020 | 9.3126 | 894.264
summ | geo_advanced_hd | Canada | 2022 | 8.3152 | 953.7294
summ | geo_advanced_hd | Canada | 2024 | 8.3747 | 929.75
summ | geo_advanced_hd | Canada | 2026 | 9.4089 | 953.6206
summ | geo_advanced_hd | Canada | 2028 | 10.4838 | 997.0333
summ | geo_advanced_hd | Canada | 2030 | 10.7558 | 1046.5681
summ | geo_advanced_hd | Canada | 2032 | 10.6683 | 1104.0305
summ | geo_advanced_hd | Canada | 2034 | 10.5939 | 1170.4701
summ | geo_advanced_hd | Canada | 2036 | 10.3455 | 1241.2356
summ | geo_advanced_hd | Canada | 2038 | 10.2286 | 1312.2181
summ | geo_advanced_hd | Canada | 2040 | 10.1407 | 1379.0587
summ | geo_advanced_hd | Canada | 2042 | 10.1407 | 1444.8097
summ | geo_advanced_hd | Canada | 2044 | 10.1407 | 1509.1214
summ | geo_advanced_hd | Canada | 2046 | 10.1407 | 1575.4396
summ | geo_advanced_hd | Canada | 2048 | 10.1407 | 1642.4696
summ | geo_advanced_hd | Canada | 2050 | 10.1407 | 1710.7198
summ | geo_advanced_hd | smr | 2010 | 0 | 938.4116
summ | geo_advanced_hd | smr | 2012 | 0 | 944.8814
summ | geo_advanced_hd | smr | 2014 | 0 | 930.6046
summ | geo_advanced_hd | smr | 2016 | 0 | 912.858
summ | geo_advanced_hd | smr | 2018 | 0 | 902.6562
summ | geo_advanced_hd | smr | 2020 | 0 | 894.264
summ | geo_advanced_hd | smr | 2022 | 0 | 953.7294
summ | geo_advanced_hd | smr | 2024 | 0 | 929.75
summ | geo_advanced_hd | smr | 2026 | 0 | 953.6206
summ | geo_advanced_hd | smr | 2028 | 0 | 997.0333
summ | geo_advanced_hd | smr | 2030 | 0 | 1046.5681
summ | geo_advanced_hd | smr | 2032 | 0 | 1104.0305
summ | geo_advanced_hd | smr | 2034 | 0 | 1170.4701
summ | geo_advanced_hd | smr | 2036 | 0 | 1241.2356
summ | geo_advanced_hd | smr | 2038 | 0 | 1312.2181
summ | geo_advanced_hd | smr | 2040 | 0 | 1379.0587
summ | geo_advanced_hd | smr | 2042 | 0 | 1444.8097
summ | geo_advanced_hd | smr | 2044 | 0 | 1509.1214
summ | geo_advanced_hd | smr | 2046 | 0 | 1575.4396
summ | geo_advanced_hd | smr | 2048 | 0 | 1642.4696
summ | geo_advanced_hd | smr | 2050 | 0 | 1710.7198
summ | geo_advanced_hd | electrolyzer | 2010 | 0 | 938.4116
summ | geo_advanced_hd | electrolyzer | 2012 | 0 | 944.8814
summ | geo_advanced_hd | electrolyzer | 2014 | 0 | 930.6046
summ | geo_advanced_hd | electrolyzer | 2016 | 0 | 912.858
summ | geo_advanced_hd | electrolyzer | 2018 | 0 | 902.6562
summ | geo_advanced_hd | electrolyzer | 2020 | 0 | 894.264
summ | geo_advanced_hd | electrolyzer | 2022 | 0 | 953.7294
summ | geo_advanced_hd | electrolyzer | 2024 | 0 | 929.75
summ | geo_advanced_hd | electrolyzer | 2026 | 0 | 953.6206
summ | geo_advanced_hd | electrolyzer | 2028 | 0 | 997.0333
summ | geo_advanced_hd | electrolyzer | 2030 | 0 | 1046.5681
summ | geo_advanced_hd | electrolyzer | 2032 | 0 | 1104.0305
summ | geo_advanced_hd | electrolyzer | 2034 | 0 | 1170.4701
summ | geo_advanced_hd | electrolyzer | 2036 | 0 | 1241.2356
summ | geo_advanced_hd | electrolyzer | 2038 | 0 | 1312.2181
summ | geo_advanced_hd | electrolyzer | 2040 | 0 | 1379.0587
summ | geo_advanced_hd | electrolyzer | 2042 | 0 | 1444.8097
summ | geo_advanced_hd | electrolyzer | 2044 | 0 | 1509.1214
summ | geo_advanced_hd | electrolyzer | 2046 | 0 | 1575.4396
summ | geo_advanced_hd | electrolyzer | 2048 | 0 | 1642.4696
summ | geo_advanced_hd | electrolyzer | 2050 | 0 | 1710.7198
wint | geo_advanced_hd | nuclear | 2010 | 106.3046 | 980.01
wint | geo_advanced_hd | nuclear | 2012 | 106.3046 | 987.5786
wint | geo_advanced_hd | nuclear | 2014 | 102.1081 | 974.1428
wint | geo_advanced_hd | nuclear | 2016 | 102.7753 | 956.5369
wint | geo_advanced_hd | nuclear | 2018 | 102.1634 | 947.9459
wint | geo_advanced_hd | nuclear | 2020 | 98.9443 | 940.0312
wint | geo_advanced_hd | nuclear | 2022 | 99.2936 | 954.9653
wint | geo_advanced_hd | nuclear | 2024 | 99.2936 | 889.8303
wint | geo_advanced_hd | nuclear | 2026 | 99.2936 | 891.9678
wint | geo_advanced_hd | nuclear | 2028 | 99.2936 | 908.2284
wint | geo_advanced_hd | nuclear | 2030 | 97.0536 | 907.8365
wint | geo_advanced_hd | nuclear | 2032 | 97.0536 | 943.444
wint | geo_advanced_hd | nuclear | 2034 | 92.5773 | 983.9663
wint | geo_advanced_hd | nuclear | 2036 | 92.5773 | 1045.6351
wint | geo_advanced_hd | nuclear | 2038 | 91.0552 | 1111.0716
wint | geo_advanced_hd | nuclear | 2040 | 91.0552 | 1173.1416
wint | geo_advanced_hd | nuclear | 2042 | 91.0552 | 1240.0623
wint | geo_advanced_hd | nuclear | 2044 | 91.0552 | 1302.9824
wint | geo_advanced_hd | nuclear | 2046 | 91.0552 | 1366.4513
wint | geo_advanced_hd | nuclear | 2048 | 91.0552 | 1437.6249
wint | geo_advanced_hd | nuclear | 2050 | 88.2187 | 1500.3298
wint | geo_advanced_hd | coal | 2010 | 299.2654 | 980.01
wint | geo_advanced_hd | coal | 2012 | 293.6306 | 987.5786
wint | geo_advanced_hd | coal | 2014 | 283.5106 | 974.1428
wint | geo_advanced_hd | coal | 2016 | 260.7049 | 956.5369
wint | geo_advanced_hd | coal | 2018 | 239.5367 | 947.9459
wint | geo_advanced_hd | coal | 2020 | 221.8607 | 940.0312
wint | geo_advanced_hd | coal | 2022 | 203.2747 | 954.9653
wint | geo_advanced_hd | coal | 2024 | 189.9799 | 889.8303
wint | geo_advanced_hd | coal | 2026 | 180.1699 | 891.9678
wint | geo_advanced_hd | coal | 2028 | 161.7329 | 908.2284
wint | geo_advanced_hd | coal | 2030 | 148.3435 | 907.8365
wint | geo_advanced_hd | coal | 2032 | 146.3304 | 943.444
wint | geo_advanced_hd | coal | 2034 | 142.1048 | 983.9663
wint | geo_advanced_hd | coal | 2036 | 140.7059 | 1045.6351
wint | geo_advanced_hd | coal | 2038 | 139.0055 | 1111.0716
wint | geo_advanced_hd | coal | 2040 | 136.1173 | 1173.1416
wint | geo_advanced_hd | coal | 2042 | 131.5109 | 1240.0623
wint | geo_advanced_hd | coal | 2044 | 121.8131 | 1302.9824
wint | geo_advanced_hd | coal | 2046 | 106.8497 | 1366.4513
wint | geo_advanced_hd | coal | 2048 | 92.4072 | 1437.6249
wint | geo_advanced_hd | coal | 2050 | 78.8482 | 1500.3298
wint | geo_advanced_hd | gas-cc | 2010 | 216.3834 | 980.01
wint | geo_advanced_hd | gas-cc | 2012 | 232.0553 | 987.5786
wint | geo_advanced_hd | gas-cc | 2014 | 242.6941 | 974.1428
wint | geo_advanced_hd | gas-cc | 2016 | 252.0571 | 956.5369
wint | geo_advanced_hd | gas-cc | 2018 | 277.6231 | 947.9459
wint | geo_advanced_hd | gas-cc | 2020 | 288.7346 | 940.0312
wint | geo_advanced_hd | gas-cc | 2022 | 301.9567 | 954.9653
wint | geo_advanced_hd | gas-cc | 2024 | 302.376 | 889.8303
wint | geo_advanced_hd | gas-cc | 2026 | 304.6175 | 891.9678
wint | geo_advanced_hd | gas-cc | 2028 | 309.4385 | 908.2284
wint | geo_advanced_hd | gas-cc | 2030 | 306.025 | 907.8365
wint | geo_advanced_hd | gas-cc | 2032 | 304.4257 | 943.444
wint | geo_advanced_hd | gas-cc | 2034 | 307.9521 | 983.9663
wint | geo_advanced_hd | gas-cc | 2036 | 307.758 | 1045.6351
wint | geo_advanced_hd | gas-cc | 2038 | 311.8421 | 1111.0716
wint | geo_advanced_hd | gas-cc | 2040 | 315.2695 | 1173.1416
wint | geo_advanced_hd | gas-cc | 2042 | 323.7579 | 1240.0623
wint | geo_advanced_hd | gas-cc | 2044 | 330.9483 | 1302.9824
wint | geo_advanced_hd | gas-cc | 2046 | 333.4935 | 1366.4513
wint | geo_advanced_hd | gas-cc | 2048 | 349.4935 | 1437.6249
wint | geo_advanced_hd | gas-cc | 2050 | 357.7827 | 1500.3298
wint | geo_advanced_hd | gas-cc-ccs_mod_upgrade | 2010 | 0 | 980.01
wint | geo_advanced_hd | gas-cc-ccs_mod_upgrade | 2012 | 0 | 987.5786
wint | geo_advanced_hd | gas-cc-ccs_mod_upgrade | 2014 | 0 | 974.1428
wint | geo_advanced_hd | gas-cc-ccs_mod_upgrade | 2016 | 0 | 956.5369
wint | geo_advanced_hd | gas-cc-ccs_mod_upgrade | 2018 | 0 | 947.9459
wint | geo_advanced_hd | gas-cc-ccs_mod_upgrade | 2020 | 0 | 940.0312
wint | geo_advanced_hd | gas-cc-ccs_mod_upgrade | 2022 | 0 | 954.9653
wint | geo_advanced_hd | gas-cc-ccs_mod_upgrade | 2024 | 0 | 889.8303
wint | geo_advanced_hd | gas-cc-ccs_mod_upgrade | 2026 | 0 | 891.9678
wint | geo_advanced_hd | gas-cc-ccs_mod_upgrade | 2028 | 2.7573 | 908.2284
wint | geo_advanced_hd | gas-cc-ccs_mod_upgrade | 2030 | 2.7573 | 907.8365
wint | geo_advanced_hd | gas-cc-ccs_mod_upgrade | 2032 | 2.7573 | 943.444
wint | geo_advanced_hd | gas-cc-ccs_mod_upgrade | 2034 | 2.7573 | 983.9663
wint | geo_advanced_hd | gas-cc-ccs_mod_upgrade | 2036 | 2.7573 | 1045.6351
wint | geo_advanced_hd | gas-cc-ccs_mod_upgrade | 2038 | 2.7573 | 1111.0716
wint | geo_advanced_hd | gas-cc-ccs_mod_upgrade | 2040 | 2.7573 | 1173.1416
wint | geo_advanced_hd | gas-cc-ccs_mod_upgrade | 2042 | 2.7573 | 1240.0623
wint | geo_advanced_hd | gas-cc-ccs_mod_upgrade | 2044 | 2.9768 | 1302.9824
wint | geo_advanced_hd | gas-cc-ccs_mod_upgrade | 2046 | 2.9768 | 1366.4513
wint | geo_advanced_hd | gas-cc-ccs_mod_upgrade | 2048 | 2.9768 | 1437.6249
wint | geo_advanced_hd | gas-cc-ccs_mod_upgrade | 2050 | 2.9768 | 1500.3298
wint | geo_advanced_hd | gas-ct | 2010 | 134.4584 | 980.01
wint | geo_advanced_hd | gas-ct | 2012 | 138.0258 | 987.5786
wint | geo_advanced_hd | gas-ct | 2014 | 141.5757 | 974.1428
wint | geo_advanced_hd | gas-ct | 2016 | 142.5105 | 956.5369
wint | geo_advanced_hd | gas-ct | 2018 | 144.686 | 947.9459
wint | geo_advanced_hd | gas-ct | 2020 | 145.6657 | 940.0312
wint | geo_advanced_hd | gas-ct | 2022 | 149.1341 | 954.9653
wint | geo_advanced_hd | gas-ct | 2024 | 128.3479 | 889.8303
wint | geo_advanced_hd | gas-ct | 2026 | 125.6889 | 891.9678
wint | geo_advanced_hd | gas-ct | 2028 | 126.6062 | 908.2284
wint | geo_advanced_hd | gas-ct | 2030 | 124.8583 | 907.8365
wint | geo_advanced_hd | gas-ct | 2032 | 125.392 | 943.444
wint | geo_advanced_hd | gas-ct | 2034 | 132.6659 | 983.9663
wint | geo_advanced_hd | gas-ct | 2036 | 146.8456 | 1045.6351
wint | geo_advanced_hd | gas-ct | 2038 | 161.703 | 1111.0716
wint | geo_advanced_hd | gas-ct | 2040 | 176.9771 | 1173.1416
wint | geo_advanced_hd | gas-ct | 2042 | 222.5608 | 1240.0623
wint | geo_advanced_hd | gas-ct | 2044 | 282.6011 | 1302.9824
wint | geo_advanced_hd | gas-ct | 2046 | 360.5606 | 1366.4513
wint | geo_advanced_hd | gas-ct | 2048 | 428.4851 | 1437.6249
wint | geo_advanced_hd | gas-ct | 2050 | 494.0444 | 1500.3298
wint | geo_advanced_hd | o-g-s | 2010 | 145.2228 | 980.01
wint | geo_advanced_hd | o-g-s | 2012 | 137.0404 | 987.5786
wint | geo_advanced_hd | o-g-s | 2014 | 127.448 | 974.1428
wint | geo_advanced_hd | o-g-s | 2016 | 114.7112 | 956.5369
wint | geo_advanced_hd | o-g-s | 2018 | 99.8464 | 947.9459
wint | geo_advanced_hd | o-g-s | 2020 | 93.1007 | 940.0312
wint | geo_advanced_hd | o-g-s | 2022 | 87.97 | 954.9653
wint | geo_advanced_hd | o-g-s | 2024 | 36.9344 | 889.8303
wint | geo_advanced_hd | o-g-s | 2026 | 34.2427 | 891.9678
wint | geo_advanced_hd | o-g-s | 2028 | 32.4277 | 908.2284
wint | geo_advanced_hd | o-g-s | 2030 | 27.7572 | 907.8365
wint | geo_advanced_hd | o-g-s | 2032 | 26.9625 | 943.444
wint | geo_advanced_hd | o-g-s | 2034 | 25.5289 | 983.9663
wint | geo_advanced_hd | o-g-s | 2036 | 24.7561 | 1045.6351
wint | geo_advanced_hd | o-g-s | 2038 | 23.3067 | 1111.0716
wint | geo_advanced_hd | o-g-s | 2040 | 22.2126 | 1173.1416
wint | geo_advanced_hd | o-g-s | 2042 | 20.731 | 1240.0623
wint | geo_advanced_hd | o-g-s | 2044 | 18.7801 | 1302.9824
wint | geo_advanced_hd | o-g-s | 2046 | 16.7927 | 1366.4513
wint | geo_advanced_hd | o-g-s | 2048 | 13.3894 | 1437.6249
wint | geo_advanced_hd | o-g-s | 2050 | 8.1647 | 1500.3298
wint | geo_advanced_hd | hydro | 2010 | 56.0022 | 980.01
wint | geo_advanced_hd | hydro | 2012 | 55.3364 | 987.5786
wint | geo_advanced_hd | hydro | 2014 | 54.867 | 974.1428
wint | geo_advanced_hd | hydro | 2016 | 54.2219 | 956.5369
wint | geo_advanced_hd | hydro | 2018 | 56.5406 | 947.9459
wint | geo_advanced_hd | hydro | 2020 | 56.8774 | 940.0312
wint | geo_advanced_hd | hydro | 2022 | 56.9454 | 954.9653
wint | geo_advanced_hd | hydro | 2024 | 56.9677 | 889.8303
wint | geo_advanced_hd | hydro | 2026 | 58.2016 | 891.9678
wint | geo_advanced_hd | hydro | 2028 | 59.36 | 908.2284
wint | geo_advanced_hd | hydro | 2030 | 59.4249 | 907.8365
wint | geo_advanced_hd | hydro | 2032 | 59.5239 | 943.444
wint | geo_advanced_hd | hydro | 2034 | 59.7523 | 983.9663
wint | geo_advanced_hd | hydro | 2036 | 59.911 | 1045.6351
wint | geo_advanced_hd | hydro | 2038 | 60.1148 | 1111.0716
wint | geo_advanced_hd | hydro | 2040 | 60.2859 | 1173.1416
wint | geo_advanced_hd | hydro | 2042 | 60.457 | 1240.0623
wint | geo_advanced_hd | hydro | 2044 | 60.6331 | 1302.9824
wint | geo_advanced_hd | hydro | 2046 | 60.8121 | 1366.4513
wint | geo_advanced_hd | hydro | 2048 | 60.9911 | 1437.6249
wint | geo_advanced_hd | hydro | 2050 | 61.16 | 1500.3298
wint | geo_advanced_hd | geothermal | 2010 | 2.6812 | 980.01
wint | geo_advanced_hd | geothermal | 2012 | 2.8162 | 987.5786
wint | geo_advanced_hd | geothermal | 2014 | 2.9016 | 974.1428
wint | geo_advanced_hd | geothermal | 2016 | 2.9516 | 956.5369
wint | geo_advanced_hd | geothermal | 2018 | 3.0119 | 947.9459
wint | geo_advanced_hd | geothermal | 2020 | 4.2151 | 940.0312
wint | geo_advanced_hd | geothermal | 2022 | 4.2571 | 954.9653
wint | geo_advanced_hd | geothermal | 2024 | 4.2571 | 889.8303
wint | geo_advanced_hd | geothermal | 2026 | 4.2571 | 891.9678
wint | geo_advanced_hd | geothermal | 2028 | 7.0823 | 908.2284
wint | geo_advanced_hd | geothermal | 2030 | 7.0823 | 907.8365
wint | geo_advanced_hd | geothermal | 2032 | 7.0823 | 943.444
wint | geo_advanced_hd | geothermal | 2034 | 8.7827 | 983.9663
wint | geo_advanced_hd | geothermal | 2036 | 8.9777 | 1045.6351
wint | geo_advanced_hd | geothermal | 2038 | 9.1728 | 1111.0716
wint | geo_advanced_hd | geothermal | 2040 | 11.026 | 1173.1416
wint | geo_advanced_hd | geothermal | 2042 | 15.2944 | 1240.0623
wint | geo_advanced_hd | geothermal | 2044 | 16.0342 | 1302.9824
wint | geo_advanced_hd | geothermal | 2046 | 16.7949 | 1366.4513
wint | geo_advanced_hd | geothermal | 2048 | 17.8648 | 1437.6249
wint | geo_advanced_hd | geothermal | 2050 | 20.3855 | 1500.3298
wint | geo_advanced_hd | biopower | 2010 | 2.8796 | 980.01
wint | geo_advanced_hd | biopower | 2012 | 2.9889 | 987.5786
wint | geo_advanced_hd | biopower | 2014 | 3.438 | 974.1428
wint | geo_advanced_hd | biopower | 2016 | 3.236 | 956.5369
wint | geo_advanced_hd | biopower | 2018 | 3.1947 | 947.9459
wint | geo_advanced_hd | biopower | 2020 | 3.0294 | 940.0312
wint | geo_advanced_hd | biopower | 2022 | 2.8952 | 954.9653
wint | geo_advanced_hd | biopower | 2024 | 2.8982 | 889.8303
wint | geo_advanced_hd | biopower | 2026 | 2.8982 | 891.9678
wint | geo_advanced_hd | biopower | 2028 | 2.6382 | 908.2284
wint | geo_advanced_hd | biopower | 2030 | 2.4007 | 907.8365
wint | geo_advanced_hd | biopower | 2032 | 2.1056 | 943.444
wint | geo_advanced_hd | biopower | 2034 | 1.724 | 983.9663
wint | geo_advanced_hd | biopower | 2036 | 1.508 | 1045.6351
wint | geo_advanced_hd | biopower | 2038 | 1.3677 | 1111.0716
wint | geo_advanced_hd | biopower | 2040 | 1.3327 | 1173.1416
wint | geo_advanced_hd | biopower | 2042 | 1.2498 | 1240.0623
wint | geo_advanced_hd | biopower | 2044 | 1.1648 | 1302.9824
wint | geo_advanced_hd | biopower | 2046 | 1.1586 | 1366.4513
wint | geo_advanced_hd | biopower | 2048 | 1.1336 | 1437.6249
wint | geo_advanced_hd | biopower | 2050 | 1.1293 | 1500.3298
wint | geo_advanced_hd | lfill-gas | 2010 | 3.4394 | 980.01
wint | geo_advanced_hd | lfill-gas | 2012 | 3.6782 | 987.5786
wint | geo_advanced_hd | lfill-gas | 2014 | 3.7798 | 974.1428
wint | geo_advanced_hd | lfill-gas | 2016 | 3.7778 | 956.5369
wint | geo_advanced_hd | lfill-gas | 2018 | 3.7196 | 947.9459
wint | geo_advanced_hd | lfill-gas | 2020 | 3.541 | 940.0312
wint | geo_advanced_hd | lfill-gas | 2022 | 3.5376 | 954.9653
wint | geo_advanced_hd | lfill-gas | 2024 | 3.5376 | 889.8303
wint | geo_advanced_hd | lfill-gas | 2026 | 3.5376 | 891.9678
wint | geo_advanced_hd | lfill-gas | 2028 | 3.5016 | 908.2284
wint | geo_advanced_hd | lfill-gas | 2030 | 3.5016 | 907.8365
wint | geo_advanced_hd | lfill-gas | 2032 | 3.5016 | 943.444
wint | geo_advanced_hd | lfill-gas | 2034 | 3.5016 | 983.9663
wint | geo_advanced_hd | lfill-gas | 2036 | 3.5016 | 1045.6351
wint | geo_advanced_hd | lfill-gas | 2038 | 3.5016 | 1111.0716
wint | geo_advanced_hd | lfill-gas | 2040 | 3.5016 | 1173.1416
wint | geo_advanced_hd | lfill-gas | 2042 | 3.5016 | 1240.0623
wint | geo_advanced_hd | lfill-gas | 2044 | 3.5016 | 1302.9824
wint | geo_advanced_hd | lfill-gas | 2046 | 3.5016 | 1366.4513
wint | geo_advanced_hd | lfill-gas | 2048 | 3.5016 | 1437.6249
wint | geo_advanced_hd | lfill-gas | 2050 | 3.5016 | 1500.3298
wint | geo_advanced_hd | wind-ons | 2010 | 1.6374 | 980.01
wint | geo_advanced_hd | wind-ons | 2012 | 7.4807 | 987.5786
wint | geo_advanced_hd | wind-ons | 2014 | 2.3639 | 974.1428
wint | geo_advanced_hd | wind-ons | 2016 | 7.1303 | 956.5369
wint | geo_advanced_hd | wind-ons | 2018 | 5.3022 | 947.9459
wint | geo_advanced_hd | wind-ons | 2020 | 10.504 | 940.0312
wint | geo_advanced_hd | wind-ons | 2022 | 33.0692 | 954.9653
wint | geo_advanced_hd | wind-ons | 2024 | 39.8978 | 889.8303
wint | geo_advanced_hd | wind-ons | 2026 | 47.0491 | 891.9678
wint | geo_advanced_hd | wind-ons | 2028 | 60.8117 | 908.2284
wint | geo_advanced_hd | wind-ons | 2030 | 71.701 | 907.8365
wint | geo_advanced_hd | wind-ons | 2032 | 79.8391 | 943.444
wint | geo_advanced_hd | wind-ons | 2034 | 89.6705 | 983.9663
wint | geo_advanced_hd | wind-ons | 2036 | 101.4286 | 1045.6351
wint | geo_advanced_hd | wind-ons | 2038 | 111.6265 | 1111.0716
wint | geo_advanced_hd | wind-ons | 2040 | 118.6517 | 1173.1416
wint | geo_advanced_hd | wind-ons | 2042 | 121.2065 | 1240.0623
wint | geo_advanced_hd | wind-ons | 2044 | 125.0891 | 1302.9824
wint | geo_advanced_hd | wind-ons | 2046 | 126.5027 | 1366.4513
wint | geo_advanced_hd | wind-ons | 2048 | 129.757 | 1437.6249
wint | geo_advanced_hd | wind-ons | 2050 | 133.4534 | 1500.3298
wint | geo_advanced_hd | wind-ofs | 2010 | 0 | 980.01
wint | geo_advanced_hd | wind-ofs | 2012 | 0 | 987.5786
wint | geo_advanced_hd | wind-ofs | 2014 | 0 | 974.1428
wint | geo_advanced_hd | wind-ofs | 2016 | 0.011941 | 956.5369
wint | geo_advanced_hd | wind-ofs | 2018 | 0 | 947.9459
wint | geo_advanced_hd | wind-ofs | 2020 | 0.0048828 | 940.0312
wint | geo_advanced_hd | wind-ofs | 2022 | 0.022739 | 954.9653
wint | geo_advanced_hd | wind-ofs | 2024 | 1.4353 | 889.8303
wint | geo_advanced_hd | wind-ofs | 2026 | 2.9047 | 891.9678
wint | geo_advanced_hd | wind-ofs | 2028 | 5.3658 | 908.2284
wint | geo_advanced_hd | wind-ofs | 2030 | 7.5016 | 907.8365
wint | geo_advanced_hd | wind-ofs | 2032 | 7.6161 | 943.444
wint | geo_advanced_hd | wind-ofs | 2034 | 9.8881 | 983.9663
wint | geo_advanced_hd | wind-ofs | 2036 | 12.1411 | 1045.6351
wint | geo_advanced_hd | wind-ofs | 2038 | 12.4412 | 1111.0716
wint | geo_advanced_hd | wind-ofs | 2040 | 12.9806 | 1173.1416
wint | geo_advanced_hd | wind-ofs | 2042 | 13.6185 | 1240.0623
wint | geo_advanced_hd | wind-ofs | 2044 | 14.0657 | 1302.9824
wint | geo_advanced_hd | wind-ofs | 2046 | 14.4936 | 1366.4513
wint | geo_advanced_hd | wind-ofs | 2048 | 15.561 | 1437.6249
wint | geo_advanced_hd | wind-ofs | 2050 | 14.5832 | 1500.3298
wint | geo_advanced_hd | csp | 2010 | 0 | 980.01
wint | geo_advanced_hd | csp | 2012 | 0 | 987.5786
wint | geo_advanced_hd | csp | 2014 | 0 | 974.1428
wint | geo_advanced_hd | csp | 2016 | 0 | 956.5369
wint | geo_advanced_hd | csp | 2018 | 0 | 947.9459
wint | geo_advanced_hd | csp | 2020 | 0 | 940.0312
wint | geo_advanced_hd | csp | 2022 | 0 | 954.9653
wint | geo_advanced_hd | csp | 2024 | 0 | 889.8303
wint | geo_advanced_hd | csp | 2026 | 0 | 891.9678
wint | geo_advanced_hd | csp | 2028 | 0 | 908.2284
wint | geo_advanced_hd | csp | 2030 | 0 | 907.8365
wint | geo_advanced_hd | csp | 2032 | 0 | 943.444
wint | geo_advanced_hd | csp | 2034 | 0 | 983.9663
wint | geo_advanced_hd | csp | 2036 | 0 | 1045.6351
wint | geo_advanced_hd | csp | 2038 | 0 | 1111.0716
wint | geo_advanced_hd | csp | 2040 | 0.25381 | 1173.1416
wint | geo_advanced_hd | csp | 2042 | 0.51585 | 1240.0623
wint | geo_advanced_hd | csp | 2044 | 0.64109 | 1302.9824
wint | geo_advanced_hd | csp | 2046 | 0.72402 | 1366.4513
wint | geo_advanced_hd | csp | 2048 | 0.90978 | 1437.6249
wint | geo_advanced_hd | csp | 2050 | 1.0028 | 1500.3298
wint | geo_advanced_hd | upv | 2010 | 0.044077 | 980.01
wint | geo_advanced_hd | upv | 2012 | 0.54147 | 987.5786
wint | geo_advanced_hd | upv | 2014 | 1.5511 | 974.1428
wint | geo_advanced_hd | upv | 2016 | 2.7598 | 956.5369
wint | geo_advanced_hd | upv | 2018 | 2.2559 | 947.9459
wint | geo_advanced_hd | upv | 2020 | 3.9142 | 940.0312
wint | geo_advanced_hd | upv | 2022 | 1.767 | 954.9653
wint | geo_advanced_hd | upv | 2024 | 2.5088 | 889.8303
wint | geo_advanced_hd | upv | 2026 | 1.9604 | 891.9678
wint | geo_advanced_hd | upv | 2028 | 1.3228 | 908.2284
wint | geo_advanced_hd | upv | 2030 | 1.0406 | 907.8365
wint | geo_advanced_hd | upv | 2032 | 0.62659 | 943.444
wint | geo_advanced_hd | upv | 2034 | 0.4928 | 983.9663
wint | geo_advanced_hd | upv | 2036 | 0.28503 | 1045.6351
wint | geo_advanced_hd | upv | 2038 | 0.6326 | 1111.0716
wint | geo_advanced_hd | upv | 2040 | 0.58342 | 1173.1416
wint | geo_advanced_hd | upv | 2042 | 0.84931 | 1240.0623
wint | geo_advanced_hd | upv | 2044 | 0.80898 | 1302.9824
wint | geo_advanced_hd | upv | 2046 | 0.8884 | 1366.4513
wint | geo_advanced_hd | upv | 2048 | 0.88195 | 1437.6249
wint | geo_advanced_hd | upv | 2050 | 0.94041 | 1500.3298
wint | geo_advanced_hd | dupv | 2010 | 0.015679 | 980.01
wint | geo_advanced_hd | dupv | 2012 | 0.13235 | 987.5786
wint | geo_advanced_hd | dupv | 2014 | 0.23612 | 974.1428
wint | geo_advanced_hd | dupv | 2016 | 0.29002 | 956.5369
wint | geo_advanced_hd | dupv | 2018 | 0.35557 | 947.9459
wint | geo_advanced_hd | dupv | 2020 | 0.32674 | 940.0312
wint | geo_advanced_hd | dupv | 2022 | 0.084544 | 954.9653
wint | geo_advanced_hd | dupv | 2024 | 0.06728 | 889.8303
wint | geo_advanced_hd | dupv | 2026 | 0.030988 | 891.9678
wint | geo_advanced_hd | dupv | 2028 | 0.025103 | 908.2284
wint | geo_advanced_hd | dupv | 2030 | 0.024075 | 907.8365
wint | geo_advanced_hd | dupv | 2032 | 0.0057373 | 943.444
wint | geo_advanced_hd | dupv | 2034 | 0.0064995 | 983.9663
wint | geo_advanced_hd | dupv | 2036 | 0.00027061 | 1045.6351
wint | geo_advanced_hd | dupv | 2038 | 0.00028315 | 1111.0716
wint | geo_advanced_hd | dupv | 2040 | 0.00034351 | 1173.1416
wint | geo_advanced_hd | dupv | 2042 | 0.00044225 | 1240.0623
wint | geo_advanced_hd | dupv | 2044 | 0.00035915 | 1302.9824
wint | geo_advanced_hd | dupv | 2046 | 0.00031091 | 1366.4513
wint | geo_advanced_hd | dupv | 2048 | 0.00016871 | 1437.6249
wint | geo_advanced_hd | dupv | 2050 | 0.00016134 | 1500.3298
wint | geo_advanced_hd | distpv | 2010 | 0 | 980.01
wint | geo_advanced_hd | distpv | 2012 | 0 | 987.5786
wint | geo_advanced_hd | distpv | 2014 | 0 | 974.1428
wint | geo_advanced_hd | distpv | 2016 | 0 | 956.5369
wint | geo_advanced_hd | distpv | 2018 | 0 | 947.9459
wint | geo_advanced_hd | distpv | 2020 | 0 | 940.0312
wint | geo_advanced_hd | distpv | 2022 | 0.35991 | 954.9653
wint | geo_advanced_hd | distpv | 2024 | 0.34011 | 889.8303
wint | geo_advanced_hd | distpv | 2026 | 0.28397 | 891.9678
wint | geo_advanced_hd | distpv | 2028 | 0.30259 | 908.2284
wint | geo_advanced_hd | distpv | 2030 | 0.3821 | 907.8365
wint | geo_advanced_hd | distpv | 2032 | 0.37362 | 943.444
wint | geo_advanced_hd | distpv | 2034 | 0.17177 | 983.9663
wint | geo_advanced_hd | distpv | 2036 | 0.065404 | 1045.6351
wint | geo_advanced_hd | distpv | 2038 | 0.066744 | 1111.0716
wint | geo_advanced_hd | distpv | 2040 | 0.099689 | 1173.1416
wint | geo_advanced_hd | distpv | 2042 | 0.2003 | 1240.0623
wint | geo_advanced_hd | distpv | 2044 | 0.1936 | 1302.9824
wint | geo_advanced_hd | distpv | 2046 | 0.23362 | 1366.4513
wint | geo_advanced_hd | distpv | 2048 | 0.24774 | 1437.6249
wint | geo_advanced_hd | distpv | 2050 | 0.29395 | 1500.3298
wint | geo_advanced_hd | pvb | 2010 | 0 | 980.01
wint | geo_advanced_hd | pvb | 2012 | 0 | 987.5786
wint | geo_advanced_hd | pvb | 2014 | 0 | 974.1428
wint | geo_advanced_hd | pvb | 2016 | 0 | 956.5369
wint | geo_advanced_hd | pvb | 2018 | 0 | 947.9459
wint | geo_advanced_hd | pvb | 2020 | 0 | 940.0312
wint | geo_advanced_hd | pvb | 2022 | 0.048853 | 954.9653
wint | geo_advanced_hd | pvb | 2024 | 0.77794 | 889.8303
wint | geo_advanced_hd | pvb | 2026 | 0.25038 | 891.9678
wint | geo_advanced_hd | pvb | 2028 | 0.27936 | 908.2284
wint | geo_advanced_hd | pvb | 2030 | 2.6226 | 907.8365
wint | geo_advanced_hd | pvb | 2032 | 3.8058 | 943.444
wint | geo_advanced_hd | pvb | 2034 | 3.5945 | 983.9663
wint | geo_advanced_hd | pvb | 2036 | 8.2603 | 1045.6351
wint | geo_advanced_hd | pvb | 2038 | 9.9864 | 1111.0716
wint | geo_advanced_hd | pvb | 2040 | 7.8479 | 1173.1416
wint | geo_advanced_hd | pvb | 2042 | 10.7442 | 1240.0623
wint | geo_advanced_hd | pvb | 2044 | 8.5641 | 1302.9824
wint | geo_advanced_hd | pvb | 2046 | 6.1189 | 1366.4513
wint | geo_advanced_hd | pvb | 2048 | 6.9491 | 1437.6249
wint | geo_advanced_hd | pvb | 2050 | 4.6095 | 1500.3298
wint | geo_advanced_hd | battery_2 | 2010 | 0.00586 | 980.01
wint | geo_advanced_hd | battery_2 | 2012 | 0 | 987.5786
wint | geo_advanced_hd | battery_2 | 2014 | 0 | 974.1428
wint | geo_advanced_hd | battery_2 | 2016 | 0 | 956.5369
wint | geo_advanced_hd | battery_2 | 2018 | 0 | 947.9459
wint | geo_advanced_hd | battery_2 | 2020 | 0 | 940.0312
wint | geo_advanced_hd | battery_2 | 2022 | 0.24392 | 954.9653
wint | geo_advanced_hd | battery_2 | 2024 | 0.54038 | 889.8303
wint | geo_advanced_hd | battery_2 | 2026 | 0.89295 | 891.9678
wint | geo_advanced_hd | battery_2 | 2028 | 0.34339 | 908.2284
wint | geo_advanced_hd | battery_2 | 2030 | 0.84818 | 907.8365
wint | geo_advanced_hd | battery_2 | 2032 | 2.7719 | 943.444
wint | geo_advanced_hd | battery_2 | 2034 | 1.5366 | 983.9663
wint | geo_advanced_hd | battery_2 | 2036 | 3.203 | 1045.6351
wint | geo_advanced_hd | battery_2 | 2038 | 3.9171 | 1111.0716
wint | geo_advanced_hd | battery_2 | 2040 | 5.4212 | 1173.1416
wint | geo_advanced_hd | battery_2 | 2042 | 5.2416 | 1240.0623
wint | geo_advanced_hd | battery_2 | 2044 | 9.0579 | 1302.9824
wint | geo_advanced_hd | battery_2 | 2046 | 7.8649 | 1366.4513
wint | geo_advanced_hd | battery_2 | 2048 | 11.6031 | 1437.6249
wint | geo_advanced_hd | battery_2 | 2050 | 8.8181 | 1500.3298
wint | geo_advanced_hd | battery_4 | 2010 | 0 | 980.01
wint | geo_advanced_hd | battery_4 | 2012 | 0 | 987.5786
wint | geo_advanced_hd | battery_4 | 2014 | 0 | 974.1428
wint | geo_advanced_hd | battery_4 | 2016 | 0 | 956.5369
wint | geo_advanced_hd | battery_4 | 2018 | 0 | 947.9459
wint | geo_advanced_hd | battery_4 | 2020 | 0 | 940.0312
wint | geo_advanced_hd | battery_4 | 2022 | 0 | 954.9653
wint | geo_advanced_hd | battery_4 | 2024 | 1.8918 | 889.8303
wint | geo_advanced_hd | battery_4 | 2026 | 9.881 | 891.9678
wint | geo_advanced_hd | battery_4 | 2028 | 10.6383 | 908.2284
wint | geo_advanced_hd | battery_4 | 2030 | 12.3356 | 907.8365
wint | geo_advanced_hd | battery_4 | 2032 | 17.7945 | 943.444
wint | geo_advanced_hd | battery_4 | 2034 | 36.5553 | 983.9663
wint | geo_advanced_hd | battery_4 | 2036 | 32.016 | 1045.6351
wint | geo_advanced_hd | battery_4 | 2038 | 52.9871 | 1111.0716
wint | geo_advanced_hd | battery_4 | 2040 | 54.2076 | 1173.1416
wint | geo_advanced_hd | battery_4 | 2042 | 57.2944 | 1240.0623
wint | geo_advanced_hd | battery_4 | 2044 | 68.8008 | 1302.9824
wint | geo_advanced_hd | battery_4 | 2046 | 64.8243 | 1366.4513
wint | geo_advanced_hd | battery_4 | 2048 | 78.8321 | 1437.6249
wint | geo_advanced_hd | battery_4 | 2050 | 89.8916 | 1500.3298
wint | geo_advanced_hd | battery_6 | 2010 | 0 | 980.01
wint | geo_advanced_hd | battery_6 | 2012 | 0 | 987.5786
wint | geo_advanced_hd | battery_6 | 2014 | 0 | 974.1428
wint | geo_advanced_hd | battery_6 | 2016 | 0 | 956.5369
wint | geo_advanced_hd | battery_6 | 2018 | 0 | 947.9459
wint | geo_advanced_hd | battery_6 | 2020 | 0 | 940.0312
wint | geo_advanced_hd | battery_6 | 2022 | 0 | 954.9653
wint | geo_advanced_hd | battery_6 | 2024 | 0 | 889.8303
wint | geo_advanced_hd | battery_6 | 2026 | 0 | 891.9678
wint | geo_advanced_hd | battery_6 | 2028 | 6.0781 | 908.2284
wint | geo_advanced_hd | battery_6 | 2030 | 11.9993 | 907.8365
wint | geo_advanced_hd | battery_6 | 2032 | 25.9629 | 943.444
wint | geo_advanced_hd | battery_6 | 2034 | 35.5473 | 983.9663
wint | geo_advanced_hd | battery_6 | 2036 | 53.5723 | 1045.6351
wint | geo_advanced_hd | battery_6 | 2038 | 64.798 | 1111.0716
wint | geo_advanced_hd | battery_6 | 2040 | 85.4893 | 1173.1416
wint | geo_advanced_hd | battery_6 | 2042 | 83.9116 | 1240.0623
wint | geo_advanced_hd | battery_6 | 2044 | 62.4925 | 1302.9824
wint | geo_advanced_hd | battery_6 | 2046 | 75.1628 | 1366.4513
wint | geo_advanced_hd | battery_6 | 2048 | 56.2188 | 1437.6249
wint | geo_advanced_hd | battery_6 | 2050 | 71.5465 | 1500.3298
wint | geo_advanced_hd | battery_8 | 2010 | 0 | 980.01
wint | geo_advanced_hd | battery_8 | 2012 | 0 | 987.5786
wint | geo_advanced_hd | battery_8 | 2014 | 0 | 974.1428
wint | geo_advanced_hd | battery_8 | 2016 | 0 | 956.5369
wint | geo_advanced_hd | battery_8 | 2018 | 0 | 947.9459
wint | geo_advanced_hd | battery_8 | 2020 | 0 | 940.0312
wint | geo_advanced_hd | battery_8 | 2022 | 0 | 954.9653
wint | geo_advanced_hd | battery_8 | 2024 | 0 | 889.8303
wint | geo_advanced_hd | battery_8 | 2026 | 0 | 891.9678
wint | geo_advanced_hd | battery_8 | 2028 | 0 | 908.2284
wint | geo_advanced_hd | battery_8 | 2030 | 0.37067 | 907.8365
wint | geo_advanced_hd | battery_8 | 2032 | 3.0148 | 943.444
wint | geo_advanced_hd | battery_8 | 2034 | 5.6978 | 983.9663
wint | geo_advanced_hd | battery_8 | 2036 | 16.742 | 1045.6351
wint | geo_advanced_hd | battery_8 | 2038 | 24.9575 | 1111.0716
wint | geo_advanced_hd | battery_8 | 2040 | 39.6382 | 1173.1416
wint | geo_advanced_hd | battery_8 | 2042 | 38.8963 | 1240.0623
wint | geo_advanced_hd | battery_8 | 2044 | 51.1891 | 1302.9824
wint | geo_advanced_hd | battery_8 | 2046 | 40.8677 | 1366.4513
wint | geo_advanced_hd | battery_8 | 2048 | 36.4212 | 1437.6249
wint | geo_advanced_hd | battery_8 | 2050 | 24.5156 | 1500.3298
wint | geo_advanced_hd | battery_10 | 2010 | 0 | 980.01
wint | geo_advanced_hd | battery_10 | 2012 | 0 | 987.5786
wint | geo_advanced_hd | battery_10 | 2014 | 0 | 974.1428
wint | geo_advanced_hd | battery_10 | 2016 | 0 | 956.5369
wint | geo_advanced_hd | battery_10 | 2018 | 0 | 947.9459
wint | geo_advanced_hd | battery_10 | 2020 | 0 | 940.0312
wint | geo_advanced_hd | battery_10 | 2022 | 0 | 954.9653
wint | geo_advanced_hd | battery_10 | 2024 | 0 | 889.8303
wint | geo_advanced_hd | battery_10 | 2026 | 0 | 891.9678
wint | geo_advanced_hd | battery_10 | 2028 | 0 | 908.2284
wint | geo_advanced_hd | battery_10 | 2030 | 0 | 907.8365
wint | geo_advanced_hd | battery_10 | 2032 | 0 | 943.444
wint | geo_advanced_hd | battery_10 | 2034 | 0 | 983.9663
wint | geo_advanced_hd | battery_10 | 2036 | 0.80472 | 1045.6351
wint | geo_advanced_hd | battery_10 | 2038 | 0 | 1111.0716
wint | geo_advanced_hd | battery_10 | 2040 | 0.80472 | 1173.1416
wint | geo_advanced_hd | battery_10 | 2042 | 0 | 1240.0623
wint | geo_advanced_hd | battery_10 | 2044 | 0 | 1302.9824
wint | geo_advanced_hd | battery_10 | 2046 | 1.0333 | 1366.4513
wint | geo_advanced_hd | battery_10 | 2048 | 0 | 1437.6249
wint | geo_advanced_hd | battery_10 | 2050 | 0.39598 | 1500.3298
wint | geo_advanced_hd | pumped-hydro | 2010 | 5.8803 | 980.01
wint | geo_advanced_hd | pumped-hydro | 2012 | 0 | 987.5786
wint | geo_advanced_hd | pumped-hydro | 2014 | 0 | 974.1428
wint | geo_advanced_hd | pumped-hydro | 2016 | 0 | 956.5369
wint | geo_advanced_hd | pumped-hydro | 2018 | 0 | 947.9459
wint | geo_advanced_hd | pumped-hydro | 2020 | 0 | 940.0312
wint | geo_advanced_hd | pumped-hydro | 2022 | 1.7896 | 954.9653
wint | geo_advanced_hd | pumped-hydro | 2024 | 9.404 | 889.8303
wint | geo_advanced_hd | pumped-hydro | 2026 | 6.3984 | 891.9678
wint | geo_advanced_hd | pumped-hydro | 2028 | 7.7393 | 908.2284
wint | geo_advanced_hd | pumped-hydro | 2030 | 9.0505 | 907.8365
wint | geo_advanced_hd | pumped-hydro | 2032 | 15.8298 | 943.444
wint | geo_advanced_hd | pumped-hydro | 2034 | 12.8643 | 983.9663
wint | geo_advanced_hd | pumped-hydro | 2036 | 17.4725 | 1045.6351
wint | geo_advanced_hd | pumped-hydro | 2038 | 15.603 | 1111.0716
wint | geo_advanced_hd | pumped-hydro | 2040 | 16.4873 | 1173.1416
wint | geo_advanced_hd | pumped-hydro | 2042 | 24.5668 | 1240.0623
wint | geo_advanced_hd | pumped-hydro | 2044 | 22.4302 | 1302.9824
wint | geo_advanced_hd | pumped-hydro | 2046 | 23.6003 | 1366.4513
wint | geo_advanced_hd | pumped-hydro | 2048 | 28.8039 | 1437.6249
wint | geo_advanced_hd | pumped-hydro | 2050 | 23.9259 | 1500.3298
wint | geo_advanced_hd | Canada | 2010 | 5.7897 | 980.01
wint | geo_advanced_hd | Canada | 2012 | 7.5475 | 987.5786
wint | geo_advanced_hd | Canada | 2014 | 7.6689 | 974.1428
wint | geo_advanced_hd | Canada | 2016 | 9.3983 | 956.5369
wint | geo_advanced_hd | Canada | 2018 | 9.7098 | 947.9459
wint | geo_advanced_hd | Canada | 2020 | 9.3126 | 940.0312
wint | geo_advanced_hd | Canada | 2022 | 8.3152 | 954.9653
wint | geo_advanced_hd | Canada | 2024 | 8.3747 | 889.8303
wint | geo_advanced_hd | Canada | 2026 | 9.4089 | 891.9678
wint | geo_advanced_hd | Canada | 2028 | 10.4838 | 908.2284
wint | geo_advanced_hd | Canada | 2030 | 10.7558 | 907.8365
wint | geo_advanced_hd | Canada | 2032 | 10.6683 | 943.444
wint | geo_advanced_hd | Canada | 2034 | 10.5939 | 983.9663
wint | geo_advanced_hd | Canada | 2036 | 10.3455 | 1045.6351
wint | geo_advanced_hd | Canada | 2038 | 10.2286 | 1111.0716
wint | geo_advanced_hd | Canada | 2040 | 10.1407 | 1173.1416
wint | geo_advanced_hd | Canada | 2042 | 10.1407 | 1240.0623
wint | geo_advanced_hd | Canada | 2044 | 10.1407 | 1302.9824
wint | geo_advanced_hd | Canada | 2046 | 10.1407 | 1366.4513
wint | geo_advanced_hd | Canada | 2048 | 10.1407 | 1437.6249
wint | geo_advanced_hd | Canada | 2050 | 10.1407 | 1500.3298
wint | geo_advanced_hd | smr | 2010 | 0 | 980.01
wint | geo_advanced_hd | smr | 2012 | 0 | 987.5786
wint | geo_advanced_hd | smr | 2014 | 0 | 974.1428
wint | geo_advanced_hd | smr | 2016 | 0 | 956.5369
wint | geo_advanced_hd | smr | 2018 | 0 | 947.9459
wint | geo_advanced_hd | smr | 2020 | 0 | 940.0312
wint | geo_advanced_hd | smr | 2022 | 0 | 954.9653
wint | geo_advanced_hd | smr | 2024 | 0 | 889.8303
wint | geo_advanced_hd | smr | 2026 | 0 | 891.9678
wint | geo_advanced_hd | smr | 2028 | 0 | 908.2284
wint | geo_advanced_hd | smr | 2030 | 0 | 907.8365
wint | geo_advanced_hd | smr | 2032 | 0 | 943.444
wint | geo_advanced_hd | smr | 2034 | 0 | 983.9663
wint | geo_advanced_hd | smr | 2036 | 0 | 1045.6351
wint | geo_advanced_hd | smr | 2038 | 0 | 1111.0716
wint | geo_advanced_hd | smr | 2040 | 0 | 1173.1416
wint | geo_advanced_hd | smr | 2042 | 0 | 1240.0623
wint | geo_advanced_hd | smr | 2044 | 0 | 1302.9824
wint | geo_advanced_hd | smr | 2046 | 0 | 1366.4513
wint | geo_advanced_hd | smr | 2048 | 0 | 1437.6249
wint | geo_advanced_hd | smr | 2050 | 0 | 1500.3298
wint | geo_advanced_hd | electrolyzer | 2010 | 0 | 980.01
wint | geo_advanced_hd | electrolyzer | 2012 | 0 | 987.5786
wint | geo_advanced_hd | electrolyzer | 2014 | 0 | 974.1428
wint | geo_advanced_hd | electrolyzer | 2016 | 0 | 956.5369
wint | geo_advanced_hd | electrolyzer | 2018 | 0 | 947.9459
wint | geo_advanced_hd | electrolyzer | 2020 | 0 | 940.0312
wint | geo_advanced_hd | electrolyzer | 2022 | 0 | 954.9653
wint | geo_advanced_hd | electrolyzer | 2024 | 0 | 889.8303
wint | geo_advanced_hd | electrolyzer | 2026 | 0 | 891.9678
wint | geo_advanced_hd | electrolyzer | 2028 | 0 | 908.2284
wint | geo_advanced_hd | electrolyzer | 2030 | 0 | 907.8365
wint | geo_advanced_hd | electrolyzer | 2032 | 0 | 943.444
wint | geo_advanced_hd | electrolyzer | 2034 | 0 | 983.9663
wint | geo_advanced_hd | electrolyzer | 2036 | 0 | 1045.6351
wint | geo_advanced_hd | electrolyzer | 2038 | 0 | 1111.0716
wint | geo_advanced_hd | electrolyzer | 2040 | 0 | 1173.1416
wint | geo_advanced_hd | electrolyzer | 2042 | 0 | 1240.0623
wint | geo_advanced_hd | electrolyzer | 2044 | 0 | 1302.9824
wint | geo_advanced_hd | electrolyzer | 2046 | 0 | 1366.4513
wint | geo_advanced_hd | electrolyzer | 2048 | 0 | 1437.6249
wint | geo_advanced_hd | electrolyzer | 2050 | 0 | 1500.3298

## 12_Curtailment Rate
scenario | year | Curt Rate
geo_advanced_hd | 2010 | -1.5586e-17
geo_advanced_hd | 2012 | -7.9808e-18
geo_advanced_hd | 2014 | -1.4063e-17
geo_advanced_hd | 2016 | 0.0010529
geo_advanced_hd | 2018 | 0.004953
geo_advanced_hd | 2020 | 0.0087032
geo_advanced_hd | 2022 | 0.18449
geo_advanced_hd | 2024 | 0.038936
geo_advanced_hd | 2026 | 0.043034
geo_advanced_hd | 2028 | 0.035698
geo_advanced_hd | 2030 | 0.043454
geo_advanced_hd | 2032 | 0.051809
geo_advanced_hd | 2034 | 0.059621
geo_advanced_hd | 2036 | 0.068001
geo_advanced_hd | 2038 | 0.071079
geo_advanced_hd | 2040 | 0.060872
geo_advanced_hd | 2042 | 0.056436
geo_advanced_hd | 2044 | 0.047329
geo_advanced_hd | 2046 | 0.037141
geo_advanced_hd | 2048 | 0.034722
geo_advanced_hd | 2050 | 0.02588

## 13_Losses (fraction of load)
type | scenario | year | Amount (TWh)
curt | geo_advanced_hd | 2010 | -4.5372e-19
curt | geo_advanced_hd | 2012 | -3.9192e-19
curt | geo_advanced_hd | 2014 | -8.4038e-19
curt | geo_advanced_hd | 2016 | 9.0406e-05
curt | geo_advanced_hd | 2018 | 0.00052533
curt | geo_advanced_hd | 2020 | 0.0011843
curt | geo_advanced_hd | 2022 | 0.044313
curt | geo_advanced_hd | 2024 | 0.014204
curt | geo_advanced_hd | 2026 | 0.019711
curt | geo_advanced_hd | 2028 | 0.019561
curt | geo_advanced_hd | 2030 | 0.028252
curt | geo_advanced_hd | 2032 | 0.035786
curt | geo_advanced_hd | 2034 | 0.044344
curt | geo_advanced_hd | 2036 | 0.05275
curt | geo_advanced_hd | 2038 | 0.05705
curt | geo_advanced_hd | 2040 | 0.048579
curt | geo_advanced_hd | 2042 | 0.04298
curt | geo_advanced_hd | 2044 | 0.034906
curt | geo_advanced_hd | 2046 | 0.026476
curt | geo_advanced_hd | 2048 | 0.024017
curt | geo_advanced_hd | 2050 | 0.017651
storage | geo_advanced_hd | 2010 | 0.0014263
storage | geo_advanced_hd | 2012 | 0.0011517
storage | geo_advanced_hd | 2014 | 0.001146
storage | geo_advanced_hd | 2016 | 0.0011419
storage | geo_advanced_hd | 2018 | 0.0010774
storage | geo_advanced_hd | 2020 | 0.001244
storage | geo_advanced_hd | 2022 | 0.0022241
storage | geo_advanced_hd | 2024 | 0.0022967
storage | geo_advanced_hd | 2026 | 0.004556
storage | geo_advanced_hd | 2028 | 0.0064862
storage | geo_advanced_hd | 2030 | 0.0090619
storage | geo_advanced_hd | 2032 | 0.010606
storage | geo_advanced_hd | 2034 | 0.010827
storage | geo_advanced_hd | 2036 | 0.011076
storage | geo_advanced_hd | 2038 | 0.011128
storage | geo_advanced_hd | 2040 | 0.010965
storage | geo_advanced_hd | 2042 | 0.0095959
storage | geo_advanced_hd | 2044 | 0.0093732
storage | geo_advanced_hd | 2046 | 0.0099785
storage | geo_advanced_hd | 2048 | 0.0096105
storage | geo_advanced_hd | 2050 | 0.010265
trans | geo_advanced_hd | 2010 | 0.0092158
trans | geo_advanced_hd | 2012 | 0.0097996
trans | geo_advanced_hd | 2014 | 0.0095741
trans | geo_advanced_hd | 2016 | 0.0089221
trans | geo_advanced_hd | 2018 | 0.0078959
trans | geo_advanced_hd | 2020 | 0.0084371
trans | geo_advanced_hd | 2022 | 0.0067416
trans | geo_advanced_hd | 2024 | 0.0099483
trans | geo_advanced_hd | 2026 | 0.010556
trans | geo_advanced_hd | 2028 | 0.012565
trans | geo_advanced_hd | 2030 | 0.014091
trans | geo_advanced_hd | 2032 | 0.014828
trans | geo_advanced_hd | 2034 | 0.015156
trans | geo_advanced_hd | 2036 | 0.01541
trans | geo_advanced_hd | 2038 | 0.015729
trans | geo_advanced_hd | 2040 | 0.016526
trans | geo_advanced_hd | 2042 | 0.016089
trans | geo_advanced_hd | 2044 | 0.015826
trans | geo_advanced_hd | 2046 | 0.015442
trans | geo_advanced_hd | 2048 | 0.014592
trans | geo_advanced_hd | 2050 | 0.014599

## 14_Transmission (GW-mi)
scenario | trtype | year | Amount (GW-mi) | Net Level Amount (GW-mi)
geo_advanced_hd | B2B | 2010 | 434.7703 | 152666.833
geo_advanced_hd | B2B | 2012 | 434.7703 | 152764.5987
geo_advanced_hd | B2B | 2014 | 434.7703 | 152810.2746
geo_advanced_hd | B2B | 2016 | 434.7703 | 152918.5953
geo_advanced_hd | B2B | 2018 | 434.7703 | 153001.4549
geo_advanced_hd | B2B | 2020 | 434.7703 | 153148.1914
geo_advanced_hd | B2B | 2022 | 434.7703 | 153693.539
geo_advanced_hd | B2B | 2024 | 434.7703 | 157178.8327
geo_advanced_hd | B2B | 2026 | 434.7703 | 160563.0373
geo_advanced_hd | B2B | 2028 | 434.7703 | 172151.0381
geo_advanced_hd | B2B | 2030 | 434.7703 | 185762.4762
geo_advanced_hd | B2B | 2032 | 434.7703 | 201374.3917
geo_advanced_hd | B2B | 2034 | 434.7703 | 220114.2563
geo_advanced_hd | B2B | 2036 | 434.7703 | 238881.8912
geo_advanced_hd | B2B | 2038 | 434.7703 | 260147.6429
geo_advanced_hd | B2B | 2040 | 434.7703 | 282194.4661
geo_advanced_hd | B2B | 2042 | 434.7703 | 307016.8937
geo_advanced_hd | B2B | 2044 | 434.7703 | 334070.061
geo_advanced_hd | B2B | 2046 | 434.7703 | 363332.634
geo_advanced_hd | B2B | 2048 | 434.7703 | 394472.6683
geo_advanced_hd | B2B | 2050 | 434.7703 | 427367.8833
geo_advanced_hd | AC | 2010 | 147705.0304 | 152666.833
geo_advanced_hd | AC | 2012 | 147705.0304 | 152764.5987
geo_advanced_hd | AC | 2014 | 147705.0304 | 152810.2746
geo_advanced_hd | AC | 2016 | 147705.0304 | 152918.5953
geo_advanced_hd | AC | 2018 | 147705.0304 | 153001.4549
geo_advanced_hd | AC | 2020 | 147705.0304 | 153148.1914
geo_advanced_hd | AC | 2022 | 147705.0304 | 153693.539
geo_advanced_hd | AC | 2024 | 150505.0304 | 157178.8327
geo_advanced_hd | AC | 2026 | 153305.0304 | 160563.0373
geo_advanced_hd | AC | 2028 | 163989.3371 | 172151.0381
geo_advanced_hd | AC | 2030 | 176792.2102 | 185762.4762
geo_advanced_hd | AC | 2032 | 191907.6824 | 201374.3917
geo_advanced_hd | AC | 2034 | 209511.4063 | 220114.2563
geo_advanced_hd | AC | 2036 | 227395.4961 | 238881.8912
geo_advanced_hd | AC | 2038 | 247352.2182 | 260147.6429
geo_advanced_hd | AC | 2040 | 268832.0783 | 282194.4661
geo_advanced_hd | AC | 2042 | 292130.1513 | 307016.8937
geo_advanced_hd | AC | 2044 | 317320.001 | 334070.061
geo_advanced_hd | AC | 2046 | 344050.5551 | 363332.634
geo_advanced_hd | AC | 2048 | 373445.9823 | 394472.6683
geo_advanced_hd | AC | 2050 | 404633.3124 | 427367.8833
geo_advanced_hd | DC, LCC | 2010 | 4506.323 | 152666.833
geo_advanced_hd | DC, LCC | 2012 | 4506.323 | 152764.5987
geo_advanced_hd | DC, LCC | 2014 | 4506.323 | 152810.2746
geo_advanced_hd | DC, LCC | 2016 | 4506.323 | 152918.5953
geo_advanced_hd | DC, LCC | 2018 | 4506.323 | 153001.4549
geo_advanced_hd | DC, LCC | 2020 | 4506.323 | 153148.1914
geo_advanced_hd | DC, LCC | 2022 | 4506.323 | 153693.539
geo_advanced_hd | DC, LCC | 2024 | 4506.323 | 157178.8327
geo_advanced_hd | DC, LCC | 2026 | 4506.323 | 160563.0373
geo_advanced_hd | DC, LCC | 2028 | 4817.7764 | 172151.0381
geo_advanced_hd | DC, LCC | 2030 | 4915.695 | 185762.4762
geo_advanced_hd | DC, LCC | 2032 | 5039.6744 | 201374.3917
geo_advanced_hd | DC, LCC | 2034 | 5630.933 | 220114.2563
geo_advanced_hd | DC, LCC | 2036 | 5942.7417 | 238881.8912
geo_advanced_hd | DC, LCC | 2038 | 6688.8456 | 260147.6429
geo_advanced_hd | DC, LCC | 2040 | 6975.7463 | 282194.4661
geo_advanced_hd | DC, LCC | 2042 | 8474.1652 | 307016.8937
geo_advanced_hd | DC, LCC | 2044 | 10283.7468 | 334070.061
geo_advanced_hd | DC, LCC | 2046 | 12721.1701 | 363332.634
geo_advanced_hd | DC, LCC | 2048 | 14356.8276 | 394472.6683
geo_advanced_hd | DC, LCC | 2050 | 15923.0315 | 427367.8833
geo_advanced_hd | Spur | 2010 | 20.7093 | 152666.833
geo_advanced_hd | Spur | 2012 | 118.475 | 152764.5987
geo_advanced_hd | Spur | 2014 | 164.1509 | 152810.2746
geo_advanced_hd | Spur | 2016 | 272.4716 | 152918.5953
geo_advanced_hd | Spur | 2018 | 355.3313 | 153001.4549
geo_advanced_hd | Spur | 2020 | 502.0677 | 153148.1914
geo_advanced_hd | Spur | 2022 | 1047.4154 | 153693.539
geo_advanced_hd | Spur | 2024 | 1732.709 | 157178.8327
geo_advanced_hd | Spur | 2026 | 2316.9136 | 160563.0373
geo_advanced_hd | Spur | 2028 | 2909.1543 | 172151.0381
geo_advanced_hd | Spur | 2030 | 3619.8006 | 185762.4762
geo_advanced_hd | Spur | 2032 | 3992.2646 | 201374.3917
geo_advanced_hd | Spur | 2034 | 4537.1468 | 220114.2563
geo_advanced_hd | Spur | 2036 | 5108.8831 | 238881.8912
geo_advanced_hd | Spur | 2038 | 5671.8087 | 260147.6429
geo_advanced_hd | Spur | 2040 | 5951.8713 | 282194.4661
geo_advanced_hd | Spur | 2042 | 5977.8068 | 307016.8937
geo_advanced_hd | Spur | 2044 | 6031.5429 | 334070.061
geo_advanced_hd | Spur | 2046 | 6126.1385 | 363332.634
geo_advanced_hd | Spur | 2048 | 6235.0881 | 394472.6683
geo_advanced_hd | Spur | 2050 | 6376.769 | 427367.8833

## 15_Transmission (PRM) (GW-mi)
scenario | trtype | year | Trans cap, PRM (GW-mi) | Net Level Trans cap, PRM (GW-mi)
geo_advanced_hd | B2B | 2010 | 434.7703 | 92630.5352
geo_advanced_hd | B2B | 2012 | 434.7703 | 92630.5352
geo_advanced_hd | B2B | 2014 | 434.7703 | 92630.5352
geo_advanced_hd | B2B | 2016 | 434.7703 | 92630.5352
geo_advanced_hd | B2B | 2018 | 434.7703 | 92630.5352
geo_advanced_hd | B2B | 2020 | 434.7703 | 92630.5352
geo_advanced_hd | B2B | 2022 | 434.7703 | 92630.5352
geo_advanced_hd | B2B | 2024 | 434.7703 | 95010.5352
geo_advanced_hd | B2B | 2026 | 434.7703 | 97390.5352
geo_advanced_hd | B2B | 2028 | 434.7703 | 106736.9313
geo_advanced_hd | B2B | 2030 | 434.7703 | 117702.6043
geo_advanced_hd | B2B | 2032 | 434.7703 | 130656.1382
geo_advanced_hd | B2B | 2034 | 434.7703 | 146121.8732
geo_advanced_hd | B2B | 2036 | 434.7703 | 161588.387
geo_advanced_hd | B2B | 2038 | 434.7703 | 179185.7892
geo_advanced_hd | B2B | 2040 | 434.7703 | 197687.5358
geo_advanced_hd | B2B | 2042 | 434.7703 | 218764.5539
geo_advanced_hd | B2B | 2044 | 434.7703 | 241714.0705
geo_advanced_hd | B2B | 2046 | 434.7703 | 266506.8513
geo_advanced_hd | B2B | 2048 | 434.7703 | 292883.2733
geo_advanced_hd | B2B | 2050 | 434.7703 | 320723.7773
geo_advanced_hd | AC | 2010 | 87689.4419 | 92630.5352
geo_advanced_hd | AC | 2012 | 87689.4419 | 92630.5352
geo_advanced_hd | AC | 2014 | 87689.4419 | 92630.5352
geo_advanced_hd | AC | 2016 | 87689.4419 | 92630.5352
geo_advanced_hd | AC | 2018 | 87689.4419 | 92630.5352
geo_advanced_hd | AC | 2020 | 87689.4419 | 92630.5352
geo_advanced_hd | AC | 2022 | 87689.4419 | 92630.5352
geo_advanced_hd | AC | 2024 | 90069.4419 | 95010.5352
geo_advanced_hd | AC | 2026 | 92449.4419 | 97390.5352
geo_advanced_hd | AC | 2028 | 101531.1026 | 106736.9313
geo_advanced_hd | AC | 2030 | 112413.5448 | 117702.6043
geo_advanced_hd | AC | 2032 | 125261.6962 | 130656.1382
geo_advanced_hd | AC | 2034 | 140224.8615 | 146121.8732
geo_advanced_hd | AC | 2036 | 155426.3378 | 161588.387
geo_advanced_hd | AC | 2038 | 172389.5516 | 179185.7892
geo_advanced_hd | AC | 2040 | 190647.4327 | 197687.5358
geo_advanced_hd | AC | 2042 | 210450.7947 | 218764.5539
geo_advanced_hd | AC | 2044 | 231862.167 | 241714.0705
geo_advanced_hd | AC | 2046 | 254583.1379 | 266506.8513
geo_advanced_hd | AC | 2048 | 279569.2511 | 292883.2733
geo_advanced_hd | AC | 2050 | 306078.4817 | 320723.7773
geo_advanced_hd | DC, LCC | 2010 | 4506.323 | 92630.5352
geo_advanced_hd | DC, LCC | 2012 | 4506.323 | 92630.5352
geo_advanced_hd | DC, LCC | 2014 | 4506.323 | 92630.5352
geo_advanced_hd | DC, LCC | 2016 | 4506.323 | 92630.5352
geo_advanced_hd | DC, LCC | 2018 | 4506.323 | 92630.5352
geo_advanced_hd | DC, LCC | 2020 | 4506.323 | 92630.5352
geo_advanced_hd | DC, LCC | 2022 | 4506.323 | 92630.5352
geo_advanced_hd | DC, LCC | 2024 | 4506.323 | 95010.5352
geo_advanced_hd | DC, LCC | 2026 | 4506.323 | 97390.5352
geo_advanced_hd | DC, LCC | 2028 | 4771.0584 | 106736.9313
geo_advanced_hd | DC, LCC | 2030 | 4854.2892 | 117702.6043
geo_advanced_hd | DC, LCC | 2032 | 4959.6717 | 130656.1382
geo_advanced_hd | DC, LCC | 2034 | 5462.2415 | 146121.8732
geo_advanced_hd | DC, LCC | 2036 | 5727.2789 | 161588.387
geo_advanced_hd | DC, LCC | 2038 | 6361.4672 | 179185.7892
geo_advanced_hd | DC, LCC | 2040 | 6605.3328 | 197687.5358
geo_advanced_hd | DC, LCC | 2042 | 7878.9889 | 218764.5539
geo_advanced_hd | DC, LCC | 2044 | 9417.1332 | 241714.0705
geo_advanced_hd | DC, LCC | 2046 | 11488.943 | 266506.8513
geo_advanced_hd | DC, LCC | 2048 | 12879.2519 | 292883.2733
geo_advanced_hd | DC, LCC | 2050 | 14210.5253 | 320723.7773
geo_advanced_hd | Spur | 2010 | 0 | 92630.5352
geo_advanced_hd | Spur | 2012 | 0 | 92630.5352
geo_advanced_hd | Spur | 2014 | 0 | 92630.5352
geo_advanced_hd | Spur | 2016 | 0 | 92630.5352
geo_advanced_hd | Spur | 2018 | 0 | 92630.5352
geo_advanced_hd | Spur | 2020 | 0 | 92630.5352
geo_advanced_hd | Spur | 2022 | 0 | 92630.5352
geo_advanced_hd | Spur | 2024 | 0 | 95010.5352
geo_advanced_hd | Spur | 2026 | 0 | 97390.5352
geo_advanced_hd | Spur | 2028 | 0 | 106736.9313
geo_advanced_hd | Spur | 2030 | 0 | 117702.6043
geo_advanced_hd | Spur | 2032 | 0 | 130656.1382
geo_advanced_hd | Spur | 2034 | 0 | 146121.8732
geo_advanced_hd | Spur | 2036 | 0 | 161588.387
geo_advanced_hd | Spur | 2038 | 0 | 179185.7892
geo_advanced_hd | Spur | 2040 | 0 | 197687.5358
geo_advanced_hd | Spur | 2042 | 0 | 218764.5539
geo_advanced_hd | Spur | 2044 | 0 | 241714.0705
geo_advanced_hd | Spur | 2046 | 0 | 266506.8513
geo_advanced_hd | Spur | 2048 | 0 | 292883.2733
geo_advanced_hd | Spur | 2050 | 0 | 320723.7773

## 16_Bulk System Electricity Pric
scenario | type | year | $ | Net Level $
geo_advanced_hd | load | 2010 | 58.6948 | 58.8054
geo_advanced_hd | load | 2012 | 42.8056 | 42.8954
geo_advanced_hd | load | 2014 | 51.6395 | 51.7394
geo_advanced_hd | load | 2016 | 35.9018 | 35.9835
geo_advanced_hd | load | 2018 | 37.1685 | 37.2563
geo_advanced_hd | load | 2020 | 30.9263 | 33.0166
geo_advanced_hd | load | 2022 | 39.1129 | 39.5504
geo_advanced_hd | load | 2024 | 27.1408 | 30.0737
geo_advanced_hd | load | 2026 | 25.7905 | 36.572
geo_advanced_hd | load | 2028 | 22.0632 | 36.433
geo_advanced_hd | load | 2030 | 20.9271 | 34.8876
geo_advanced_hd | load | 2032 | 20.4558 | 36.4703
geo_advanced_hd | load | 2034 | 20.836 | 39.9595
geo_advanced_hd | load | 2036 | 20.2662 | 40.4553
geo_advanced_hd | load | 2038 | 20.0791 | 40.7245
geo_advanced_hd | load | 2040 | 20.7347 | 41.576
geo_advanced_hd | load | 2042 | 22.5019 | 44.8074
geo_advanced_hd | load | 2044 | 23.4266 | 46.0491
geo_advanced_hd | load | 2046 | 24.9133 | 47.5519
geo_advanced_hd | load | 2048 | 26.3691 | 48.9029
geo_advanced_hd | load | 2050 | 27.1642 | 49.6618
geo_advanced_hd | oper_res | 2010 | 0.11059 | 58.8054
geo_advanced_hd | oper_res | 2012 | 0.089855 | 42.8954
geo_advanced_hd | oper_res | 2014 | 0.099928 | 51.7394
geo_advanced_hd | oper_res | 2016 | 0.081666 | 35.9835
geo_advanced_hd | oper_res | 2018 | 0.087847 | 37.2563
geo_advanced_hd | oper_res | 2020 | 0.15331 | 33.0166
geo_advanced_hd | oper_res | 2022 | 0.10225 | 39.5504
geo_advanced_hd | oper_res | 2024 | 0.11532 | 30.0737
geo_advanced_hd | oper_res | 2026 | 0.13982 | 36.572
geo_advanced_hd | oper_res | 2028 | 0.18576 | 36.433
geo_advanced_hd | oper_res | 2030 | 0.22854 | 34.8876
geo_advanced_hd | oper_res | 2032 | 0.16789 | 36.4703
geo_advanced_hd | oper_res | 2034 | 0.13779 | 39.9595
geo_advanced_hd | oper_res | 2036 | 0.12558 | 40.4553
geo_advanced_hd | oper_res | 2038 | 0.13248 | 40.7245
geo_advanced_hd | oper_res | 2040 | 0.11909 | 41.576
geo_advanced_hd | oper_res | 2042 | 0.087121 | 44.8074
geo_advanced_hd | oper_res | 2044 | 0.069518 | 46.0491
geo_advanced_hd | oper_res | 2046 | 0.063217 | 47.5519
geo_advanced_hd | oper_res | 2048 | 0.060594 | 48.9029
geo_advanced_hd | oper_res | 2050 | 0.062829 | 49.6618
geo_advanced_hd | res_marg | 2010 | 0 | 58.8054
geo_advanced_hd | res_marg | 2012 | 0 | 42.8954
geo_advanced_hd | res_marg | 2014 | 0 | 51.7394
geo_advanced_hd | res_marg | 2016 | 0 | 35.9835
geo_advanced_hd | res_marg | 2018 | 0 | 37.2563
geo_advanced_hd | res_marg | 2020 | 0 | 33.0166
geo_advanced_hd | res_marg | 2022 | 0.037978 | 39.5504
geo_advanced_hd | res_marg | 2024 | 2.6125 | 30.0737
geo_advanced_hd | res_marg | 2026 | 10.5177 | 36.572
geo_advanced_hd | res_marg | 2028 | 14.0787 | 36.433
geo_advanced_hd | res_marg | 2030 | 13.4981 | 34.8876
geo_advanced_hd | res_marg | 2032 | 15.5075 | 36.4703
geo_advanced_hd | res_marg | 2034 | 18.7749 | 39.9595
geo_advanced_hd | res_marg | 2036 | 19.8309 | 40.4553
geo_advanced_hd | res_marg | 2038 | 20.1686 | 40.7245
geo_advanced_hd | res_marg | 2040 | 20.1843 | 41.576
geo_advanced_hd | res_marg | 2042 | 20.2763 | 44.8074
geo_advanced_hd | res_marg | 2044 | 20.2647 | 46.0491
geo_advanced_hd | res_marg | 2046 | 20.4003 | 47.5519
geo_advanced_hd | res_marg | 2048 | 20.4225 | 48.9029
geo_advanced_hd | res_marg | 2050 | 20.5371 | 49.6618
geo_advanced_hd | state_rps | 2010 | 0 | 58.8054
geo_advanced_hd | state_rps | 2012 | 0 | 42.8954
geo_advanced_hd | state_rps | 2014 | 0 | 51.7394
geo_advanced_hd | state_rps | 2016 | 0 | 35.9835
geo_advanced_hd | state_rps | 2018 | 0 | 37.2563
geo_advanced_hd | state_rps | 2020 | 1.937 | 33.0166
geo_advanced_hd | state_rps | 2022 | 0.29723 | 39.5504
geo_advanced_hd | state_rps | 2024 | 0.20512 | 30.0737
geo_advanced_hd | state_rps | 2026 | 0.12401 | 36.572
geo_advanced_hd | state_rps | 2028 | 0.10525 | 36.433
geo_advanced_hd | state_rps | 2030 | 0.23387 | 34.8876
geo_advanced_hd | state_rps | 2032 | 0.33912 | 36.4703
geo_advanced_hd | state_rps | 2034 | 0.21082 | 39.9595
geo_advanced_hd | state_rps | 2036 | 0.23261 | 40.4553
geo_advanced_hd | state_rps | 2038 | 0.34441 | 40.7245
geo_advanced_hd | state_rps | 2040 | 0.53797 | 41.576
geo_advanced_hd | state_rps | 2042 | 1.9421 | 44.8074
geo_advanced_hd | state_rps | 2044 | 2.2884 | 46.0491
geo_advanced_hd | state_rps | 2046 | 2.1752 | 47.5519
geo_advanced_hd | state_rps | 2048 | 2.0506 | 48.9029
geo_advanced_hd | state_rps | 2050 | 1.8977 | 49.6618

## 17_National Energy Price ($-MWh
type | scenario | year | $
load | geo_advanced_hd | 2010 | 58.6948
load | geo_advanced_hd | 2012 | 42.8056
load | geo_advanced_hd | 2014 | 51.6395
load | geo_advanced_hd | 2016 | 35.9018
load | geo_advanced_hd | 2018 | 37.1685
load | geo_advanced_hd | 2020 | 30.9263
load | geo_advanced_hd | 2022 | 39.1129
load | geo_advanced_hd | 2024 | 27.1408
load | geo_advanced_hd | 2026 | 25.7905
load | geo_advanced_hd | 2028 | 22.0632
load | geo_advanced_hd | 2030 | 20.9271
load | geo_advanced_hd | 2032 | 20.4558
load | geo_advanced_hd | 2034 | 20.836
load | geo_advanced_hd | 2036 | 20.2662
load | geo_advanced_hd | 2038 | 20.0791
load | geo_advanced_hd | 2040 | 20.7347
load | geo_advanced_hd | 2042 | 22.5019
load | geo_advanced_hd | 2044 | 23.4266
load | geo_advanced_hd | 2046 | 24.9133
load | geo_advanced_hd | 2048 | 26.3691
load | geo_advanced_hd | 2050 | 27.1642

## 18_National Energy Price by tim
scenario | type | timeslice | $ | Net Level $
geo_advanced_hd | load | 1 | 26.6714 | 26.6714
geo_advanced_hd | load | 2 | 26.0835 | 26.0835
geo_advanced_hd | load | 3 | 30.3057 | 30.3057
geo_advanced_hd | load | 4 | 31.3294 | 31.3294
geo_advanced_hd | load | 5 | 27.1274 | 27.1274
geo_advanced_hd | load | 6 | 25.9153 | 25.9153
geo_advanced_hd | load | 7 | 31.0619 | 31.0619
geo_advanced_hd | load | 8 | 31.5624 | 31.5624
geo_advanced_hd | load | 9 | 27.7713 | 27.7713
geo_advanced_hd | load | 10 | 27.2826 | 27.2826
geo_advanced_hd | load | 11 | 32.1409 | 32.1409
geo_advanced_hd | load | 12 | 32.4805 | 32.4805
geo_advanced_hd | load | 13 | 20.4429 | 20.4429
geo_advanced_hd | load | 14 | 19.513 | 19.513
geo_advanced_hd | load | 15 | 20.5877 | 20.5877
geo_advanced_hd | load | 16 | 25.4332 | 25.4332
geo_advanced_hd | load | 17 | 33.4029 | 33.4029

## 19_National Average Electricity
scenario | cost_cat | year | Average cost ($/MWh) | Net Level Average cost ($/MWh)
geo_advanced_hd | PTC | 2010 | -0.066407 | 61.8834
geo_advanced_hd | PTC | 2011 | -0.066407 | 61.4874
geo_advanced_hd | PTC | 2012 | -0.35607 | 54.802
geo_advanced_hd | PTC | 2013 | -0.35607 | 54.5312
geo_advanced_hd | PTC | 2014 | -0.45242 | 60.7389
geo_advanced_hd | PTC | 2015 | -0.45242 | 60.3652
geo_advanced_hd | PTC | 2016 | -0.71551 | 51.2851
geo_advanced_hd | PTC | 2017 | -0.71551 | 51.2025
geo_advanced_hd | PTC | 2018 | -0.90883 | 52.5694
geo_advanced_hd | PTC | 2019 | -0.90883 | 52.3632
geo_advanced_hd | PTC | 2020 | -1.1776 | 46.5335
geo_advanced_hd | PTC | 2021 | -1.1776 | 45.7022
geo_advanced_hd | PTC | 2022 | -1.9259 | 56.3517
geo_advanced_hd | PTC | 2023 | -1.9259 | 55.3413
geo_advanced_hd | PTC | 2024 | -4.188 | 49.3309
geo_advanced_hd | PTC | 2025 | -4.188 | 48.7648
geo_advanced_hd | PTC | 2026 | -5.6476 | 48.1794
geo_advanced_hd | PTC | 2027 | -5.6476 | 47.6313
geo_advanced_hd | PTC | 2028 | -6.5445 | 47.3083
geo_advanced_hd | PTC | 2029 | -6.5445 | 47.0425
geo_advanced_hd | PTC | 2030 | -8.2511 | 46.4537
geo_advanced_hd | PTC | 2031 | -8.2511 | 46.4537
geo_advanced_hd | PTC | 2032 | -8.3521 | 45.9184
geo_advanced_hd | PTC | 2033 | -8.3521 | 45.9184
geo_advanced_hd | PTC | 2034 | -8.0203 | 46.2668
geo_advanced_hd | PTC | 2035 | -8.0203 | 46.2668
geo_advanced_hd | PTC | 2036 | -7.7247 | 45.8644
geo_advanced_hd | PTC | 2037 | -7.7247 | 45.8644
geo_advanced_hd | PTC | 2038 | -7.5861 | 46.5272
geo_advanced_hd | PTC | 2039 | -7.5861 | 46.5272
geo_advanced_hd | PTC | 2040 | -6.3194 | 47.6748
geo_advanced_hd | PTC | 2041 | -6.3194 | 47.6748
geo_advanced_hd | PTC | 2042 | -5.1697 | 46.4987
geo_advanced_hd | PTC | 2043 | -5.1697 | 46.4987
geo_advanced_hd | PTC | 2044 | -3.6182 | 46.4418
geo_advanced_hd | PTC | 2045 | -3.6182 | 46.4418
geo_advanced_hd | PTC | 2046 | -2.4392 | 47.0937
geo_advanced_hd | PTC | 2047 | -2.4392 | 47.0937
geo_advanced_hd | PTC | 2048 | -1.2182 | 47.5954
geo_advanced_hd | PTC | 2049 | -1.2182 | 47.5954
geo_advanced_hd | PTC | 2050 | -0.67218 | 47.403
geo_advanced_hd | ITC | 2010 | -0.0065793 | 61.8834
geo_advanced_hd | ITC | 2011 | -0.0065793 | 61.4874
geo_advanced_hd | ITC | 2012 | -0.067535 | 54.802
geo_advanced_hd | ITC | 2013 | -0.067535 | 54.5312
geo_advanced_hd | ITC | 2014 | -0.20341 | 60.7389
geo_advanced_hd | ITC | 2015 | -0.20341 | 60.3652
geo_advanced_hd | ITC | 2016 | -0.34677 | 51.2851
geo_advanced_hd | ITC | 2017 | -0.34677 | 51.2025
geo_advanced_hd | ITC | 2018 | -0.40301 | 52.5694
geo_advanced_hd | ITC | 2019 | -0.40301 | 52.3632
geo_advanced_hd | ITC | 2020 | -0.48046 | 46.5335
geo_advanced_hd | ITC | 2021 | -0.48046 | 45.7022
geo_advanced_hd | ITC | 2022 | -0.79648 | 56.3517
geo_advanced_hd | ITC | 2023 | -0.79648 | 55.3413
geo_advanced_hd | ITC | 2024 | -0.87371 | 49.3309
geo_advanced_hd | ITC | 2025 | -0.87371 | 48.7648
geo_advanced_hd | ITC | 2026 | -1.1995 | 48.1794
geo_advanced_hd | ITC | 2027 | -1.1995 | 47.6313
geo_advanced_hd | ITC | 2028 | -1.6643 | 47.3083
geo_advanced_hd | ITC | 2029 | -1.6643 | 47.0425
geo_advanced_hd | ITC | 2030 | -2.0436 | 46.4537
geo_advanced_hd | ITC | 2031 | -2.0436 | 46.4537
geo_advanced_hd | ITC | 2032 | -2.3917 | 45.9184
geo_advanced_hd | ITC | 2033 | -2.3917 | 45.9184
geo_advanced_hd | ITC | 2034 | -2.6321 | 46.2668
geo_advanced_hd | ITC | 2035 | -2.6321 | 46.2668
geo_advanced_hd | ITC | 2036 | -2.7889 | 45.8644
geo_advanced_hd | ITC | 2037 | -2.7889 | 45.8644
geo_advanced_hd | ITC | 2038 | -2.9729 | 46.5272
geo_advanced_hd | ITC | 2039 | -2.9729 | 46.5272
geo_advanced_hd | ITC | 2040 | -3.1219 | 47.6748
geo_advanced_hd | ITC | 2041 | -3.1219 | 47.6748
geo_advanced_hd | ITC | 2042 | -2.8798 | 46.4987
geo_advanced_hd | ITC | 2043 | -2.8798 | 46.4987
geo_advanced_hd | ITC | 2044 | -2.7437 | 46.4418
geo_advanced_hd | ITC | 2045 | -2.7437 | 46.4418
geo_advanced_hd | ITC | 2046 | -2.4224 | 47.0937
geo_advanced_hd | ITC | 2047 | -2.4224 | 47.0937
geo_advanced_hd | ITC | 2048 | -2.0046 | 47.5954
geo_advanced_hd | ITC | 2049 | -2.0046 | 47.5954
geo_advanced_hd | ITC | 2050 | -1.6433 | 47.403
geo_advanced_hd | CCS Incentives | 2010 | 0 | 61.8834
geo_advanced_hd | CCS Incentives | 2011 | 0 | 61.4874
geo_advanced_hd | CCS Incentives | 2012 | 0 | 54.802
geo_advanced_hd | CCS Incentives | 2013 | 0 | 54.5312
geo_advanced_hd | CCS Incentives | 2014 | 0 | 60.7389
geo_advanced_hd | CCS Incentives | 2015 | 0 | 60.3652
geo_advanced_hd | CCS Incentives | 2016 | 0 | 51.2851
geo_advanced_hd | CCS Incentives | 2017 | 0 | 51.2025
geo_advanced_hd | CCS Incentives | 2018 | 0 | 52.5694
geo_advanced_hd | CCS Incentives | 2019 | 0 | 52.3632
geo_advanced_hd | CCS Incentives | 2020 | 0 | 46.5335
geo_advanced_hd | CCS Incentives | 2021 | 0 | 45.7022
geo_advanced_hd | CCS Incentives | 2022 | 0 | 56.3517
geo_advanced_hd | CCS Incentives | 2023 | 0 | 55.3413
geo_advanced_hd | CCS Incentives | 2024 | 0 | 49.3309
geo_advanced_hd | CCS Incentives | 2025 | 0 | 48.7648
geo_advanced_hd | CCS Incentives | 2026 | 0 | 48.1794
geo_advanced_hd | CCS Incentives | 2027 | 0 | 47.6313
geo_advanced_hd | CCS Incentives | 2028 | -0.10728 | 47.3083
geo_advanced_hd | CCS Incentives | 2029 | -0.10728 | 47.0425
geo_advanced_hd | CCS Incentives | 2030 | -0.10302 | 46.4537
geo_advanced_hd | CCS Incentives | 2031 | -0.10302 | 46.4537
geo_advanced_hd | CCS Incentives | 2032 | -0.098516 | 45.9184
geo_advanced_hd | CCS Incentives | 2033 | -0.098516 | 45.9184
geo_advanced_hd | CCS Incentives | 2034 | -0.093726 | 46.2668
geo_advanced_hd | CCS Incentives | 2035 | -0.093726 | 46.2668
geo_advanced_hd | CCS Incentives | 2036 | -0.088974 | 45.8644
geo_advanced_hd | CCS Incentives | 2037 | -0.088974 | 45.8644
geo_advanced_hd | CCS Incentives | 2038 | -0.084579 | 46.5272
geo_advanced_hd | CCS Incentives | 2039 | -0.084579 | 46.5272
geo_advanced_hd | CCS Incentives | 2040 | -0.080835 | 47.6748
geo_advanced_hd | CCS Incentives | 2041 | -0.080835 | 47.6748
geo_advanced_hd | CCS Incentives | 2042 | -0.077351 | 46.4987
geo_advanced_hd | CCS Incentives | 2043 | -0.077351 | 46.4987
geo_advanced_hd | CCS Incentives | 2044 | -0.07419 | 46.4418
geo_advanced_hd | CCS Incentives | 2045 | -0.07419 | 46.4418
geo_advanced_hd | CCS Incentives | 2046 | -0.071271 | 47.0937
geo_advanced_hd | CCS Incentives | 2047 | -0.071271 | 47.0937
geo_advanced_hd | CCS Incentives | 2048 | -0.068605 | 47.5954
geo_advanced_hd | CCS Incentives | 2049 | -0.068605 | 47.5954
geo_advanced_hd | CCS Incentives | 2050 | -0.06615 | 47.403
geo_advanced_hd | Gen & Stor Capex | 2010 | 11.0829 | 61.8834
geo_advanced_hd | Gen & Stor Capex | 2011 | 10.6869 | 61.4874
geo_advanced_hd | Gen & Stor Capex | 2012 | 12.8222 | 54.802
geo_advanced_hd | Gen & Stor Capex | 2013 | 12.5514 | 54.5312
geo_advanced_hd | Gen & Stor Capex | 2014 | 14.256 | 60.7389
geo_advanced_hd | Gen & Stor Capex | 2015 | 13.8822 | 60.3652
geo_advanced_hd | Gen & Stor Capex | 2016 | 16.7108 | 51.2851
geo_advanced_hd | Gen & Stor Capex | 2017 | 16.6282 | 51.2025
geo_advanced_hd | Gen & Stor Capex | 2018 | 17.745 | 52.5694
geo_advanced_hd | Gen & Stor Capex | 2019 | 17.5387 | 52.3632
geo_advanced_hd | Gen & Stor Capex | 2020 | 18.0912 | 46.5335
geo_advanced_hd | Gen & Stor Capex | 2021 | 17.2598 | 45.7022
geo_advanced_hd | Gen & Stor Capex | 2022 | 20.5288 | 56.3517
geo_advanced_hd | Gen & Stor Capex | 2023 | 19.5185 | 55.3413
geo_advanced_hd | Gen & Stor Capex | 2024 | 21.9234 | 49.3309
geo_advanced_hd | Gen & Stor Capex | 2025 | 21.3573 | 48.7648
geo_advanced_hd | Gen & Stor Capex | 2026 | 23.6003 | 48.1794
geo_advanced_hd | Gen & Stor Capex | 2027 | 23.0523 | 47.6313
geo_advanced_hd | Gen & Stor Capex | 2028 | 24.9477 | 47.3083
geo_advanced_hd | Gen & Stor Capex | 2029 | 24.128 | 47.0425
geo_advanced_hd | Gen & Stor Capex | 2030 | 25.6633 | 46.4537
geo_advanced_hd | Gen & Stor Capex | 2031 | 25.6633 | 46.4537
geo_advanced_hd | Gen & Stor Capex | 2032 | 25.2841 | 45.9184
geo_advanced_hd | Gen & Stor Capex | 2033 | 25.2841 | 45.9184
geo_advanced_hd | Gen & Stor Capex | 2034 | 25.408 | 46.2668
geo_advanced_hd | Gen & Stor Capex | 2035 | 25.408 | 46.2668
geo_advanced_hd | Gen & Stor Capex | 2036 | 24.531 | 45.8644
geo_advanced_hd | Gen & Stor Capex | 2037 | 24.531 | 45.8644
geo_advanced_hd | Gen & Stor Capex | 2038 | 25.1521 | 46.5272
geo_advanced_hd | Gen & Stor Capex | 2039 | 25.1521 | 46.5272
geo_advanced_hd | Gen & Stor Capex | 2040 | 25.0045 | 47.6748
geo_advanced_hd | Gen & Stor Capex | 2041 | 25.0045 | 47.6748
geo_advanced_hd | Gen & Stor Capex | 2042 | 22.0532 | 46.4987
geo_advanced_hd | Gen & Stor Capex | 2043 | 22.0532 | 46.4987
geo_advanced_hd | Gen & Stor Capex | 2044 | 20.0858 | 46.4418
geo_advanced_hd | Gen & Stor Capex | 2045 | 20.0858 | 46.4418
geo_advanced_hd | Gen & Stor Capex | 2046 | 18.86 | 47.0937
geo_advanced_hd | Gen & Stor Capex | 2047 | 18.86 | 47.0937
geo_advanced_hd | Gen & Stor Capex | 2048 | 17.2899 | 47.5954
geo_advanced_hd | Gen & Stor Capex | 2049 | 17.2899 | 47.5954
geo_advanced_hd | Gen & Stor Capex | 2050 | 16.0306 | 47.403
geo_advanced_hd | Gen & Stor O&M | 2010 | 19.009 | 61.8834
geo_advanced_hd | Gen & Stor O&M | 2011 | 19.009 | 61.4874
geo_advanced_hd | Gen & Stor O&M | 2012 | 18.8566 | 54.802
geo_advanced_hd | Gen & Stor O&M | 2013 | 18.8566 | 54.5312
geo_advanced_hd | Gen & Stor O&M | 2014 | 18.5906 | 60.7389
geo_advanced_hd | Gen & Stor O&M | 2015 | 18.5906 | 60.3652
geo_advanced_hd | Gen & Stor O&M | 2016 | 17.9631 | 51.2851
geo_advanced_hd | Gen & Stor O&M | 2017 | 17.9631 | 51.2025
geo_advanced_hd | Gen & Stor O&M | 2018 | 17.3946 | 52.5694
geo_advanced_hd | Gen & Stor O&M | 2019 | 17.3946 | 52.3632
geo_advanced_hd | Gen & Stor O&M | 2020 | 16.5802 | 46.5335
geo_advanced_hd | Gen & Stor O&M | 2021 | 16.5802 | 45.7022
geo_advanced_hd | Gen & Stor O&M | 2022 | 17.2218 | 56.3517
geo_advanced_hd | Gen & Stor O&M | 2023 | 17.2218 | 55.3413
geo_advanced_hd | Gen & Stor O&M | 2024 | 16.7075 | 49.3309
geo_advanced_hd | Gen & Stor O&M | 2025 | 16.7075 | 48.7648
geo_advanced_hd | Gen & Stor O&M | 2026 | 17.0787 | 48.1794
geo_advanced_hd | Gen & Stor O&M | 2027 | 17.0787 | 47.6313
geo_advanced_hd | Gen & Stor O&M | 2028 | 17.3689 | 47.3083
geo_advanced_hd | Gen & Stor O&M | 2029 | 17.3689 | 47.0425
geo_advanced_hd | Gen & Stor O&M | 2030 | 17.5692 | 46.4537
geo_advanced_hd | Gen & Stor O&M | 2031 | 17.5692 | 46.4537
geo_advanced_hd | Gen & Stor O&M | 2032 | 17.716 | 45.9184
geo_advanced_hd | Gen & Stor O&M | 2033 | 17.716 | 45.9184
geo_advanced_hd | Gen & Stor O&M | 2034 | 17.8275 | 46.2668
geo_advanced_hd | Gen & Stor O&M | 2035 | 17.8275 | 46.2668
geo_advanced_hd | Gen & Stor O&M | 2036 | 17.9333 | 45.8644
geo_advanced_hd | Gen & Stor O&M | 2037 | 17.9333 | 45.8644
geo_advanced_hd | Gen & Stor O&M | 2038 | 17.9609 | 46.5272
geo_advanced_hd | Gen & Stor O&M | 2039 | 17.9609 | 46.5272
geo_advanced_hd | Gen & Stor O&M | 2040 | 17.7735 | 47.6748
geo_advanced_hd | Gen & Stor O&M | 2041 | 17.7735 | 47.6748
geo_advanced_hd | Gen & Stor O&M | 2042 | 17.2391 | 46.4987
geo_advanced_hd | Gen & Stor O&M | 2043 | 17.2391 | 46.4987
geo_advanced_hd | Gen & Stor O&M | 2044 | 16.7473 | 46.4418
geo_advanced_hd | Gen & Stor O&M | 2045 | 16.7473 | 46.4418
geo_advanced_hd | Gen & Stor O&M | 2046 | 16.209 | 47.0937
geo_advanced_hd | Gen & Stor O&M | 2047 | 16.209 | 47.0937
geo_advanced_hd | Gen & Stor O&M | 2048 | 15.7575 | 47.5954
geo_advanced_hd | Gen & Stor O&M | 2049 | 15.7575 | 47.5954
geo_advanced_hd | Gen & Stor O&M | 2050 | 15.2564 | 47.403
geo_advanced_hd | Fuel | 2010 | 28.8623 | 61.8834
geo_advanced_hd | Fuel | 2011 | 28.8623 | 61.4874
geo_advanced_hd | Fuel | 2012 | 20.3942 | 54.802
geo_advanced_hd | Fuel | 2013 | 20.3942 | 54.5312
geo_advanced_hd | Fuel | 2014 | 25.4024 | 60.7389
geo_advanced_hd | Fuel | 2015 | 25.4024 | 60.3652
geo_advanced_hd | Fuel | 2016 | 14.409 | 51.2851
geo_advanced_hd | Fuel | 2017 | 14.409 | 51.2025
geo_advanced_hd | Fuel | 2018 | 15.4224 | 52.5694
geo_advanced_hd | Fuel | 2019 | 15.4224 | 52.3632
geo_advanced_hd | Fuel | 2020 | 9.7834 | 46.5335
geo_advanced_hd | Fuel | 2021 | 9.7834 | 45.7022
geo_advanced_hd | Fuel | 2022 | 14.6103 | 56.3517
geo_advanced_hd | Fuel | 2023 | 14.6103 | 55.3413
geo_advanced_hd | Fuel | 2024 | 8.883 | 49.3309
geo_advanced_hd | Fuel | 2025 | 8.883 | 48.7648
geo_advanced_hd | Fuel | 2026 | 7.2258 | 48.1794
geo_advanced_hd | Fuel | 2027 | 7.2258 | 47.6313
geo_advanced_hd | Fuel | 2028 | 5.6151 | 47.3083
geo_advanced_hd | Fuel | 2029 | 5.6151 | 47.0425
geo_advanced_hd | Fuel | 2030 | 4.6303 | 46.4537
geo_advanced_hd | Fuel | 2031 | 4.6303 | 46.4537
geo_advanced_hd | Fuel | 2032 | 4.1767 | 45.9184
geo_advanced_hd | Fuel | 2033 | 4.1767 | 45.9184
geo_advanced_hd | Fuel | 2034 | 3.6127 | 46.2668
geo_advanced_hd | Fuel | 2035 | 3.6127 | 46.2668
geo_advanced_hd | Fuel | 2036 | 3.4234 | 45.8644
geo_advanced_hd | Fuel | 2037 | 3.4234 | 45.8644
geo_advanced_hd | Fuel | 2038 | 3.2256 | 46.5272
geo_advanced_hd | Fuel | 2039 | 3.2256 | 46.5272
geo_advanced_hd | Fuel | 2040 | 3.1688 | 47.6748
geo_advanced_hd | Fuel | 2041 | 3.1688 | 47.6748
geo_advanced_hd | Fuel | 2042 | 3.5504 | 46.4987
geo_advanced_hd | Fuel | 2043 | 3.5504 | 46.4987
geo_advanced_hd | Fuel | 2044 | 3.72 | 46.4418
geo_advanced_hd | Fuel | 2045 | 3.72 | 46.4418
geo_advanced_hd | Fuel | 2046 | 4.0003 | 47.0937
geo_advanced_hd | Fuel | 2047 | 4.0003 | 47.0937
geo_advanced_hd | Fuel | 2048 | 4.3811 | 47.5954
geo_advanced_hd | Fuel | 2049 | 4.3811 | 47.5954
geo_advanced_hd | Fuel | 2050 | 4.5299 | 47.403
geo_advanced_hd | Trans | 2010 | 0 | 61.8834
geo_advanced_hd | Trans | 2011 | 0 | 61.4874
geo_advanced_hd | Trans | 2012 | 0 | 54.802
geo_advanced_hd | Trans | 2013 | 0 | 54.5312
geo_advanced_hd | Trans | 2014 | 0 | 60.7389
geo_advanced_hd | Trans | 2015 | 0 | 60.3652
geo_advanced_hd | Trans | 2016 | 0 | 51.2851
geo_advanced_hd | Trans | 2017 | 0 | 51.2025
geo_advanced_hd | Trans | 2018 | 0 | 52.5694
geo_advanced_hd | Trans | 2019 | 0 | 52.3632
geo_advanced_hd | Trans | 2020 | 0 | 46.5335
geo_advanced_hd | Trans | 2021 | 0 | 45.7022
geo_advanced_hd | Trans | 2022 | 0 | 56.3517
geo_advanced_hd | Trans | 2023 | 0 | 55.3413
geo_advanced_hd | Trans | 2024 | 0 | 49.3309
geo_advanced_hd | Trans | 2025 | 0 | 48.7648
geo_advanced_hd | Trans | 2026 | 0 | 48.1794
geo_advanced_hd | Trans | 2027 | 0 | 47.6313
geo_advanced_hd | Trans | 2028 | 0 | 47.3083
geo_advanced_hd | Trans | 2029 | 0.55382 | 47.0425
geo_advanced_hd | Trans | 2030 | 0.9715 | 46.4537
geo_advanced_hd | Trans | 2031 | 0.9715 | 46.4537
geo_advanced_hd | Trans | 2032 | 1.437 | 45.9184
geo_advanced_hd | Trans | 2033 | 1.437 | 45.9184
geo_advanced_hd | Trans | 2034 | 1.9541 | 46.2668
geo_advanced_hd | Trans | 2035 | 1.9541 | 46.2668
geo_advanced_hd | Trans | 2036 | 2.4185 | 45.8644
geo_advanced_hd | Trans | 2037 | 2.4185 | 45.8644
geo_advanced_hd | Trans | 2038 | 2.886 | 46.5272
geo_advanced_hd | Trans | 2039 | 2.886 | 46.5272
geo_advanced_hd | Trans | 2040 | 3.3657 | 47.6748
geo_advanced_hd | Trans | 2041 | 3.3657 | 47.6748
geo_advanced_hd | Trans | 2042 | 3.9044 | 46.4987
geo_advanced_hd | Trans | 2043 | 3.9044 | 46.4987
geo_advanced_hd | Trans | 2044 | 4.4626 | 46.4418
geo_advanced_hd | Trans | 2045 | 4.4626 | 46.4418
geo_advanced_hd | Trans | 2046 | 5.0496 | 47.0937
geo_advanced_hd | Trans | 2047 | 5.0496 | 47.0937
geo_advanced_hd | Trans | 2048 | 5.6534 | 47.5954
geo_advanced_hd | Trans | 2049 | 5.6534 | 47.5954
geo_advanced_hd | Trans | 2050 | 6.251 | 47.403
geo_advanced_hd | POI | 2010 | 0.0218 | 61.8834
geo_advanced_hd | POI | 2011 | 0.0218 | 61.4874
geo_advanced_hd | POI | 2012 | 0.049172 | 54.802
geo_advanced_hd | POI | 2013 | 0.049172 | 54.5312
geo_advanced_hd | POI | 2014 | 0.063444 | 60.7389
geo_advanced_hd | POI | 2015 | 0.063444 | 60.3652
geo_advanced_hd | POI | 2016 | 0.084204 | 51.2851
geo_advanced_hd | POI | 2017 | 0.084204 | 51.2025
geo_advanced_hd | POI | 2018 | 0.10289 | 52.5694
geo_advanced_hd | POI | 2019 | 0.10289 | 52.3632
geo_advanced_hd | POI | 2020 | 0.12527 | 46.5335
geo_advanced_hd | POI | 2021 | 0.12527 | 45.7022
geo_advanced_hd | POI | 2022 | 0.20249 | 56.3517
geo_advanced_hd | POI | 2023 | 0.20249 | 55.3413
geo_advanced_hd | POI | 2024 | 0.26947 | 49.3309
geo_advanced_hd | POI | 2025 | 0.26947 | 48.7648
geo_advanced_hd | POI | 2026 | 0.36111 | 48.1794
geo_advanced_hd | POI | 2027 | 0.36111 | 47.6313
geo_advanced_hd | POI | 2028 | 0.45674 | 47.3083
geo_advanced_hd | POI | 2029 | 0.45674 | 47.0425
geo_advanced_hd | POI | 2030 | 0.55856 | 46.4537
geo_advanced_hd | POI | 2031 | 0.55856 | 46.4537
geo_advanced_hd | POI | 2032 | 0.6006 | 45.9184
geo_advanced_hd | POI | 2033 | 0.6006 | 45.9184
geo_advanced_hd | POI | 2034 | 0.66954 | 46.2668
geo_advanced_hd | POI | 2035 | 0.66954 | 46.2668
geo_advanced_hd | POI | 2036 | 0.71771 | 45.8644
geo_advanced_hd | POI | 2037 | 0.71771 | 45.8644
geo_advanced_hd | POI | 2038 | 0.76938 | 46.5272
geo_advanced_hd | POI | 2039 | 0.76938 | 46.5272
geo_advanced_hd | POI | 2040 | 0.77571 | 47.6748
geo_advanced_hd | POI | 2041 | 0.77571 | 47.6748
geo_advanced_hd | POI | 2042 | 0.7119 | 46.4987
geo_advanced_hd | POI | 2043 | 0.7119 | 46.4987
geo_advanced_hd | POI | 2044 | 0.66095 | 46.4418
geo_advanced_hd | POI | 2045 | 0.66095 | 46.4418
geo_advanced_hd | POI | 2046 | 0.60892 | 47.0937
geo_advanced_hd | POI | 2047 | 0.60892 | 47.0937
geo_advanced_hd | POI | 2048 | 0.54634 | 47.5954
geo_advanced_hd | POI | 2049 | 0.54634 | 47.5954
geo_advanced_hd | POI | 2050 | 0.47393 | 47.403
geo_advanced_hd | Spur | 2010 | 0.012936 | 61.8834
geo_advanced_hd | Spur | 2011 | 0.012936 | 61.4874
geo_advanced_hd | Spur | 2012 | 0.070337 | 54.802
geo_advanced_hd | Spur | 2013 | 0.070337 | 54.5312
geo_advanced_hd | Spur | 2014 | 0.094597 | 60.7389
geo_advanced_hd | Spur | 2015 | 0.094597 | 60.3652
geo_advanced_hd | Spur | 2016 | 0.15674 | 51.2851
geo_advanced_hd | Spur | 2017 | 0.15674 | 51.2025
geo_advanced_hd | Spur | 2018 | 0.20086 | 52.5694
geo_advanced_hd | Spur | 2019 | 0.20086 | 52.3632
geo_advanced_hd | Spur | 2020 | 0.27849 | 46.5335
geo_advanced_hd | Spur | 2021 | 0.27849 | 45.7022
geo_advanced_hd | Spur | 2022 | 0.56831 | 56.3517
geo_advanced_hd | Spur | 2023 | 0.56831 | 55.3413
geo_advanced_hd | Spur | 2024 | 0.93093 | 49.3309
geo_advanced_hd | Spur | 2025 | 0.93093 | 48.7648
geo_advanced_hd | Spur | 2026 | 1.2568 | 48.1794
geo_advanced_hd | Spur | 2027 | 1.2568 | 47.6313
geo_advanced_hd | Spur | 2028 | 1.5759 | 47.3083
geo_advanced_hd | Spur | 2029 | 1.5759 | 47.0425
geo_advanced_hd | Spur | 2030 | 1.9129 | 46.4537
geo_advanced_hd | Spur | 2031 | 1.9129 | 46.4537
geo_advanced_hd | Spur | 2032 | 2.0184 | 45.9184
geo_advanced_hd | Spur | 2033 | 2.0184 | 45.9184
geo_advanced_hd | Spur | 2034 | 2.2454 | 46.2668
geo_advanced_hd | Spur | 2035 | 2.2454 | 46.2668
geo_advanced_hd | Spur | 2036 | 2.3784 | 45.8644
geo_advanced_hd | Spur | 2037 | 2.3784 | 45.8644
geo_advanced_hd | Spur | 2038 | 2.5093 | 46.5272
geo_advanced_hd | Spur | 2039 | 2.5093 | 46.5272
geo_advanced_hd | Spur | 2040 | 2.5021 | 47.6748
geo_advanced_hd | Spur | 2041 | 2.5021 | 47.6748
geo_advanced_hd | Spur | 2042 | 2.2576 | 46.4987
geo_advanced_hd | Spur | 2043 | 2.2576 | 46.4987
geo_advanced_hd | Spur | 2044 | 1.9806 | 46.4418
geo_advanced_hd | Spur | 2045 | 1.9806 | 46.4418
geo_advanced_hd | Spur | 2046 | 1.7231 | 47.0937
geo_advanced_hd | Spur | 2047 | 1.7231 | 47.0937
geo_advanced_hd | Spur | 2048 | 1.4589 | 47.5954
geo_advanced_hd | Spur | 2049 | 1.4589 | 47.5954
geo_advanced_hd | Spur | 2050 | 1.1967 | 47.403
geo_advanced_hd | Trans O&M | 2010 | 2.9675 | 61.8834
geo_advanced_hd | Trans O&M | 2011 | 2.9675 | 61.4874
geo_advanced_hd | Trans O&M | 2012 | 3.0331 | 54.802
geo_advanced_hd | Trans O&M | 2013 | 3.0331 | 54.5312
geo_advanced_hd | Trans O&M | 2014 | 2.9878 | 60.7389
geo_advanced_hd | Trans O&M | 2015 | 2.9878 | 60.3652
geo_advanced_hd | Trans O&M | 2016 | 3.0234 | 51.2851
geo_advanced_hd | Trans O&M | 2017 | 3.0234 | 51.2025
geo_advanced_hd | Trans O&M | 2018 | 3.0156 | 52.5694
geo_advanced_hd | Trans O&M | 2019 | 3.0156 | 52.3632
geo_advanced_hd | Trans O&M | 2020 | 2.9353 | 46.5335
geo_advanced_hd | Trans O&M | 2021 | 2.9353 | 45.7022
geo_advanced_hd | Trans O&M | 2022 | 2.9178 | 56.3517
geo_advanced_hd | Trans O&M | 2023 | 2.9178 | 55.3413
geo_advanced_hd | Trans O&M | 2024 | 2.9261 | 49.3309
geo_advanced_hd | Trans O&M | 2025 | 2.9261 | 48.7648
geo_advanced_hd | Trans O&M | 2026 | 2.9319 | 48.1794
geo_advanced_hd | Trans O&M | 2027 | 2.9319 | 47.6313
geo_advanced_hd | Trans O&M | 2028 | 3.0395 | 47.3083
geo_advanced_hd | Trans O&M | 2029 | 3.0395 | 47.0425
geo_advanced_hd | Trans O&M | 2030 | 3.1739 | 46.4537
geo_advanced_hd | Trans O&M | 2031 | 3.1739 | 46.4537
geo_advanced_hd | Trans O&M | 2032 | 3.304 | 45.9184
geo_advanced_hd | Trans O&M | 2033 | 3.304 | 45.9184
geo_advanced_hd | Trans O&M | 2034 | 3.4468 | 46.2668
geo_advanced_hd | Trans O&M | 2035 | 3.4468 | 46.2668
geo_advanced_hd | Trans O&M | 2036 | 3.5606 | 45.8644
geo_advanced_hd | Trans O&M | 2037 | 3.5606 | 45.8644
geo_advanced_hd | Trans O&M | 2038 | 3.6931 | 46.5272
geo_advanced_hd | Trans O&M | 2039 | 3.6931 | 46.5272
geo_advanced_hd | Trans O&M | 2040 | 3.8297 | 47.6748
geo_advanced_hd | Trans O&M | 2041 | 3.8297 | 47.6748
geo_advanced_hd | Trans O&M | 2042 | 3.9729 | 46.4987
geo_advanced_hd | Trans O&M | 2043 | 3.9729 | 46.4987
geo_advanced_hd | Trans O&M | 2044 | 4.1323 | 46.4418
geo_advanced_hd | Trans O&M | 2045 | 4.1323 | 46.4418
geo_advanced_hd | Trans O&M | 2046 | 4.3044 | 47.0937
geo_advanced_hd | Trans O&M | 2047 | 4.3044 | 47.0937
geo_advanced_hd | Trans O&M | 2048 | 4.4891 | 47.5954
geo_advanced_hd | Trans O&M | 2049 | 4.4891 | 47.5954
geo_advanced_hd | Trans O&M | 2050 | 4.6825 | 47.403
geo_advanced_hd | CO2 T&S Capex | 2010 | 0 | 61.8834
geo_advanced_hd | CO2 T&S Capex | 2011 | 0 | 61.4874
geo_advanced_hd | CO2 T&S Capex | 2012 | 0 | 54.802
geo_advanced_hd | CO2 T&S Capex | 2013 | 0 | 54.5312
geo_advanced_hd | CO2 T&S Capex | 2014 | 0 | 60.7389
geo_advanced_hd | CO2 T&S Capex | 2015 | 0 | 60.3652
geo_advanced_hd | CO2 T&S Capex | 2016 | 0 | 51.2851
geo_advanced_hd | CO2 T&S Capex | 2017 | 0 | 51.2025
geo_advanced_hd | CO2 T&S Capex | 2018 | 0 | 52.5694
geo_advanced_hd | CO2 T&S Capex | 2019 | 0 | 52.3632
geo_advanced_hd | CO2 T&S Capex | 2020 | 0 | 46.5335
geo_advanced_hd | CO2 T&S Capex | 2021 | 0 | 45.7022
geo_advanced_hd | CO2 T&S Capex | 2022 | 0 | 56.3517
geo_advanced_hd | CO2 T&S Capex | 2023 | 0 | 55.3413
geo_advanced_hd | CO2 T&S Capex | 2024 | 0 | 49.3309
geo_advanced_hd | CO2 T&S Capex | 2025 | 0 | 48.7648
geo_advanced_hd | CO2 T&S Capex | 2026 | 0 | 48.1794
geo_advanced_hd | CO2 T&S Capex | 2027 | 0 | 47.6313
geo_advanced_hd | CO2 T&S Capex | 2028 | 0.024026 | 47.3083
geo_advanced_hd | CO2 T&S Capex | 2029 | 0.024026 | 47.0425
geo_advanced_hd | CO2 T&S Capex | 2030 | 0.023072 | 46.4537
geo_advanced_hd | CO2 T&S Capex | 2031 | 0.023072 | 46.4537
geo_advanced_hd | CO2 T&S Capex | 2032 | 0.022064 | 45.9184
geo_advanced_hd | CO2 T&S Capex | 2033 | 0.022064 | 45.9184
geo_advanced_hd | CO2 T&S Capex | 2034 | 0.020991 | 46.2668
geo_advanced_hd | CO2 T&S Capex | 2035 | 0.020991 | 46.2668
geo_advanced_hd | CO2 T&S Capex | 2036 | 0.019927 | 45.8644
geo_advanced_hd | CO2 T&S Capex | 2037 | 0.019927 | 45.8644
geo_advanced_hd | CO2 T&S Capex | 2038 | 0.018942 | 46.5272
geo_advanced_hd | CO2 T&S Capex | 2039 | 0.018942 | 46.5272
geo_advanced_hd | CO2 T&S Capex | 2040 | 0.0012398 | 47.6748
geo_advanced_hd | CO2 T&S Capex | 2041 | 0.0012398 | 47.6748
geo_advanced_hd | CO2 T&S Capex | 2042 | 0.0011864 | 46.4987
geo_advanced_hd | CO2 T&S Capex | 2043 | 0.0011864 | 46.4987
geo_advanced_hd | CO2 T&S Capex | 2044 | 0.0020353 | 46.4418
geo_advanced_hd | CO2 T&S Capex | 2045 | 0.0020353 | 46.4418
geo_advanced_hd | CO2 T&S Capex | 2046 | 0.0019553 | 47.0937
geo_advanced_hd | CO2 T&S Capex | 2047 | 0.0019553 | 47.0937
geo_advanced_hd | CO2 T&S Capex | 2048 | 0.0018821 | 47.5954
geo_advanced_hd | CO2 T&S Capex | 2049 | 0.0018821 | 47.5954
geo_advanced_hd | CO2 T&S Capex | 2050 | 0.0018148 | 47.403
geo_advanced_hd | H2 Prod O&M | 2010 | 0 | 61.8834
geo_advanced_hd | H2 Prod O&M | 2011 | 0 | 61.4874
geo_advanced_hd | H2 Prod O&M | 2012 | 0 | 54.802
geo_advanced_hd | H2 Prod O&M | 2013 | 0 | 54.5312
geo_advanced_hd | H2 Prod O&M | 2014 | 0 | 60.7389
geo_advanced_hd | H2 Prod O&M | 2015 | 0 | 60.3652
geo_advanced_hd | H2 Prod O&M | 2016 | 0 | 51.2851
geo_advanced_hd | H2 Prod O&M | 2017 | 0 | 51.2025
geo_advanced_hd | H2 Prod O&M | 2018 | 0 | 52.5694
geo_advanced_hd | H2 Prod O&M | 2019 | 0 | 52.3632
geo_advanced_hd | H2 Prod O&M | 2020 | 0 | 46.5335
geo_advanced_hd | H2 Prod O&M | 2021 | 0 | 45.7022
geo_advanced_hd | H2 Prod O&M | 2022 | 2.2584 | 56.3517
geo_advanced_hd | H2 Prod O&M | 2023 | 2.2584 | 55.3413
geo_advanced_hd | H2 Prod O&M | 2024 | 2.0038 | 49.3309
geo_advanced_hd | H2 Prod O&M | 2025 | 2.0038 | 48.7648
geo_advanced_hd | H2 Prod O&M | 2026 | 1.8431 | 48.1794
geo_advanced_hd | H2 Prod O&M | 2027 | 1.8431 | 47.6313
geo_advanced_hd | H2 Prod O&M | 2028 | 1.8963 | 47.3083
geo_advanced_hd | H2 Prod O&M | 2029 | 1.8963 | 47.0425
geo_advanced_hd | H2 Prod O&M | 2030 | 1.6763 | 46.4537
geo_advanced_hd | H2 Prod O&M | 2031 | 1.6763 | 46.4537
geo_advanced_hd | H2 Prod O&M | 2032 | 1.5587 | 45.9184
geo_advanced_hd | H2 Prod O&M | 2033 | 1.5587 | 45.9184
geo_advanced_hd | H2 Prod O&M | 2034 | 1.216 | 46.2668
geo_advanced_hd | H2 Prod O&M | 2035 | 1.216 | 46.2668
geo_advanced_hd | H2 Prod O&M | 2036 | 0.90327 | 45.8644
geo_advanced_hd | H2 Prod O&M | 2037 | 0.90327 | 45.8644
geo_advanced_hd | H2 Prod O&M | 2038 | 0.40317 | 46.5272
geo_advanced_hd | H2 Prod O&M | 2039 | 0.40317 | 46.5272
geo_advanced_hd | H2 Prod O&M | 2040 | 0.24806 | 47.6748
geo_advanced_hd | H2 Prod O&M | 2041 | 0.24806 | 47.6748
geo_advanced_hd | H2 Prod O&M | 2042 | 0.40034 | 46.4987
geo_advanced_hd | H2 Prod O&M | 2043 | 0.40034 | 46.4987
geo_advanced_hd | H2 Prod O&M | 2044 | 0.54949 | 46.4418
geo_advanced_hd | H2 Prod O&M | 2045 | 0.54949 | 46.4418
geo_advanced_hd | H2 Prod O&M | 2046 | 0.73213 | 47.0937
geo_advanced_hd | H2 Prod O&M | 2047 | 0.73213 | 47.0937
geo_advanced_hd | H2 Prod O&M | 2048 | 0.79943 | 47.5954
geo_advanced_hd | H2 Prod O&M | 2049 | 0.79943 | 47.5954
geo_advanced_hd | H2 Prod O&M | 2050 | 0.88233 | 47.403
geo_advanced_hd | ACP | 2010 | 0 | 61.8834
geo_advanced_hd | ACP | 2011 | 0 | 61.4874
geo_advanced_hd | ACP | 2012 | 0 | 54.802
geo_advanced_hd | ACP | 2013 | 0 | 54.5312
geo_advanced_hd | ACP | 2014 | 0 | 60.7389
geo_advanced_hd | ACP | 2015 | 0 | 60.3652
geo_advanced_hd | ACP | 2016 | 0 | 51.2851
geo_advanced_hd | ACP | 2017 | 0 | 51.2025
geo_advanced_hd | ACP | 2018 | 0 | 52.5694
geo_advanced_hd | ACP | 2019 | 0 | 52.3632
geo_advanced_hd | ACP | 2020 | 0.39791 | 46.5335
geo_advanced_hd | ACP | 2021 | 0.39791 | 45.7022
geo_advanced_hd | ACP | 2022 | 0.00022175 | 56.3517
geo_advanced_hd | ACP | 2023 | 0.00022175 | 55.3413
geo_advanced_hd | ACP | 2024 | 0.00018621 | 49.3309
geo_advanced_hd | ACP | 2025 | 0.00018621 | 48.7648
geo_advanced_hd | ACP | 2026 | 0.00013948 | 48.1794
geo_advanced_hd | ACP | 2027 | 0.00013948 | 47.6313
geo_advanced_hd | ACP | 2028 | 0.00011719 | 47.3083
geo_advanced_hd | ACP | 2029 | 0.00011719 | 47.0425
geo_advanced_hd | ACP | 2030 | 6.0545e-05 | 46.4537
geo_advanced_hd | ACP | 2031 | 6.0545e-05 | 46.4537
geo_advanced_hd | ACP | 2032 | 5.7915e-05 | 45.9184
geo_advanced_hd | ACP | 2033 | 5.7915e-05 | 45.9184
geo_advanced_hd | ACP | 2034 | 5.5083e-05 | 46.2668
geo_advanced_hd | ACP | 2035 | 5.5083e-05 | 46.2668
geo_advanced_hd | ACP | 2036 | 5.4517e-05 | 45.8644
geo_advanced_hd | ACP | 2037 | 5.4517e-05 | 45.8644
geo_advanced_hd | ACP | 2038 | 5.4511e-05 | 46.5272
geo_advanced_hd | ACP | 2039 | 5.4511e-05 | 46.5272
geo_advanced_hd | ACP | 2040 | 4.8803e-05 | 47.6748
geo_advanced_hd | ACP | 2041 | 4.8803e-05 | 47.6748
geo_advanced_hd | ACP | 2042 | 0.029706 | 46.4987
geo_advanced_hd | ACP | 2043 | 0.029706 | 46.4987
geo_advanced_hd | ACP | 2044 | 0.052624 | 46.4418
geo_advanced_hd | ACP | 2045 | 0.052624 | 46.4418
geo_advanced_hd | ACP | 2046 | 0.072094 | 47.0937
geo_advanced_hd | ACP | 2047 | 0.072094 | 47.0937
geo_advanced_hd | ACP | 2048 | 0.061708 | 47.5954
geo_advanced_hd | ACP | 2049 | 0.061708 | 47.5954
geo_advanced_hd | ACP | 2050 | 0.047559 | 47.403
geo_advanced_hd | H2 T&S O&M | 2010 | 0 | 61.8834
geo_advanced_hd | H2 T&S O&M | 2011 | 0 | 61.4874
geo_advanced_hd | H2 T&S O&M | 2012 | 0 | 54.802
geo_advanced_hd | H2 T&S O&M | 2013 | 0 | 54.5312
geo_advanced_hd | H2 T&S O&M | 2014 | 0 | 60.7389
geo_advanced_hd | H2 T&S O&M | 2015 | 0 | 60.3652
geo_advanced_hd | H2 T&S O&M | 2016 | 0 | 51.2851
geo_advanced_hd | H2 T&S O&M | 2017 | 0 | 51.2025
geo_advanced_hd | H2 T&S O&M | 2018 | 0 | 52.5694
geo_advanced_hd | H2 T&S O&M | 2019 | 0 | 52.3632
geo_advanced_hd | H2 T&S O&M | 2020 | 0 | 46.5335
geo_advanced_hd | H2 T&S O&M | 2021 | 0 | 45.7022
geo_advanced_hd | H2 T&S O&M | 2022 | 0.76575 | 56.3517
geo_advanced_hd | H2 T&S O&M | 2023 | 0.76575 | 55.3413
geo_advanced_hd | H2 T&S O&M | 2024 | 0.74816 | 49.3309
geo_advanced_hd | H2 T&S O&M | 2025 | 0.74816 | 48.7648
geo_advanced_hd | H2 T&S O&M | 2026 | 0.72866 | 48.1794
geo_advanced_hd | H2 T&S O&M | 2027 | 0.72866 | 47.6313
geo_advanced_hd | H2 T&S O&M | 2028 | 0.70019 | 47.3083
geo_advanced_hd | H2 T&S O&M | 2029 | 0.70019 | 47.0425
geo_advanced_hd | H2 T&S O&M | 2030 | 0.6724 | 46.4537
geo_advanced_hd | H2 T&S O&M | 2031 | 0.6724 | 46.4537
geo_advanced_hd | H2 T&S O&M | 2032 | 0.64318 | 45.9184
geo_advanced_hd | H2 T&S O&M | 2033 | 0.64318 | 45.9184
geo_advanced_hd | H2 T&S O&M | 2034 | 0.61174 | 46.2668
geo_advanced_hd | H2 T&S O&M | 2035 | 0.61174 | 46.2668
geo_advanced_hd | H2 T&S O&M | 2036 | 0.58072 | 45.8644
geo_advanced_hd | H2 T&S O&M | 2037 | 0.58072 | 45.8644
geo_advanced_hd | H2 T&S O&M | 2038 | 0.55203 | 46.5272
geo_advanced_hd | H2 T&S O&M | 2039 | 0.55203 | 46.5272
geo_advanced_hd | H2 T&S O&M | 2040 | 0.52759 | 47.6748
geo_advanced_hd | H2 T&S O&M | 2041 | 0.52759 | 47.6748
geo_advanced_hd | H2 T&S O&M | 2042 | 0.50486 | 46.4987
geo_advanced_hd | H2 T&S O&M | 2043 | 0.50486 | 46.4987
geo_advanced_hd | H2 T&S O&M | 2044 | 0.48422 | 46.4418
geo_advanced_hd | H2 T&S O&M | 2045 | 0.48422 | 46.4418
geo_advanced_hd | H2 T&S O&M | 2046 | 0.46517 | 47.0937
geo_advanced_hd | H2 T&S O&M | 2047 | 0.46517 | 47.0937
geo_advanced_hd | H2 T&S O&M | 2048 | 0.44777 | 47.5954
geo_advanced_hd | H2 T&S O&M | 2049 | 0.44777 | 47.5954
geo_advanced_hd | H2 T&S O&M | 2050 | 0.43175 | 47.403

## 20_National OpRes Price ($-MW-h
type | subtype | scenario | year | $
oper_res | flex | geo_advanced_hd | 2010 | 0.091952
oper_res | flex | geo_advanced_hd | 2012 | 0.070088
oper_res | flex | geo_advanced_hd | 2014 | 0.098142
oper_res | flex | geo_advanced_hd | 2016 | 0.095874
oper_res | flex | geo_advanced_hd | 2018 | 0.28184
oper_res | flex | geo_advanced_hd | 2020 | 1.3067
oper_res | flex | geo_advanced_hd | 2022 | 0.71347
oper_res | flex | geo_advanced_hd | 2024 | 0.9874
oper_res | flex | geo_advanced_hd | 2026 | 1.3175
oper_res | flex | geo_advanced_hd | 2028 | 1.9641
oper_res | flex | geo_advanced_hd | 2030 | 2.2825
oper_res | flex | geo_advanced_hd | 2032 | 1.5944
oper_res | flex | geo_advanced_hd | 2034 | 1.2352
oper_res | flex | geo_advanced_hd | 2036 | 1.075
oper_res | flex | geo_advanced_hd | 2038 | 1.1046
oper_res | flex | geo_advanced_hd | 2040 | 0.99477
oper_res | flex | geo_advanced_hd | 2042 | 0.74532
oper_res | flex | geo_advanced_hd | 2044 | 0.59712
oper_res | flex | geo_advanced_hd | 2046 | 0.51868
oper_res | flex | geo_advanced_hd | 2048 | 0.49546
oper_res | flex | geo_advanced_hd | 2050 | 0.53816
oper_res | reg | geo_advanced_hd | 2010 | 4.9357
oper_res | reg | geo_advanced_hd | 2012 | 4.6383
oper_res | reg | geo_advanced_hd | 2014 | 4.6641
oper_res | reg | geo_advanced_hd | 2016 | 4.2725
oper_res | reg | geo_advanced_hd | 2018 | 4.493
oper_res | reg | geo_advanced_hd | 2020 | 5.8571
oper_res | reg | geo_advanced_hd | 2022 | 4.2761
oper_res | reg | geo_advanced_hd | 2024 | 3.7162
oper_res | reg | geo_advanced_hd | 2026 | 3.5285
oper_res | reg | geo_advanced_hd | 2028 | 2.7712
oper_res | reg | geo_advanced_hd | 2030 | 2.436
oper_res | reg | geo_advanced_hd | 2032 | 1.6882
oper_res | reg | geo_advanced_hd | 2034 | 1.2274
oper_res | reg | geo_advanced_hd | 2036 | 1.0662
oper_res | reg | geo_advanced_hd | 2038 | 1.0783
oper_res | reg | geo_advanced_hd | 2040 | 0.94282
oper_res | reg | geo_advanced_hd | 2042 | 0.79805
oper_res | reg | geo_advanced_hd | 2044 | 0.73557
oper_res | reg | geo_advanced_hd | 2046 | 0.75707
oper_res | reg | geo_advanced_hd | 2048 | 0.77054
oper_res | reg | geo_advanced_hd | 2050 | 0.78237
oper_res | spin | geo_advanced_hd | 2010 | 2.0075
oper_res | spin | geo_advanced_hd | 2012 | 1.3967
oper_res | spin | geo_advanced_hd | 2014 | 1.7038
oper_res | spin | geo_advanced_hd | 2016 | 1.1963
oper_res | spin | geo_advanced_hd | 2018 | 1.2251
oper_res | spin | geo_advanced_hd | 2020 | 2.3578
oper_res | spin | geo_advanced_hd | 2022 | 1.2158
oper_res | spin | geo_advanced_hd | 2024 | 0.98545
oper_res | spin | geo_advanced_hd | 2026 | 0.86835
oper_res | spin | geo_advanced_hd | 2028 | 0.93915
oper_res | spin | geo_advanced_hd | 2030 | 0.99035
oper_res | spin | geo_advanced_hd | 2032 | 0.75351
oper_res | spin | geo_advanced_hd | 2034 | 0.641
oper_res | spin | geo_advanced_hd | 2036 | 0.57952
oper_res | spin | geo_advanced_hd | 2038 | 0.56326
oper_res | spin | geo_advanced_hd | 2040 | 0.49185
oper_res | spin | geo_advanced_hd | 2042 | 0.37407
oper_res | spin | geo_advanced_hd | 2044 | 0.31167
oper_res | spin | geo_advanced_hd | 2046 | 0.36679
oper_res | spin | geo_advanced_hd | 2048 | 0.37874
oper_res | spin | geo_advanced_hd | 2050 | 0.37504

## 21_National OpRes Price by time
scenario | subtype | type | timeslice | $ | Net Level $
geo_advanced_hd | flex | oper_res | 1 | 0 | 0
geo_advanced_hd | flex | oper_res | 2 | 0.050179 | 0.050179
geo_advanced_hd | flex | oper_res | 3 | 0.040237 | 0.040237
geo_advanced_hd | flex | oper_res | 4 | 0.45856 | 0.45856
geo_advanced_hd | flex | oper_res | 5 | 2.7994e-08 | 2.7994e-08
geo_advanced_hd | flex | oper_res | 6 | 0.19208 | 0.19208
geo_advanced_hd | flex | oper_res | 7 | -0.00053519 | -0.00053519
geo_advanced_hd | flex | oper_res | 8 | 1.4227 | 1.4227
geo_advanced_hd | flex | oper_res | 9 | 0.13751 | 0.13751
geo_advanced_hd | flex | oper_res | 10 | 0.21389 | 0.21389
geo_advanced_hd | flex | oper_res | 11 | 0.0049198 | 0.0049198
geo_advanced_hd | flex | oper_res | 12 | 0.91237 | 0.91237
geo_advanced_hd | flex | oper_res | 13 | 1.8778 | 1.8778
geo_advanced_hd | flex | oper_res | 14 | 0.14096 | 0.14096
geo_advanced_hd | flex | oper_res | 15 | 0 | 0
geo_advanced_hd | flex | oper_res | 16 | 2.5548 | 2.5548
geo_advanced_hd | flex | oper_res | 17 | 0.52528 | 0.52528
geo_advanced_hd | reg | oper_res | 1 | 0.34753 | 0.34753
geo_advanced_hd | reg | oper_res | 2 | 0.4492 | 0.4492
geo_advanced_hd | reg | oper_res | 3 | 0.35955 | 0.35955
geo_advanced_hd | reg | oper_res | 4 | 0.797 | 0.797
geo_advanced_hd | reg | oper_res | 5 | 0.45321 | 0.45321
geo_advanced_hd | reg | oper_res | 6 | 0.62639 | 0.62639
geo_advanced_hd | reg | oper_res | 7 | 0.39448 | 0.39448
geo_advanced_hd | reg | oper_res | 8 | 1.499 | 1.499
geo_advanced_hd | reg | oper_res | 9 | 0.45305 | 0.45305
geo_advanced_hd | reg | oper_res | 10 | 0.68653 | 0.68653
geo_advanced_hd | reg | oper_res | 11 | 0.37589 | 0.37589
geo_advanced_hd | reg | oper_res | 12 | 1.0323 | 1.0323
geo_advanced_hd | reg | oper_res | 13 | 1.3452 | 1.3452
geo_advanced_hd | reg | oper_res | 14 | 0.50082 | 0.50082
geo_advanced_hd | reg | oper_res | 15 | 0.26272 | 0.26272
geo_advanced_hd | reg | oper_res | 16 | 2.799 | 2.799
geo_advanced_hd | reg | oper_res | 17 | 2.7502 | 2.7502
geo_advanced_hd | spin | oper_res | 1 | 0.0019454 | 0.0019454
geo_advanced_hd | spin | oper_res | 2 | 0.10073 | 0.10073
geo_advanced_hd | spin | oper_res | 3 | 0.0034427 | 0.0034427
geo_advanced_hd | spin | oper_res | 4 | 0.29385 | 0.29385
geo_advanced_hd | spin | oper_res | 5 | 0.0075835 | 0.0075835
geo_advanced_hd | spin | oper_res | 6 | 0.31592 | 0.31592
geo_advanced_hd | spin | oper_res | 7 | 0.038133 | 0.038133
geo_advanced_hd | spin | oper_res | 8 | 1.1276 | 1.1276
geo_advanced_hd | spin | oper_res | 9 | 0.086967 | 0.086967
geo_advanced_hd | spin | oper_res | 10 | 0.36392 | 0.36392
geo_advanced_hd | spin | oper_res | 11 | 0.0075418 | 0.0075418
geo_advanced_hd | spin | oper_res | 12 | 0.5666 | 0.5666
geo_advanced_hd | spin | oper_res | 13 | 0.60464 | 0.60464
geo_advanced_hd | spin | oper_res | 14 | 0.27855 | 0.27855
geo_advanced_hd | spin | oper_res | 15 | 0.0019676 | 0.0019676
geo_advanced_hd | spin | oper_res | 16 | 2.3568 | 2.3568
geo_advanced_hd | spin | oper_res | 17 | 2.0401 | 2.0401

## 22_Final Regional Energy Price
type | scenario | rb | $
load | geo_advanced_hd | p1 | 25.7496
load | geo_advanced_hd | p10 | 48.6451
load | geo_advanced_hd | p100 | 25.9605
load | geo_advanced_hd | p101 | 29.5208
load | geo_advanced_hd | p102 | 29.8368
load | geo_advanced_hd | p103 | 24.6417
load | geo_advanced_hd | p104 | 24.6983
load | geo_advanced_hd | p105 | 24.8856
load | geo_advanced_hd | p106 | 24.58
load | geo_advanced_hd | p107 | 25.0613
load | geo_advanced_hd | p108 | 25.0092
load | geo_advanced_hd | p109 | 25.3203
load | geo_advanced_hd | p11 | 48.791
load | geo_advanced_hd | p110 | 25.8988
load | geo_advanced_hd | p111 | 25.0388
load | geo_advanced_hd | p112 | 25.3346
load | geo_advanced_hd | p113 | 25.4074
load | geo_advanced_hd | p114 | 25.5221
load | geo_advanced_hd | p115 | 25.4081
load | geo_advanced_hd | p116 | 25.6315
load | geo_advanced_hd | p117 | 25.808
load | geo_advanced_hd | p118 | 26.3589
load | geo_advanced_hd | p119 | 24.7709
load | geo_advanced_hd | p12 | 25.0688
load | geo_advanced_hd | p120 | 26.014
load | geo_advanced_hd | p121 | 25.9594
load | geo_advanced_hd | p122 | 25.2468
load | geo_advanced_hd | p123 | 26.1562
load | geo_advanced_hd | p124 | 25.4592
load | geo_advanced_hd | p125 | 25.9265
load | geo_advanced_hd | p126 | 25.4114
load | geo_advanced_hd | p127 | 26.1421
load | geo_advanced_hd | p128 | 26.4055
load | geo_advanced_hd | p129 | 26.0455
load | geo_advanced_hd | p13 | 26.0256
load | geo_advanced_hd | p130 | 26.5708
load | geo_advanced_hd | p131 | 26.6919
load | geo_advanced_hd | p132 | 26.5065
load | geo_advanced_hd | p133 | 26.7393
load | geo_advanced_hd | p134 | 26.7047
load | geo_advanced_hd | p14 | 25.0431
load | geo_advanced_hd | p15 | 25.0638
load | geo_advanced_hd | p16 | 24.8346
load | geo_advanced_hd | p17 | 24.6664
load | geo_advanced_hd | p18 | 24.5419
load | geo_advanced_hd | p19 | 23.904
load | geo_advanced_hd | p2 | 25.5285
load | geo_advanced_hd | p20 | 24.4921
load | geo_advanced_hd | p21 | 23.9902
load | geo_advanced_hd | p22 | 23.2174
load | geo_advanced_hd | p23 | 22.9238
load | geo_advanced_hd | p24 | 23.3014
load | geo_advanced_hd | p25 | 24.774
load | geo_advanced_hd | p26 | 24.2388
load | geo_advanced_hd | p27 | 25.3316
load | geo_advanced_hd | p28 | 25.8541
load | geo_advanced_hd | p29 | 24.4853
load | geo_advanced_hd | p3 | 25.279
load | geo_advanced_hd | p30 | 25.8385
load | geo_advanced_hd | p31 | 24.5997
load | geo_advanced_hd | p32 | 22.6332
load | geo_advanced_hd | p33 | 23.4176
load | geo_advanced_hd | p34 | 23.2713
load | geo_advanced_hd | p35 | 23.1052
load | geo_advanced_hd | p36 | 22.6544
load | geo_advanced_hd | p37 | 23.1885
load | geo_advanced_hd | p38 | 23.2052
load | geo_advanced_hd | p39 | 22.5962
load | geo_advanced_hd | p4 | 25.4494
load | geo_advanced_hd | p40 | 23.0761
load | geo_advanced_hd | p41 | 23.3598
load | geo_advanced_hd | p42 | 23.1832
load | geo_advanced_hd | p43 | 23.7712
load | geo_advanced_hd | p44 | 23.4118
load | geo_advanced_hd | p45 | 23.4735
load | geo_advanced_hd | p46 | 23.9242
load | geo_advanced_hd | p47 | 22.339
load | geo_advanced_hd | p48 | 22.6286
load | geo_advanced_hd | p49 | 22.839
load | geo_advanced_hd | p5 | 25.6158
load | geo_advanced_hd | p50 | 23.5156
load | geo_advanced_hd | p51 | 23.7403
load | geo_advanced_hd | p52 | 22.9401
load | geo_advanced_hd | p53 | 23.448
load | geo_advanced_hd | p54 | 23.7903
load | geo_advanced_hd | p55 | 24.1485
load | geo_advanced_hd | p56 | 23.9936
load | geo_advanced_hd | p57 | 24.336
load | geo_advanced_hd | p58 | 25.5075
load | geo_advanced_hd | p59 | 25.1699
load | geo_advanced_hd | p6 | 25.8236
load | geo_advanced_hd | p60 | 18.7284
load | geo_advanced_hd | p61 | 18.5405
load | geo_advanced_hd | p62 | 18.6292
load | geo_advanced_hd | p63 | 21.6571
load | geo_advanced_hd | p64 | 21.925
load | geo_advanced_hd | p65 | 22.1073
load | geo_advanced_hd | p66 | 25.0508
load | geo_advanced_hd | p67 | 22.4143
load | geo_advanced_hd | p68 | 23.4969
load | geo_advanced_hd | p69 | 23.5928
load | geo_advanced_hd | p7 | 25.4907
load | geo_advanced_hd | p70 | 23.6966
load | geo_advanced_hd | p71 | 24.0566
load | geo_advanced_hd | p72 | 24.38
load | geo_advanced_hd | p73 | 24.3083
load | geo_advanced_hd | p74 | 24.0108
load | geo_advanced_hd | p75 | 24.217
load | geo_advanced_hd | p76 | 24.2217
load | geo_advanced_hd | p77 | 23.9816
load | geo_advanced_hd | p78 | 24.1848
load | geo_advanced_hd | p79 | 24.4656
load | geo_advanced_hd | p8 | 37.4838
load | geo_advanced_hd | p80 | 24.5636
load | geo_advanced_hd | p81 | 24.1027
load | geo_advanced_hd | p82 | 24.2758
load | geo_advanced_hd | p83 | 24.5033
load | geo_advanced_hd | p84 | 24.5275
load | geo_advanced_hd | p85 | 24.3344
load | geo_advanced_hd | p86 | 25.2567
load | geo_advanced_hd | p87 | 25.569
load | geo_advanced_hd | p88 | 26.1339
load | geo_advanced_hd | p89 | 26.4336
load | geo_advanced_hd | p9 | 48.7375
load | geo_advanced_hd | p90 | 26.568
load | geo_advanced_hd | p91 | 26.7395
load | geo_advanced_hd | p92 | 25.4393
load | geo_advanced_hd | p93 | 25.2484
load | geo_advanced_hd | p94 | 26.9269
load | geo_advanced_hd | p95 | 26.9579
load | geo_advanced_hd | p96 | 27.5734
load | geo_advanced_hd | p97 | 26.6755
load | geo_advanced_hd | p98 | 26.9884
load | geo_advanced_hd | p99 | 26.7409

## 23_National Seasonal Capacity P
type | timeslice | scenario | year | $
res_marg | fall | geo_advanced_hd | 2010 | 0
res_marg | fall | geo_advanced_hd | 2012 | 0
res_marg | fall | geo_advanced_hd | 2014 | 0
res_marg | fall | geo_advanced_hd | 2016 | 0
res_marg | fall | geo_advanced_hd | 2018 | 0
res_marg | fall | geo_advanced_hd | 2020 | 0
res_marg | fall | geo_advanced_hd | 2022 | 0
res_marg | fall | geo_advanced_hd | 2024 | 1.1193
res_marg | fall | geo_advanced_hd | 2026 | 3.7151
res_marg | fall | geo_advanced_hd | 2028 | 3.0947
res_marg | fall | geo_advanced_hd | 2030 | 4.4068
res_marg | fall | geo_advanced_hd | 2032 | 8.6385
res_marg | fall | geo_advanced_hd | 2034 | 6.949
res_marg | fall | geo_advanced_hd | 2036 | 9.1524
res_marg | fall | geo_advanced_hd | 2038 | 9.0455
res_marg | fall | geo_advanced_hd | 2040 | 9.015
res_marg | fall | geo_advanced_hd | 2042 | 8.7148
res_marg | fall | geo_advanced_hd | 2044 | 18.3632
res_marg | fall | geo_advanced_hd | 2046 | 16.202
res_marg | fall | geo_advanced_hd | 2048 | 17.2391
res_marg | fall | geo_advanced_hd | 2050 | 17.463
res_marg | spri | geo_advanced_hd | 2010 | 0
res_marg | spri | geo_advanced_hd | 2012 | 0
res_marg | spri | geo_advanced_hd | 2014 | 0
res_marg | spri | geo_advanced_hd | 2016 | 0
res_marg | spri | geo_advanced_hd | 2018 | 0
res_marg | spri | geo_advanced_hd | 2020 | 0
res_marg | spri | geo_advanced_hd | 2022 | 1.0338e-12
res_marg | spri | geo_advanced_hd | 2024 | -3.9021e-10
res_marg | spri | geo_advanced_hd | 2026 | 0
res_marg | spri | geo_advanced_hd | 2028 | 0
res_marg | spri | geo_advanced_hd | 2030 | 0
res_marg | spri | geo_advanced_hd | 2032 | 0
res_marg | spri | geo_advanced_hd | 2034 | -0.026785
res_marg | spri | geo_advanced_hd | 2036 | 0.0033163
res_marg | spri | geo_advanced_hd | 2038 | 0.00035162
res_marg | spri | geo_advanced_hd | 2040 | 0
res_marg | spri | geo_advanced_hd | 2042 | -0.0021825
res_marg | spri | geo_advanced_hd | 2044 | 0
res_marg | spri | geo_advanced_hd | 2046 | 0
res_marg | spri | geo_advanced_hd | 2048 | 0.090846
res_marg | spri | geo_advanced_hd | 2050 | 0
res_marg | summ | geo_advanced_hd | 2010 | 0
res_marg | summ | geo_advanced_hd | 2012 | 0
res_marg | summ | geo_advanced_hd | 2014 | 0
res_marg | summ | geo_advanced_hd | 2016 | 0
res_marg | summ | geo_advanced_hd | 2018 | 0
res_marg | summ | geo_advanced_hd | 2020 | 0
res_marg | summ | geo_advanced_hd | 2022 | 0.17264
res_marg | summ | geo_advanced_hd | 2024 | 10.8735
res_marg | summ | geo_advanced_hd | 2026 | 44.5078
res_marg | summ | geo_advanced_hd | 2028 | 60.8606
res_marg | summ | geo_advanced_hd | 2030 | 56.5786
res_marg | summ | geo_advanced_hd | 2032 | 61.1348
res_marg | summ | geo_advanced_hd | 2034 | 76.5376
res_marg | summ | geo_advanced_hd | 2036 | 77.9171
res_marg | summ | geo_advanced_hd | 2038 | 79.1715
res_marg | summ | geo_advanced_hd | 2040 | 78.3531
res_marg | summ | geo_advanced_hd | 2042 | 79.6697
res_marg | summ | geo_advanced_hd | 2044 | 70.7569
res_marg | summ | geo_advanced_hd | 2046 | 72.9201
res_marg | summ | geo_advanced_hd | 2048 | 71.8201
res_marg | summ | geo_advanced_hd | 2050 | 71.8118
res_marg | wint | geo_advanced_hd | 2010 | 0
res_marg | wint | geo_advanced_hd | 2012 | 0
res_marg | wint | geo_advanced_hd | 2014 | 0
res_marg | wint | geo_advanced_hd | 2016 | 0
res_marg | wint | geo_advanced_hd | 2018 | 0
res_marg | wint | geo_advanced_hd | 2020 | 0
res_marg | wint | geo_advanced_hd | 2022 | 5.3803e-11
res_marg | wint | geo_advanced_hd | 2024 | 0.018302
res_marg | wint | geo_advanced_hd | 2026 | 0
res_marg | wint | geo_advanced_hd | 2028 | 0
res_marg | wint | geo_advanced_hd | 2030 | -5.6692e-05
res_marg | wint | geo_advanced_hd | 2032 | 0.00043088
res_marg | wint | geo_advanced_hd | 2034 | -0.036943
res_marg | wint | geo_advanced_hd | 2036 | 0.71298
res_marg | wint | geo_advanced_hd | 2038 | 0.51096
res_marg | wint | geo_advanced_hd | 2040 | 1.1368
res_marg | wint | geo_advanced_hd | 2042 | 0.094966
res_marg | wint | geo_advanced_hd | 2044 | 0
res_marg | wint | geo_advanced_hd | 2046 | 0.17341
res_marg | wint | geo_advanced_hd | 2048 | 0
res_marg | wint | geo_advanced_hd | 2050 | 0

## 24_National Annual Capacity Pri
type | scenario | year | $
res_marg_ann | geo_advanced_hd | 2010 | 0
res_marg_ann | geo_advanced_hd | 2012 | 0
res_marg_ann | geo_advanced_hd | 2014 | 0
res_marg_ann | geo_advanced_hd | 2016 | 0
res_marg_ann | geo_advanced_hd | 2018 | 0
res_marg_ann | geo_advanced_hd | 2020 | 0
res_marg_ann | geo_advanced_hd | 2022 | 0.16824
res_marg_ann | geo_advanced_hd | 2024 | 11.8159
res_marg_ann | geo_advanced_hd | 2026 | 47.8643
res_marg_ann | geo_advanced_hd | 2028 | 63.6142
res_marg_ann | geo_advanced_hd | 2030 | 60.4904
res_marg_ann | geo_advanced_hd | 2032 | 69.0693
res_marg_ann | geo_advanced_hd | 2034 | 82.9046
res_marg_ann | geo_advanced_hd | 2036 | 87.0859
res_marg_ann | geo_advanced_hd | 2038 | 88.0992
res_marg_ann | geo_advanced_hd | 2040 | 87.931
res_marg_ann | geo_advanced_hd | 2042 | 87.9767
res_marg_ann | geo_advanced_hd | 2044 | 88.5199
res_marg_ann | geo_advanced_hd | 2046 | 88.71
res_marg_ann | geo_advanced_hd | 2048 | 88.5678
res_marg_ann | geo_advanced_hd | 2050 | 88.6879

## 25_2022-2050 Present Value of S
cost_cat | scenario | Discounted Cost (Bil $) | Net Level Discounted Cost (Bil $)
PTC | geo_advanced_hd | -438.594 | 3855.308
ITC | geo_advanced_hd | -164.1804 | 3855.308
CCS Incentives | geo_advanced_hd | -5.0859 | 3855.308
Gen & Stor Capex | geo_advanced_hd | 1832.5884 | 3855.308
Gen & Stor O&M | geo_advanced_hd | 1385.1487 | 3855.308
Fuel | geo_advanced_hd | 466.9425 | 3855.308
Trans | geo_advanced_hd | 162.1355 | 3855.308
POI | geo_advanced_hd | 42.8946 | 3855.308
Spur | geo_advanced_hd | 137.964 | 3855.308
Trans O&M | geo_advanced_hd | 279.3942 | 3855.308
CO2 T&S Capex | geo_advanced_hd | 0.78728 | 3855.308
H2 Prod O&M | geo_advanced_hd | 104.386 | 3855.308
ACP | geo_advanced_hd | 0.99118 | 3855.308
H2 T&S O&M | geo_advanced_hd | 49.936 | 3855.308

## 26_Emissions National (tonne)
e | scenario | year | Emissions (tonne)
ch4 | geo_advanced_hd | 2010 | 2912004.4224
ch4 | geo_advanced_hd | 2012 | 4584916.8991
ch4 | geo_advanced_hd | 2014 | 3043634.7412
ch4 | geo_advanced_hd | 2016 | 5111970.6155
ch4 | geo_advanced_hd | 2018 | 4729672.573
ch4 | geo_advanced_hd | 2020 | 5761635.5105
ch4 | geo_advanced_hd | 2022 | 4787330.5981
ch4 | geo_advanced_hd | 2024 | 4291551.2097
ch4 | geo_advanced_hd | 2026 | 3541984.3251
ch4 | geo_advanced_hd | 2028 | 2846065.8295
ch4 | geo_advanced_hd | 2030 | 2022086.6173
ch4 | geo_advanced_hd | 2032 | 1883460.4748
ch4 | geo_advanced_hd | 2034 | 1642194.7474
ch4 | geo_advanced_hd | 2036 | 1580596.4973
ch4 | geo_advanced_hd | 2038 | 1487190.9181
ch4 | geo_advanced_hd | 2040 | 1493876.7129
ch4 | geo_advanced_hd | 2042 | 1965119.4938
ch4 | geo_advanced_hd | 2044 | 2348066.5741
ch4 | geo_advanced_hd | 2046 | 2807084.0743
ch4 | geo_advanced_hd | 2048 | 3225966.8909
ch4 | geo_advanced_hd | 2050 | 3529352.2727
co2 | geo_advanced_hd | 2010 | 2414468969.9554
co2 | geo_advanced_hd | 2012 | 1877139800.1321
co2 | geo_advanced_hd | 2014 | 2215903660.8899
co2 | geo_advanced_hd | 2016 | 1643285579.8787
co2 | geo_advanced_hd | 2018 | 1585982279.6335
co2 | geo_advanced_hd | 2020 | 1414558061.6342
co2 | geo_advanced_hd | 2022 | 1586156046.204
co2 | geo_advanced_hd | 2024 | 1031945621.3002
co2 | geo_advanced_hd | 2026 | 805565866.0365
co2 | geo_advanced_hd | 2028 | 574844435.9535
co2 | geo_advanced_hd | 2030 | 450659043.6311
co2 | geo_advanced_hd | 2032 | 430835540.5289
co2 | geo_advanced_hd | 2034 | 381668529.8246
co2 | geo_advanced_hd | 2036 | 360922069.6569
co2 | geo_advanced_hd | 2038 | 334679971.1526
co2 | geo_advanced_hd | 2040 | 346010279.5914
co2 | geo_advanced_hd | 2042 | 441038188.9464
co2 | geo_advanced_hd | 2044 | 509144205.9779
co2 | geo_advanced_hd | 2046 | 588944686.7545
co2 | geo_advanced_hd | 2048 | 682178001.8796
co2 | geo_advanced_hd | 2050 | 740568841.829
co2e | geo_advanced_hd | 2010 | 2513477120.3159
co2e | geo_advanced_hd | 2012 | 2033026974.7032
co2e | geo_advanced_hd | 2014 | 2319387242.0892
co2e | geo_advanced_hd | 2016 | 1817092580.807
co2e | geo_advanced_hd | 2018 | 1746791147.1147
co2e | geo_advanced_hd | 2020 | 1610453668.9896
co2e | geo_advanced_hd | 2022 | 1748925286.5385
co2e | geo_advanced_hd | 2024 | 1177858362.4299
co2e | geo_advanced_hd | 2026 | 925993333.0886
co2e | geo_advanced_hd | 2028 | 671610674.1555
co2e | geo_advanced_hd | 2030 | 519409988.6192
co2e | geo_advanced_hd | 2032 | 494873196.6732
co2e | geo_advanced_hd | 2034 | 437503151.2375
co2e | geo_advanced_hd | 2036 | 414662350.5635
co2e | geo_advanced_hd | 2038 | 385244462.3685
co2e | geo_advanced_hd | 2040 | 396802087.8309
co2e | geo_advanced_hd | 2042 | 507852251.7358
co2e | geo_advanced_hd | 2044 | 588978469.4957
co2e | geo_advanced_hd | 2046 | 684385545.2823
co2e | geo_advanced_hd | 2048 | 791860876.1716
co2e | geo_advanced_hd | 2050 | 860566819.1012
nox | geo_advanced_hd | 2010 | 2144567.3572
nox | geo_advanced_hd | 2012 | 1448910.3011
nox | geo_advanced_hd | 2014 | 1906644.682
nox | geo_advanced_hd | 2016 | 1172712.8078
nox | geo_advanced_hd | 2018 | 1129151.053
nox | geo_advanced_hd | 2020 | 905408.1377
nox | geo_advanced_hd | 2022 | 1078177.0585
nox | geo_advanced_hd | 2024 | 573923.7838
nox | geo_advanced_hd | 2026 | 408320.4713
nox | geo_advanced_hd | 2028 | 246710.9185
nox | geo_advanced_hd | 2030 | 204245.9034
nox | geo_advanced_hd | 2032 | 203744.0129
nox | geo_advanced_hd | 2034 | 191207.7654
nox | geo_advanced_hd | 2036 | 185592.4381
nox | geo_advanced_hd | 2038 | 182066.9399
nox | geo_advanced_hd | 2040 | 191855.5295
nox | geo_advanced_hd | 2042 | 233680.1299
nox | geo_advanced_hd | 2044 | 264866.5603
nox | geo_advanced_hd | 2046 | 301259.1707
nox | geo_advanced_hd | 2048 | 352537.2368
nox | geo_advanced_hd | 2050 | 382126.8671
so2 | geo_advanced_hd | 2010 | 2719831.5777
so2 | geo_advanced_hd | 2012 | 1707195.7241
so2 | geo_advanced_hd | 2014 | 2323055.6513
so2 | geo_advanced_hd | 2016 | 1253234.9933
so2 | geo_advanced_hd | 2018 | 1168655.0045
so2 | geo_advanced_hd | 2020 | 893044.7219
so2 | geo_advanced_hd | 2022 | 1111291.7559
so2 | geo_advanced_hd | 2024 | 537737.1072
so2 | geo_advanced_hd | 2026 | 368234.6587
so2 | geo_advanced_hd | 2028 | 192398.2075
so2 | geo_advanced_hd | 2030 | 155480.6184
so2 | geo_advanced_hd | 2032 | 155747.2241
so2 | geo_advanced_hd | 2034 | 141992.5992
so2 | geo_advanced_hd | 2036 | 130755.6663
so2 | geo_advanced_hd | 2038 | 119471.4443
so2 | geo_advanced_hd | 2040 | 122549.0591
so2 | geo_advanced_hd | 2042 | 143033.855
so2 | geo_advanced_hd | 2044 | 149462.6707
so2 | geo_advanced_hd | 2046 | 152099.8189
so2 | geo_advanced_hd | 2048 | 170620.4704
so2 | geo_advanced_hd | 2050 | 173488.8399

## 27_Net CO2e Emissions National
e | tech | year | CO2e (MMton) | Cumulative CO2e (MMton) | scenario

## 29_Undiscounted Annualized Syst
scenario | cost_cat | year | Cost (Bil $) | Net Level Cost (Bil $)
geo_advanced_hd | PTC | 2010 | -0.26274 | 244.8469
geo_advanced_hd | PTC | 2011 | -0.26274 | 243.2799
geo_advanced_hd | PTC | 2012 | -1.3821 | 212.7186
geo_advanced_hd | PTC | 2013 | -1.3821 | 211.6674
geo_advanced_hd | PTC | 2014 | -1.7853 | 239.6822
geo_advanced_hd | PTC | 2015 | -1.7853 | 238.2073
geo_advanced_hd | PTC | 2016 | -2.7952 | 200.3523
geo_advanced_hd | PTC | 2017 | -2.7952 | 200.0297
geo_advanced_hd | PTC | 2018 | -3.567 | 206.3242
geo_advanced_hd | PTC | 2019 | -3.567 | 205.5145
geo_advanced_hd | PTC | 2020 | -4.7594 | 188.0634
geo_advanced_hd | PTC | 2021 | -4.7594 | 184.7035
geo_advanced_hd | PTC | 2022 | -7.8996 | 231.1465
geo_advanced_hd | PTC | 2023 | -7.8996 | 227.0022
geo_advanced_hd | PTC | 2024 | -17.5825 | 207.1066
geo_advanced_hd | PTC | 2025 | -17.5825 | 204.7299
geo_advanced_hd | PTC | 2026 | -24.345 | 207.6854
geo_advanced_hd | PTC | 2027 | -24.345 | 205.3231
geo_advanced_hd | PTC | 2028 | -29.3581 | 212.2221
geo_advanced_hd | PTC | 2029 | -29.3581 | 211.0298
geo_advanced_hd | PTC | 2030 | -38.5437 | 217.0006
geo_advanced_hd | PTC | 2031 | -38.5437 | 217.0006
geo_advanced_hd | PTC | 2032 | -40.7874 | 224.2432
geo_advanced_hd | PTC | 2033 | -40.7874 | 224.2432
geo_advanced_hd | PTC | 2034 | -41.1807 | 237.56
geo_advanced_hd | PTC | 2035 | -41.1807 | 237.56
geo_advanced_hd | PTC | 2036 | -41.7808 | 248.0695
geo_advanced_hd | PTC | 2037 | -41.7808 | 248.0695
geo_advanced_hd | PTC | 2038 | -43.1639 | 264.7354
geo_advanced_hd | PTC | 2039 | -43.1639 | 264.7354
geo_advanced_hd | PTC | 2040 | -37.6219 | 283.829
geo_advanced_hd | PTC | 2041 | -37.6219 | 283.829
geo_advanced_hd | PTC | 2042 | -32.1637 | 289.2953
geo_advanced_hd | PTC | 2043 | -32.1637 | 289.2953
geo_advanced_hd | PTC | 2044 | -23.4701 | 301.252
geo_advanced_hd | PTC | 2045 | -23.4701 | 301.252
geo_advanced_hd | PTC | 2046 | -16.4703 | 317.9923
geo_advanced_hd | PTC | 2047 | -16.4703 | 317.9923
geo_advanced_hd | PTC | 2048 | -8.5456 | 333.8696
geo_advanced_hd | PTC | 2049 | -8.5456 | 333.8696
geo_advanced_hd | PTC | 2050 | -4.8901 | 344.857
geo_advanced_hd | PTC | 2051 | -4.8901 | 344.857
geo_advanced_hd | PTC | 2052 | -4.8901 | 333.6778
geo_advanced_hd | PTC | 2053 | -4.8901 | 333.6778
geo_advanced_hd | PTC | 2054 | -4.8901 | 318.1248
geo_advanced_hd | PTC | 2055 | -4.8901 | 318.1248
geo_advanced_hd | PTC | 2056 | -4.8901 | 304.052
geo_advanced_hd | PTC | 2057 | -4.8901 | 304.052
geo_advanced_hd | PTC | 2058 | -4.8901 | 289.1184
geo_advanced_hd | PTC | 2059 | -4.8901 | 289.1184
geo_advanced_hd | PTC | 2060 | -4.8901 | 277.8669
geo_advanced_hd | PTC | 2061 | -4.8901 | 277.8669
geo_advanced_hd | PTC | 2062 | -4.8901 | 270.5653
geo_advanced_hd | PTC | 2063 | -4.8901 | 270.5653
geo_advanced_hd | PTC | 2064 | -4.8901 | 261.9886
geo_advanced_hd | PTC | 2065 | -4.8901 | 261.9886
geo_advanced_hd | PTC | 2066 | -4.8901 | 250.1783
geo_advanced_hd | PTC | 2067 | -4.8901 | 250.1783
geo_advanced_hd | PTC | 2068 | -4.8901 | 238.5618
geo_advanced_hd | PTC | 2069 | -4.8901 | 238.5618
geo_advanced_hd | PTC | 2070 | 0 | 40.9381
geo_advanced_hd | PTC | 2071 | 0 | 40.9381
geo_advanced_hd | PTC | 2072 | 0 | 38.4588
geo_advanced_hd | PTC | 2073 | 0 | 38.4588
geo_advanced_hd | PTC | 2074 | 0 | 35.4427
geo_advanced_hd | PTC | 2075 | 0 | 35.4427
geo_advanced_hd | PTC | 2076 | 0 | 32.395
geo_advanced_hd | PTC | 2077 | 0 | 32.395
geo_advanced_hd | PTC | 2078 | 0 | 29.055
geo_advanced_hd | PTC | 2079 | 0 | 29.055
geo_advanced_hd | PTC | 2080 | 0 | 25.4385
geo_advanced_hd | PTC | 2081 | 0 | 25.4385
geo_advanced_hd | PTC | 2082 | 0 | 21.185
geo_advanced_hd | PTC | 2083 | 0 | 21.185
geo_advanced_hd | PTC | 2084 | 0 | 16.5289
geo_advanced_hd | PTC | 2085 | 0 | 16.5289
geo_advanced_hd | PTC | 2086 | 0 | 11.3798
geo_advanced_hd | PTC | 2087 | 0 | 11.3798
geo_advanced_hd | PTC | 2088 | 0 | 5.8194
geo_advanced_hd | PTC | 2089 | 0 | 5.8194
geo_advanced_hd | PTC | 2090 | 0 | 4.3666e-14
geo_advanced_hd | ITC | 2010 | -0.026031 | 244.8469
geo_advanced_hd | ITC | 2011 | -0.026031 | 243.2799
geo_advanced_hd | ITC | 2012 | -0.26214 | 212.7186
geo_advanced_hd | ITC | 2013 | -0.26214 | 211.6674
geo_advanced_hd | ITC | 2014 | -0.80268 | 239.6822
geo_advanced_hd | ITC | 2015 | -0.80268 | 238.2073
geo_advanced_hd | ITC | 2016 | -1.3547 | 200.3523
geo_advanced_hd | ITC | 2017 | -1.3547 | 200.0297
geo_advanced_hd | ITC | 2018 | -1.5817 | 206.3242
geo_advanced_hd | ITC | 2019 | -1.5817 | 205.5145
geo_advanced_hd | ITC | 2020 | -1.9418 | 188.0634
geo_advanced_hd | ITC | 2021 | -1.9418 | 184.7035
geo_advanced_hd | ITC | 2022 | -3.2671 | 231.1465
geo_advanced_hd | ITC | 2023 | -3.2671 | 227.0022
geo_advanced_hd | ITC | 2024 | -3.6681 | 207.1066
geo_advanced_hd | ITC | 2025 | -3.6681 | 204.7299
geo_advanced_hd | ITC | 2026 | -5.1706 | 207.6854
geo_advanced_hd | ITC | 2027 | -5.1706 | 205.3231
geo_advanced_hd | ITC | 2028 | -7.4658 | 212.2221
geo_advanced_hd | ITC | 2029 | -7.4658 | 211.0298
geo_advanced_hd | ITC | 2030 | -9.5462 | 217.0006
geo_advanced_hd | ITC | 2031 | -9.5462 | 217.0006
geo_advanced_hd | ITC | 2032 | -11.6799 | 224.2432
geo_advanced_hd | ITC | 2033 | -11.6799 | 224.2432
geo_advanced_hd | ITC | 2034 | -13.5146 | 237.56
geo_advanced_hd | ITC | 2035 | -13.5146 | 237.56
geo_advanced_hd | ITC | 2036 | -15.0844 | 248.0695
geo_advanced_hd | ITC | 2037 | -15.0844 | 248.0695
geo_advanced_hd | ITC | 2038 | -16.9153 | 264.7354
geo_advanced_hd | ITC | 2039 | -16.9153 | 264.7354
geo_advanced_hd | ITC | 2040 | -18.5863 | 283.829
geo_advanced_hd | ITC | 2041 | -18.5863 | 283.829
geo_advanced_hd | ITC | 2042 | -17.9171 | 289.2953
geo_advanced_hd | ITC | 2043 | -17.9171 | 289.2953
geo_advanced_hd | ITC | 2044 | -17.7975 | 301.252
geo_advanced_hd | ITC | 2045 | -17.7975 | 301.252
geo_advanced_hd | ITC | 2046 | -16.3572 | 317.9923
geo_advanced_hd | ITC | 2047 | -16.3572 | 317.9923
geo_advanced_hd | ITC | 2048 | -14.0619 | 333.8696
geo_advanced_hd | ITC | 2049 | -14.0619 | 333.8696
geo_advanced_hd | ITC | 2050 | -11.9547 | 344.857
geo_advanced_hd | ITC | 2051 | -11.9547 | 344.857
geo_advanced_hd | ITC | 2052 | -9.585 | 333.6778
geo_advanced_hd | ITC | 2053 | -9.585 | 333.6778
geo_advanced_hd | ITC | 2054 | -7.2097 | 318.1248
geo_advanced_hd | ITC | 2055 | -7.2097 | 318.1248
geo_advanced_hd | ITC | 2056 | -5.088 | 304.052
geo_advanced_hd | ITC | 2057 | -5.088 | 304.052
geo_advanced_hd | ITC | 2058 | -3.03 | 289.1184
geo_advanced_hd | ITC | 2059 | -3.03 | 289.1184
geo_advanced_hd | ITC | 2060 | -0.99894 | 277.8669
geo_advanced_hd | ITC | 2061 | -0.99894 | 277.8669
geo_advanced_hd | ITC | 2062 | -0.34286 | 270.5653
geo_advanced_hd | ITC | 2063 | -0.34286 | 270.5653
geo_advanced_hd | ITC | 2064 | -0.061336 | 261.9886
geo_advanced_hd | ITC | 2065 | -0.061336 | 261.9886
geo_advanced_hd | ITC | 2066 | 0.00076812 | 250.1783
geo_advanced_hd | ITC | 2067 | 0.00076812 | 250.1783
geo_advanced_hd | ITC | 2068 | 0.00072665 | 238.5618
geo_advanced_hd | ITC | 2069 | 0.00072665 | 238.5618
geo_advanced_hd | ITC | 2070 | 5.3679e-16 | 40.9381
geo_advanced_hd | ITC | 2071 | 5.3679e-16 | 40.9381
geo_advanced_hd | ITC | 2072 | 5.3679e-16 | 38.4588
geo_advanced_hd | ITC | 2073 | 5.3679e-16 | 38.4588
geo_advanced_hd | ITC | 2074 | 5.3679e-16 | 35.4427
geo_advanced_hd | ITC | 2075 | 5.3679e-16 | 35.4427
geo_advanced_hd | ITC | 2076 | 5.3679e-16 | 32.395
geo_advanced_hd | ITC | 2077 | 5.3679e-16 | 32.395
geo_advanced_hd | ITC | 2078 | 5.3679e-16 | 29.055
geo_advanced_hd | ITC | 2079 | 5.3679e-16 | 29.055
geo_advanced_hd | ITC | 2080 | 5.3679e-16 | 25.4385
geo_advanced_hd | ITC | 2081 | 5.3679e-16 | 25.4385
geo_advanced_hd | ITC | 2082 | 5.3679e-16 | 21.185
geo_advanced_hd | ITC | 2083 | 5.3679e-16 | 21.185
geo_advanced_hd | ITC | 2084 | 5.3679e-16 | 16.5289
geo_advanced_hd | ITC | 2085 | 5.3679e-16 | 16.5289
geo_advanced_hd | ITC | 2086 | 5.3679e-16 | 11.3798
geo_advanced_hd | ITC | 2087 | 5.3679e-16 | 11.3798
geo_advanced_hd | ITC | 2088 | 5.3679e-16 | 5.8194
geo_advanced_hd | ITC | 2089 | 5.3679e-16 | 5.8194
geo_advanced_hd | ITC | 2090 | 5.3679e-16 | 4.3666e-14
geo_advanced_hd | CCS Incentives | 2010 | 0 | 244.8469
geo_advanced_hd | CCS Incentives | 2011 | 0 | 243.2799
geo_advanced_hd | CCS Incentives | 2012 | 0 | 212.7186
geo_advanced_hd | CCS Incentives | 2013 | 0 | 211.6674
geo_advanced_hd | CCS Incentives | 2014 | 0 | 239.6822
geo_advanced_hd | CCS Incentives | 2015 | 0 | 238.2073
geo_advanced_hd | CCS Incentives | 2016 | 0 | 200.3523
geo_advanced_hd | CCS Incentives | 2017 | 0 | 200.0297
geo_advanced_hd | CCS Incentives | 2018 | 0 | 206.3242
geo_advanced_hd | CCS Incentives | 2019 | 0 | 205.5145
geo_advanced_hd | CCS Incentives | 2020 | 0 | 188.0634
geo_advanced_hd | CCS Incentives | 2021 | 0 | 184.7035
geo_advanced_hd | CCS Incentives | 2022 | 0 | 231.1465
geo_advanced_hd | CCS Incentives | 2023 | 0 | 227.0022
geo_advanced_hd | CCS Incentives | 2024 | 0 | 207.1066
geo_advanced_hd | CCS Incentives | 2025 | 0 | 204.7299
geo_advanced_hd | CCS Incentives | 2026 | 0 | 207.6854
geo_advanced_hd | CCS Incentives | 2027 | 0 | 205.3231
geo_advanced_hd | CCS Incentives | 2028 | -0.48124 | 212.2221
geo_advanced_hd | CCS Incentives | 2029 | -0.48124 | 211.0298
geo_advanced_hd | CCS Incentives | 2030 | -0.48124 | 217.0006
geo_advanced_hd | CCS Incentives | 2031 | -0.48124 | 217.0006
geo_advanced_hd | CCS Incentives | 2032 | -0.48111 | 224.2432
geo_advanced_hd | CCS Incentives | 2033 | -0.48111 | 224.2432
geo_advanced_hd | CCS Incentives | 2034 | -0.48124 | 237.56
geo_advanced_hd | CCS Incentives | 2035 | -0.48124 | 237.56
geo_advanced_hd | CCS Incentives | 2036 | -0.48124 | 248.0695
geo_advanced_hd | CCS Incentives | 2037 | -0.48124 | 248.0695
geo_advanced_hd | CCS Incentives | 2038 | -0.48124 | 264.7354
geo_advanced_hd | CCS Incentives | 2039 | -0.48124 | 264.7354
geo_advanced_hd | CCS Incentives | 2040 | -0.48124 | 283.829
geo_advanced_hd | CCS Incentives | 2041 | -0.48124 | 283.829
geo_advanced_hd | CCS Incentives | 2042 | -0.48124 | 289.2953
geo_advanced_hd | CCS Incentives | 2043 | -0.48124 | 289.2953
geo_advanced_hd | CCS Incentives | 2044 | -0.48124 | 301.252
geo_advanced_hd | CCS Incentives | 2045 | -0.48124 | 301.252
geo_advanced_hd | CCS Incentives | 2046 | -0.48124 | 317.9923
geo_advanced_hd | CCS Incentives | 2047 | -0.48124 | 317.9923
geo_advanced_hd | CCS Incentives | 2048 | -0.48124 | 333.8696
geo_advanced_hd | CCS Incentives | 2049 | -0.48124 | 333.8696
geo_advanced_hd | CCS Incentives | 2050 | -0.48124 | 344.857
geo_advanced_hd | CCS Incentives | 2051 | -0.48124 | 344.857
geo_advanced_hd | CCS Incentives | 2052 | -0.48124 | 333.6778
geo_advanced_hd | CCS Incentives | 2053 | -0.48124 | 333.6778
geo_advanced_hd | CCS Incentives | 2054 | -0.48124 | 318.1248
geo_advanced_hd | CCS Incentives | 2055 | -0.48124 | 318.1248
geo_advanced_hd | CCS Incentives | 2056 | -0.48124 | 304.052
geo_advanced_hd | CCS Incentives | 2057 | -0.48124 | 304.052
geo_advanced_hd | CCS Incentives | 2058 | 0 | 289.1184
geo_advanced_hd | CCS Incentives | 2059 | 0 | 289.1184
geo_advanced_hd | CCS Incentives | 2060 | 0 | 277.8669
geo_advanced_hd | CCS Incentives | 2061 | 0 | 277.8669
geo_advanced_hd | CCS Incentives | 2062 | 0 | 270.5653
geo_advanced_hd | CCS Incentives | 2063 | 0 | 270.5653
geo_advanced_hd | CCS Incentives | 2064 | 0 | 261.9886
geo_advanced_hd | CCS Incentives | 2065 | 0 | 261.9886
geo_advanced_hd | CCS Incentives | 2066 | 0 | 250.1783
geo_advanced_hd | CCS Incentives | 2067 | 0 | 250.1783
geo_advanced_hd | CCS Incentives | 2068 | 0 | 238.5618
geo_advanced_hd | CCS Incentives | 2069 | 0 | 238.5618
geo_advanced_hd | CCS Incentives | 2070 | 0 | 40.9381
geo_advanced_hd | CCS Incentives | 2071 | 0 | 40.9381
geo_advanced_hd | CCS Incentives | 2072 | 0 | 38.4588
geo_advanced_hd | CCS Incentives | 2073 | 0 | 38.4588
geo_advanced_hd | CCS Incentives | 2074 | 0 | 35.4427
geo_advanced_hd | CCS Incentives | 2075 | 0 | 35.4427
geo_advanced_hd | CCS Incentives | 2076 | 0 | 32.395
geo_advanced_hd | CCS Incentives | 2077 | 0 | 32.395
geo_advanced_hd | CCS Incentives | 2078 | 0 | 29.055
geo_advanced_hd | CCS Incentives | 2079 | 0 | 29.055
geo_advanced_hd | CCS Incentives | 2080 | 0 | 25.4385
geo_advanced_hd | CCS Incentives | 2081 | 0 | 25.4385
geo_advanced_hd | CCS Incentives | 2082 | 0 | 21.185
geo_advanced_hd | CCS Incentives | 2083 | 0 | 21.185
geo_advanced_hd | CCS Incentives | 2084 | 0 | 16.5289
geo_advanced_hd | CCS Incentives | 2085 | 0 | 16.5289
geo_advanced_hd | CCS Incentives | 2086 | 0 | 11.3798
geo_advanced_hd | CCS Incentives | 2087 | 0 | 11.3798
geo_advanced_hd | CCS Incentives | 2088 | 0 | 5.8194
geo_advanced_hd | CCS Incentives | 2089 | 0 | 5.8194
geo_advanced_hd | CCS Incentives | 2090 | 0 | 4.3666e-14
geo_advanced_hd | Gen & Stor Capex | 2010 | 43.8504 | 244.8469
geo_advanced_hd | Gen & Stor Capex | 2011 | 42.2834 | 243.2799
geo_advanced_hd | Gen & Stor Capex | 2012 | 49.7704 | 212.7186
geo_advanced_hd | Gen & Stor Capex | 2013 | 48.7192 | 211.6674
geo_advanced_hd | Gen & Stor Capex | 2014 | 56.2556 | 239.6822
geo_advanced_hd | Gen & Stor Capex | 2015 | 54.7807 | 238.2073
geo_advanced_hd | Gen & Stor Capex | 2016 | 65.2831 | 200.3523
geo_advanced_hd | Gen & Stor Capex | 2017 | 64.9605 | 200.0297
geo_advanced_hd | Gen & Stor Capex | 2018 | 69.6454 | 206.3242
geo_advanced_hd | Gen & Stor Capex | 2019 | 68.8357 | 205.5145
geo_advanced_hd | Gen & Stor Capex | 2020 | 73.1147 | 188.0634
geo_advanced_hd | Gen & Stor Capex | 2021 | 69.7548 | 184.7035
geo_advanced_hd | Gen & Stor Capex | 2022 | 84.2063 | 231.1465
geo_advanced_hd | Gen & Stor Capex | 2023 | 80.062 | 227.0022
geo_advanced_hd | Gen & Stor Capex | 2024 | 92.0413 | 207.1066
geo_advanced_hd | Gen & Stor Capex | 2025 | 89.6646 | 204.7299
geo_advanced_hd | Gen & Stor Capex | 2026 | 101.733 | 207.6854
geo_advanced_hd | Gen & Stor Capex | 2027 | 99.3707 | 205.3231
geo_advanced_hd | Gen & Stor Capex | 2028 | 111.9137 | 212.2221
geo_advanced_hd | Gen & Stor Capex | 2029 | 108.2369 | 211.0298
geo_advanced_hd | Gen & Stor Capex | 2030 | 119.8816 | 217.0006
geo_advanced_hd | Gen & Stor Capex | 2031 | 119.8816 | 217.0006
geo_advanced_hd | Gen & Stor Capex | 2032 | 123.475 | 224.2432
geo_advanced_hd | Gen & Stor Capex | 2033 | 123.475 | 224.2432
geo_advanced_hd | Gen & Stor Capex | 2034 | 130.4591 | 237.56
geo_advanced_hd | Gen & Stor Capex | 2035 | 130.4591 | 237.56
geo_advanced_hd | Gen & Stor Capex | 2036 | 132.6821 | 248.0695
geo_advanced_hd | Gen & Stor Capex | 2037 | 132.6821 | 248.0695
geo_advanced_hd | Gen & Stor Capex | 2038 | 143.1133 | 264.7354
geo_advanced_hd | Gen & Stor Capex | 2039 | 143.1133 | 264.7354
geo_advanced_hd | Gen & Stor Capex | 2040 | 148.8629 | 283.829
geo_advanced_hd | Gen & Stor Capex | 2041 | 148.8629 | 283.829
geo_advanced_hd | Gen & Stor Capex | 2042 | 137.206 | 289.2953
geo_advanced_hd | Gen & Stor Capex | 2043 | 137.206 | 289.2953
geo_advanced_hd | Gen & Stor Capex | 2044 | 130.2895 | 301.252
geo_advanced_hd | Gen & Stor Capex | 2045 | 130.2895 | 301.252
geo_advanced_hd | Gen & Stor Capex | 2046 | 127.3486 | 317.9923
geo_advanced_hd | Gen & Stor Capex | 2047 | 127.3486 | 317.9923
geo_advanced_hd | Gen & Stor Capex | 2048 | 121.284 | 333.8696
geo_advanced_hd | Gen & Stor Capex | 2049 | 121.284 | 333.8696
geo_advanced_hd | Gen & Stor Capex | 2050 | 116.6228 | 344.857
geo_advanced_hd | Gen & Stor Capex | 2051 | 116.6228 | 344.857
geo_advanced_hd | Gen & Stor Capex | 2052 | 104.6455 | 333.6778
geo_advanced_hd | Gen & Stor Capex | 2053 | 104.6455 | 333.6778
geo_advanced_hd | Gen & Stor Capex | 2054 | 89.0541 | 318.1248
geo_advanced_hd | Gen & Stor Capex | 2055 | 89.0541 | 318.1248
geo_advanced_hd | Gen & Stor Capex | 2056 | 74.9563 | 304.052
geo_advanced_hd | Gen & Stor Capex | 2057 | 74.9563 | 304.052
geo_advanced_hd | Gen & Stor Capex | 2058 | 59.6436 | 289.1184
geo_advanced_hd | Gen & Stor Capex | 2059 | 59.6436 | 289.1184
geo_advanced_hd | Gen & Stor Capex | 2060 | 47.6594 | 277.8669
geo_advanced_hd | Gen & Stor Capex | 2061 | 47.6594 | 277.8669
geo_advanced_hd | Gen & Stor Capex | 2062 | 40.1922 | 270.5653
geo_advanced_hd | Gen & Stor Capex | 2063 | 40.1922 | 270.5653
geo_advanced_hd | Gen & Stor Capex | 2064 | 32.2773 | 261.9886
geo_advanced_hd | Gen & Stor Capex | 2065 | 32.2773 | 261.9886
geo_advanced_hd | Gen & Stor Capex | 2066 | 21.3856 | 250.1783
geo_advanced_hd | Gen & Stor Capex | 2067 | 21.3856 | 250.1783
geo_advanced_hd | Gen & Stor Capex | 2068 | 11.8776 | 238.5618
geo_advanced_hd | Gen & Stor Capex | 2069 | 11.8776 | 238.5618
geo_advanced_hd | Gen & Stor Capex | 2070 | 5.4877e-14 | 40.9381
geo_advanced_hd | Gen & Stor Capex | 2071 | 5.4877e-14 | 40.9381
geo_advanced_hd | Gen & Stor Capex | 2072 | 5.4877e-14 | 38.4588
geo_advanced_hd | Gen & Stor Capex | 2073 | 5.4877e-14 | 38.4588
geo_advanced_hd | Gen & Stor Capex | 2074 | 5.4877e-14 | 35.4427
geo_advanced_hd | Gen & Stor Capex | 2075 | 5.4877e-14 | 35.4427
geo_advanced_hd | Gen & Stor Capex | 2076 | 5.4877e-14 | 32.395
geo_advanced_hd | Gen & Stor Capex | 2077 | 5.4877e-14 | 32.395
geo_advanced_hd | Gen & Stor Capex | 2078 | 5.4877e-14 | 29.055
geo_advanced_hd | Gen & Stor Capex | 2079 | 5.4877e-14 | 29.055
geo_advanced_hd | Gen & Stor Capex | 2080 | 5.4877e-14 | 25.4385
geo_advanced_hd | Gen & Stor Capex | 2081 | 5.4877e-14 | 25.4385
geo_advanced_hd | Gen & Stor Capex | 2082 | 5.4877e-14 | 21.185
geo_advanced_hd | Gen & Stor Capex | 2083 | 5.4877e-14 | 21.185
geo_advanced_hd | Gen & Stor Capex | 2084 | 5.4877e-14 | 16.5289
geo_advanced_hd | Gen & Stor Capex | 2085 | 5.4877e-14 | 16.5289
geo_advanced_hd | Gen & Stor Capex | 2086 | 5.4877e-14 | 11.3798
geo_advanced_hd | Gen & Stor Capex | 2087 | 5.4877e-14 | 11.3798
geo_advanced_hd | Gen & Stor Capex | 2088 | 5.4877e-14 | 5.8194
geo_advanced_hd | Gen & Stor Capex | 2089 | 5.4877e-14 | 5.8194
geo_advanced_hd | Gen & Stor Capex | 2090 | 5.4877e-14 | 4.3666e-14
geo_advanced_hd | Gen & Stor O&M | 2010 | 75.2108 | 244.8469
geo_advanced_hd | Gen & Stor O&M | 2011 | 75.2108 | 243.2799
geo_advanced_hd | Gen & Stor O&M | 2012 | 73.1936 | 212.7186
geo_advanced_hd | Gen & Stor O&M | 2013 | 73.1936 | 211.6674
geo_advanced_hd | Gen & Stor O&M | 2014 | 73.3603 | 239.6822
geo_advanced_hd | Gen & Stor O&M | 2015 | 73.3603 | 238.2073
geo_advanced_hd | Gen & Stor O&M | 2016 | 70.1755 | 200.3523
geo_advanced_hd | Gen & Stor O&M | 2017 | 70.1755 | 200.0297
geo_advanced_hd | Gen & Stor O&M | 2018 | 68.2703 | 206.3242
geo_advanced_hd | Gen & Stor O&M | 2019 | 68.2703 | 205.5145
geo_advanced_hd | Gen & Stor O&M | 2020 | 67.0081 | 188.0634
geo_advanced_hd | Gen & Stor O&M | 2021 | 67.0081 | 184.7035
geo_advanced_hd | Gen & Stor O&M | 2022 | 70.6414 | 231.1465
geo_advanced_hd | Gen & Stor O&M | 2023 | 70.6414 | 227.0022
geo_advanced_hd | Gen & Stor O&M | 2024 | 70.1435 | 207.1066
geo_advanced_hd | Gen & Stor O&M | 2025 | 70.1435 | 204.7299
geo_advanced_hd | Gen & Stor O&M | 2026 | 73.6206 | 207.6854
geo_advanced_hd | Gen & Stor O&M | 2027 | 73.6206 | 205.3231
geo_advanced_hd | Gen & Stor O&M | 2028 | 77.9156 | 212.2221
geo_advanced_hd | Gen & Stor O&M | 2029 | 77.9156 | 211.0298
geo_advanced_hd | Gen & Stor O&M | 2030 | 82.0716 | 217.0006
geo_advanced_hd | Gen & Stor O&M | 2031 | 82.0716 | 217.0006
geo_advanced_hd | Gen & Stor O&M | 2032 | 86.5162 | 224.2432
geo_advanced_hd | Gen & Stor O&M | 2033 | 86.5162 | 224.2432
geo_advanced_hd | Gen & Stor O&M | 2034 | 91.5363 | 237.56
geo_advanced_hd | Gen & Stor O&M | 2035 | 91.5363 | 237.56
geo_advanced_hd | Gen & Stor O&M | 2036 | 96.9972 | 248.0695
geo_advanced_hd | Gen & Stor O&M | 2037 | 96.9972 | 248.0695
geo_advanced_hd | Gen & Stor O&M | 2038 | 102.1958 | 264.7354
geo_advanced_hd | Gen & Stor O&M | 2039 | 102.1958 | 264.7354
geo_advanced_hd | Gen & Stor O&M | 2040 | 105.8134 | 283.829
geo_advanced_hd | Gen & Stor O&M | 2041 | 105.8134 | 283.829
geo_advanced_hd | Gen & Stor O&M | 2042 | 107.2545 | 289.2953
geo_advanced_hd | Gen & Stor O&M | 2043 | 107.2545 | 289.2953
geo_advanced_hd | Gen & Stor O&M | 2044 | 108.6339 | 301.252
geo_advanced_hd | Gen & Stor O&M | 2045 | 108.6339 | 301.252
geo_advanced_hd | Gen & Stor O&M | 2046 | 109.4486 | 317.9923
geo_advanced_hd | Gen & Stor O&M | 2047 | 109.4486 | 317.9923
geo_advanced_hd | Gen & Stor O&M | 2048 | 110.5346 | 333.8696
geo_advanced_hd | Gen & Stor O&M | 2049 | 110.5346 | 333.8696
geo_advanced_hd | Gen & Stor O&M | 2050 | 110.9905 | 344.857
geo_advanced_hd | Gen & Stor O&M | 2051 | 110.9905 | 344.857
geo_advanced_hd | Gen & Stor O&M | 2052 | 110.9905 | 333.6778
geo_advanced_hd | Gen & Stor O&M | 2053 | 110.9905 | 333.6778
geo_advanced_hd | Gen & Stor O&M | 2054 | 110.9905 | 318.1248
geo_advanced_hd | Gen & Stor O&M | 2055 | 110.9905 | 318.1248
geo_advanced_hd | Gen & Stor O&M | 2056 | 110.9905 | 304.052
geo_advanced_hd | Gen & Stor O&M | 2057 | 110.9905 | 304.052
geo_advanced_hd | Gen & Stor O&M | 2058 | 110.9905 | 289.1184
geo_advanced_hd | Gen & Stor O&M | 2059 | 110.9905 | 289.1184
geo_advanced_hd | Gen & Stor O&M | 2060 | 110.9905 | 277.8669
geo_advanced_hd | Gen & Stor O&M | 2061 | 110.9905 | 277.8669
geo_advanced_hd | Gen & Stor O&M | 2062 | 110.9905 | 270.5653
geo_advanced_hd | Gen & Stor O&M | 2063 | 110.9905 | 270.5653
geo_advanced_hd | Gen & Stor O&M | 2064 | 110.9905 | 261.9886
geo_advanced_hd | Gen & Stor O&M | 2065 | 110.9905 | 261.9886
geo_advanced_hd | Gen & Stor O&M | 2066 | 110.9905 | 250.1783
geo_advanced_hd | Gen & Stor O&M | 2067 | 110.9905 | 250.1783
geo_advanced_hd | Gen & Stor O&M | 2068 | 110.9905 | 238.5618
geo_advanced_hd | Gen & Stor O&M | 2069 | 110.9905 | 238.5618
geo_advanced_hd | Gen & Stor O&M | 2070 | 0 | 40.9381
geo_advanced_hd | Gen & Stor O&M | 2071 | 0 | 40.9381
geo_advanced_hd | Gen & Stor O&M | 2072 | 0 | 38.4588
geo_advanced_hd | Gen & Stor O&M | 2073 | 0 | 38.4588
geo_advanced_hd | Gen & Stor O&M | 2074 | 0 | 35.4427
geo_advanced_hd | Gen & Stor O&M | 2075 | 0 | 35.4427
geo_advanced_hd | Gen & Stor O&M | 2076 | 0 | 32.395
geo_advanced_hd | Gen & Stor O&M | 2077 | 0 | 32.395
geo_advanced_hd | Gen & Stor O&M | 2078 | 0 | 29.055
geo_advanced_hd | Gen & Stor O&M | 2079 | 0 | 29.055
geo_advanced_hd | Gen & Stor O&M | 2080 | 0 | 25.4385
geo_advanced_hd | Gen & Stor O&M | 2081 | 0 | 25.4385
geo_advanced_hd | Gen & Stor O&M | 2082 | 0 | 21.185
geo_advanced_hd | Gen & Stor O&M | 2083 | 0 | 21.185
geo_advanced_hd | Gen & Stor O&M | 2084 | 0 | 16.5289
geo_advanced_hd | Gen & Stor O&M | 2085 | 0 | 16.5289
geo_advanced_hd | Gen & Stor O&M | 2086 | 0 | 11.3798
geo_advanced_hd | Gen & Stor O&M | 2087 | 0 | 11.3798
geo_advanced_hd | Gen & Stor O&M | 2088 | 0 | 5.8194
geo_advanced_hd | Gen & Stor O&M | 2089 | 0 | 5.8194
geo_advanced_hd | Gen & Stor O&M | 2090 | 0 | 4.3666e-14
geo_advanced_hd | Fuel | 2010 | 114.196 | 244.8469
geo_advanced_hd | Fuel | 2011 | 114.196 | 243.2799
geo_advanced_hd | Fuel | 2012 | 79.1617 | 212.7186
geo_advanced_hd | Fuel | 2013 | 79.1617 | 211.6674
geo_advanced_hd | Fuel | 2014 | 100.2404 | 239.6822
geo_advanced_hd | Fuel | 2015 | 100.2404 | 238.2073
geo_advanced_hd | Fuel | 2016 | 56.2909 | 200.3523
geo_advanced_hd | Fuel | 2017 | 56.2909 | 200.0297
geo_advanced_hd | Fuel | 2018 | 60.5296 | 206.3242
geo_advanced_hd | Fuel | 2019 | 60.5296 | 205.5145
geo_advanced_hd | Fuel | 2020 | 39.5391 | 188.0634
geo_advanced_hd | Fuel | 2021 | 39.5391 | 184.7035
geo_advanced_hd | Fuel | 2022 | 59.9295 | 231.1465
geo_advanced_hd | Fuel | 2023 | 59.9295 | 227.0022
geo_advanced_hd | Fuel | 2024 | 37.2936 | 207.1066
geo_advanced_hd | Fuel | 2025 | 37.2936 | 204.7299
geo_advanced_hd | Fuel | 2026 | 31.1479 | 207.6854
geo_advanced_hd | Fuel | 2027 | 31.1479 | 205.3231
geo_advanced_hd | Fuel | 2028 | 25.1889 | 212.2221
geo_advanced_hd | Fuel | 2029 | 25.1889 | 211.0298
geo_advanced_hd | Fuel | 2030 | 21.6296 | 217.0006
geo_advanced_hd | Fuel | 2031 | 21.6296 | 217.0006
geo_advanced_hd | Fuel | 2032 | 20.397 | 224.2432
geo_advanced_hd | Fuel | 2033 | 20.397 | 224.2432
geo_advanced_hd | Fuel | 2034 | 18.5496 | 237.56
geo_advanced_hd | Fuel | 2035 | 18.5496 | 237.56
geo_advanced_hd | Fuel | 2036 | 18.5162 | 248.0695
geo_advanced_hd | Fuel | 2037 | 18.5162 | 248.0695
geo_advanced_hd | Fuel | 2038 | 18.3534 | 264.7354
geo_advanced_hd | Fuel | 2039 | 18.3534 | 264.7354
geo_advanced_hd | Fuel | 2040 | 18.8652 | 283.829
geo_advanced_hd | Fuel | 2041 | 18.8652 | 283.829
geo_advanced_hd | Fuel | 2042 | 22.0891 | 289.2953
geo_advanced_hd | Fuel | 2043 | 22.0891 | 289.2953
geo_advanced_hd | Fuel | 2044 | 24.1304 | 301.252
geo_advanced_hd | Fuel | 2045 | 24.1304 | 301.252
geo_advanced_hd | Fuel | 2046 | 27.0112 | 317.9923
geo_advanced_hd | Fuel | 2047 | 27.0112 | 317.9923
geo_advanced_hd | Fuel | 2048 | 30.7322 | 333.8696
geo_advanced_hd | Fuel | 2049 | 30.7322 | 333.8696
geo_advanced_hd | Fuel | 2050 | 32.955 | 344.857
geo_advanced_hd | Fuel | 2051 | 32.955 | 344.857
geo_advanced_hd | Fuel | 2052 | 32.955 | 333.6778
geo_advanced_hd | Fuel | 2053 | 32.955 | 333.6778
geo_advanced_hd | Fuel | 2054 | 32.955 | 318.1248
geo_advanced_hd | Fuel | 2055 | 32.955 | 318.1248
geo_advanced_hd | Fuel | 2056 | 32.955 | 304.052
geo_advanced_hd | Fuel | 2057 | 32.955 | 304.052
geo_advanced_hd | Fuel | 2058 | 32.955 | 289.1184
geo_advanced_hd | Fuel | 2059 | 32.955 | 289.1184
geo_advanced_hd | Fuel | 2060 | 32.955 | 277.8669
geo_advanced_hd | Fuel | 2061 | 32.955 | 277.8669
geo_advanced_hd | Fuel | 2062 | 32.955 | 270.5653
geo_advanced_hd | Fuel | 2063 | 32.955 | 270.5653
geo_advanced_hd | Fuel | 2064 | 32.955 | 261.9886
geo_advanced_hd | Fuel | 2065 | 32.955 | 261.9886
geo_advanced_hd | Fuel | 2066 | 32.955 | 250.1783
geo_advanced_hd | Fuel | 2067 | 32.955 | 250.1783
geo_advanced_hd | Fuel | 2068 | 32.955 | 238.5618
geo_advanced_hd | Fuel | 2069 | 32.955 | 238.5618
geo_advanced_hd | Fuel | 2070 | 0 | 40.9381
geo_advanced_hd | Fuel | 2071 | 0 | 40.9381
geo_advanced_hd | Fuel | 2072 | 0 | 38.4588
geo_advanced_hd | Fuel | 2073 | 0 | 38.4588
geo_advanced_hd | Fuel | 2074 | 0 | 35.4427
geo_advanced_hd | Fuel | 2075 | 0 | 35.4427
geo_advanced_hd | Fuel | 2076 | 0 | 32.395
geo_advanced_hd | Fuel | 2077 | 0 | 32.395
geo_advanced_hd | Fuel | 2078 | 0 | 29.055
geo_advanced_hd | Fuel | 2079 | 0 | 29.055
geo_advanced_hd | Fuel | 2080 | 0 | 25.4385
geo_advanced_hd | Fuel | 2081 | 0 | 25.4385
geo_advanced_hd | Fuel | 2082 | 0 | 21.185
geo_advanced_hd | Fuel | 2083 | 0 | 21.185
geo_advanced_hd | Fuel | 2084 | 0 | 16.5289
geo_advanced_hd | Fuel | 2085 | 0 | 16.5289
geo_advanced_hd | Fuel | 2086 | 0 | 11.3798
geo_advanced_hd | Fuel | 2087 | 0 | 11.3798
geo_advanced_hd | Fuel | 2088 | 0 | 5.8194
geo_advanced_hd | Fuel | 2089 | 0 | 5.8194
geo_advanced_hd | Fuel | 2090 | 0 | 4.3666e-14
geo_advanced_hd | Trans | 2010 | 0 | 244.8469
geo_advanced_hd | Trans | 2011 | 0 | 243.2799
geo_advanced_hd | Trans | 2012 | 0 | 212.7186
geo_advanced_hd | Trans | 2013 | 0 | 211.6674
geo_advanced_hd | Trans | 2014 | 0 | 239.6822
geo_advanced_hd | Trans | 2015 | 0 | 238.2073
geo_advanced_hd | Trans | 2016 | 0 | 200.3523
geo_advanced_hd | Trans | 2017 | 0 | 200.0297
geo_advanced_hd | Trans | 2018 | 0 | 206.3242
geo_advanced_hd | Trans | 2019 | 0 | 205.5145
geo_advanced_hd | Trans | 2020 | 0 | 188.0634
geo_advanced_hd | Trans | 2021 | 0 | 184.7035
geo_advanced_hd | Trans | 2022 | 0 | 231.1465
geo_advanced_hd | Trans | 2023 | 0 | 227.0022
geo_advanced_hd | Trans | 2024 | 0 | 207.1066
geo_advanced_hd | Trans | 2025 | 0 | 204.7299
geo_advanced_hd | Trans | 2026 | 0 | 207.6854
geo_advanced_hd | Trans | 2027 | 0 | 205.3231
geo_advanced_hd | Trans | 2028 | 0 | 212.2221
geo_advanced_hd | Trans | 2029 | 2.4844 | 211.0298
geo_advanced_hd | Trans | 2030 | 4.5382 | 217.0006
geo_advanced_hd | Trans | 2031 | 4.5382 | 217.0006
geo_advanced_hd | Trans | 2032 | 7.0175 | 224.2432
geo_advanced_hd | Trans | 2033 | 7.0175 | 224.2432
geo_advanced_hd | Trans | 2034 | 10.0336 | 237.56
geo_advanced_hd | Trans | 2035 | 10.0336 | 237.56
geo_advanced_hd | Trans | 2036 | 13.0813 | 248.0695
geo_advanced_hd | Trans | 2037 | 13.0813 | 248.0695
geo_advanced_hd | Trans | 2038 | 16.4213 | 264.7354
geo_advanced_hd | Trans | 2039 | 16.4213 | 264.7354
geo_advanced_hd | Trans | 2040 | 20.0378 | 283.829
geo_advanced_hd | Trans | 2041 | 20.0378 | 283.829
geo_advanced_hd | Trans | 2042 | 24.2913 | 289.2953
geo_advanced_hd | Trans | 2043 | 24.2913 | 289.2953
geo_advanced_hd | Trans | 2044 | 28.9474 | 301.252
geo_advanced_hd | Trans | 2045 | 28.9474 | 301.252
geo_advanced_hd | Trans | 2046 | 34.0966 | 317.9923
geo_advanced_hd | Trans | 2047 | 34.0966 | 317.9923
geo_advanced_hd | Trans | 2048 | 39.6569 | 333.8696
geo_advanced_hd | Trans | 2049 | 39.6569 | 333.8696
geo_advanced_hd | Trans | 2050 | 45.4763 | 344.857
geo_advanced_hd | Trans | 2051 | 45.4763 | 344.857
geo_advanced_hd | Trans | 2052 | 45.4763 | 333.6778
geo_advanced_hd | Trans | 2053 | 45.4763 | 333.6778
geo_advanced_hd | Trans | 2054 | 45.4763 | 318.1248
geo_advanced_hd | Trans | 2055 | 45.4763 | 318.1248
geo_advanced_hd | Trans | 2056 | 45.4763 | 304.052
geo_advanced_hd | Trans | 2057 | 45.4763 | 304.052
geo_advanced_hd | Trans | 2058 | 45.4763 | 289.1184
geo_advanced_hd | Trans | 2059 | 45.4763 | 289.1184
geo_advanced_hd | Trans | 2060 | 45.4763 | 277.8669
geo_advanced_hd | Trans | 2061 | 45.4763 | 277.8669
geo_advanced_hd | Trans | 2062 | 45.4763 | 270.5653
geo_advanced_hd | Trans | 2063 | 45.4763 | 270.5653
geo_advanced_hd | Trans | 2064 | 45.0712 | 261.9886
geo_advanced_hd | Trans | 2065 | 45.0712 | 261.9886
geo_advanced_hd | Trans | 2066 | 44.6367 | 250.1783
geo_advanced_hd | Trans | 2067 | 44.6367 | 250.1783
geo_advanced_hd | Trans | 2068 | 42.9919 | 238.5618
geo_advanced_hd | Trans | 2069 | 42.9919 | 238.5618
geo_advanced_hd | Trans | 2070 | 40.9381 | 40.9381
geo_advanced_hd | Trans | 2071 | 40.9381 | 40.9381
geo_advanced_hd | Trans | 2072 | 38.4588 | 38.4588
geo_advanced_hd | Trans | 2073 | 38.4588 | 38.4588
geo_advanced_hd | Trans | 2074 | 35.4427 | 35.4427
geo_advanced_hd | Trans | 2075 | 35.4427 | 35.4427
geo_advanced_hd | Trans | 2076 | 32.395 | 32.395
geo_advanced_hd | Trans | 2077 | 32.395 | 32.395
geo_advanced_hd | Trans | 2078 | 29.055 | 29.055
geo_advanced_hd | Trans | 2079 | 29.055 | 29.055
geo_advanced_hd | Trans | 2080 | 25.4385 | 25.4385
geo_advanced_hd | Trans | 2081 | 25.4385 | 25.4385
geo_advanced_hd | Trans | 2082 | 21.185 | 21.185
geo_advanced_hd | Trans | 2083 | 21.185 | 21.185
geo_advanced_hd | Trans | 2084 | 16.5289 | 16.5289
geo_advanced_hd | Trans | 2085 | 16.5289 | 16.5289
geo_advanced_hd | Trans | 2086 | 11.3798 | 11.3798
geo_advanced_hd | Trans | 2087 | 11.3798 | 11.3798
geo_advanced_hd | Trans | 2088 | 5.8194 | 5.8194
geo_advanced_hd | Trans | 2089 | 5.8194 | 5.8194
geo_advanced_hd | Trans | 2090 | -9.083e-15 | 4.3666e-14
geo_advanced_hd | POI | 2010 | 0.086254 | 244.8469
geo_advanced_hd | POI | 2011 | 0.086254 | 243.2799
geo_advanced_hd | POI | 2012 | 0.19087 | 212.7186
geo_advanced_hd | POI | 2013 | 0.19087 | 211.6674
geo_advanced_hd | POI | 2014 | 0.25036 | 239.6822
geo_advanced_hd | POI | 2015 | 0.25036 | 238.2073
geo_advanced_hd | POI | 2016 | 0.32895 | 200.3523
geo_advanced_hd | POI | 2017 | 0.32895 | 200.0297
geo_advanced_hd | POI | 2018 | 0.40381 | 206.3242
geo_advanced_hd | POI | 2019 | 0.40381 | 205.5145
geo_advanced_hd | POI | 2020 | 0.50629 | 188.0634
geo_advanced_hd | POI | 2021 | 0.50629 | 184.7035
geo_advanced_hd | POI | 2022 | 0.8306 | 231.1465
geo_advanced_hd | POI | 2023 | 0.8306 | 227.0022
geo_advanced_hd | POI | 2024 | 1.1313 | 207.1066
geo_advanced_hd | POI | 2025 | 1.1313 | 204.7299
geo_advanced_hd | POI | 2026 | 1.5566 | 207.6854
geo_advanced_hd | POI | 2027 | 1.5566 | 205.3231
geo_advanced_hd | POI | 2028 | 2.0489 | 212.2221
geo_advanced_hd | POI | 2029 | 2.0489 | 211.0298
geo_advanced_hd | POI | 2030 | 2.6092 | 217.0006
geo_advanced_hd | POI | 2031 | 2.6092 | 217.0006
geo_advanced_hd | POI | 2032 | 2.933 | 224.2432
geo_advanced_hd | POI | 2033 | 2.933 | 224.2432
geo_advanced_hd | POI | 2034 | 3.4378 | 237.56
geo_advanced_hd | POI | 2035 | 3.4378 | 237.56
geo_advanced_hd | POI | 2036 | 3.8819 | 248.0695
geo_advanced_hd | POI | 2037 | 3.8819 | 248.0695
geo_advanced_hd | POI | 2038 | 4.3777 | 264.7354
geo_advanced_hd | POI | 2039 | 4.3777 | 264.7354
geo_advanced_hd | POI | 2040 | 4.6181 | 283.829
geo_advanced_hd | POI | 2041 | 4.6181 | 283.829
geo_advanced_hd | POI | 2042 | 4.4291 | 289.2953
geo_advanced_hd | POI | 2043 | 4.4291 | 289.2953
geo_advanced_hd | POI | 2044 | 4.2874 | 301.252
geo_advanced_hd | POI | 2045 | 4.2874 | 301.252
geo_advanced_hd | POI | 2046 | 4.1116 | 317.9923
geo_advanced_hd | POI | 2047 | 4.1116 | 317.9923
geo_advanced_hd | POI | 2048 | 3.8324 | 333.8696
geo_advanced_hd | POI | 2049 | 3.8324 | 333.8696
geo_advanced_hd | POI | 2050 | 3.4479 | 344.857
geo_advanced_hd | POI | 2051 | 3.4479 | 344.857
geo_advanced_hd | POI | 2052 | 3.0194 | 333.6778
geo_advanced_hd | POI | 2053 | 3.0194 | 333.6778
geo_advanced_hd | POI | 2054 | 2.4552 | 318.1248
geo_advanced_hd | POI | 2055 | 2.4552 | 318.1248
geo_advanced_hd | POI | 2056 | 1.9324 | 304.052
geo_advanced_hd | POI | 2057 | 1.9324 | 304.052
geo_advanced_hd | POI | 2058 | 1.3618 | 289.1184
geo_advanced_hd | POI | 2059 | 1.3618 | 289.1184
geo_advanced_hd | POI | 2060 | 1.0189 | 277.8669
geo_advanced_hd | POI | 2061 | 1.0189 | 277.8669
geo_advanced_hd | POI | 2062 | 0.88359 | 270.5653
geo_advanced_hd | POI | 2063 | 0.88359 | 270.5653
geo_advanced_hd | POI | 2064 | 0.72464 | 261.9886
geo_advanced_hd | POI | 2065 | 0.72464 | 261.9886
geo_advanced_hd | POI | 2066 | 0.4751 | 250.1783
geo_advanced_hd | POI | 2067 | 0.4751 | 250.1783
geo_advanced_hd | POI | 2068 | 0.26203 | 238.5618
geo_advanced_hd | POI | 2069 | 0.26203 | 238.5618
geo_advanced_hd | POI | 2070 | -5.5511e-17 | 40.9381
geo_advanced_hd | POI | 2071 | -5.5511e-17 | 40.9381
geo_advanced_hd | POI | 2072 | -5.5511e-17 | 38.4588
geo_advanced_hd | POI | 2073 | -5.5511e-17 | 38.4588
geo_advanced_hd | POI | 2074 | -5.5511e-17 | 35.4427
geo_advanced_hd | POI | 2075 | -5.5511e-17 | 35.4427
geo_advanced_hd | POI | 2076 | -5.5511e-17 | 32.395
geo_advanced_hd | POI | 2077 | -5.5511e-17 | 32.395
geo_advanced_hd | POI | 2078 | -5.5511e-17 | 29.055
geo_advanced_hd | POI | 2079 | -5.5511e-17 | 29.055
geo_advanced_hd | POI | 2080 | -5.5511e-17 | 25.4385
geo_advanced_hd | POI | 2081 | -5.5511e-17 | 25.4385
geo_advanced_hd | POI | 2082 | -5.5511e-17 | 21.185
geo_advanced_hd | POI | 2083 | -5.5511e-17 | 21.185
geo_advanced_hd | POI | 2084 | -5.5511e-17 | 16.5289
geo_advanced_hd | POI | 2085 | -5.5511e-17 | 16.5289
geo_advanced_hd | POI | 2086 | -5.5511e-17 | 11.3798
geo_advanced_hd | POI | 2087 | -5.5511e-17 | 11.3798
geo_advanced_hd | POI | 2088 | -5.5511e-17 | 5.8194
geo_advanced_hd | POI | 2089 | -5.5511e-17 | 5.8194
geo_advanced_hd | POI | 2090 | -5.5511e-17 | 4.3666e-14
geo_advanced_hd | Spur | 2010 | 0.051182 | 244.8469
geo_advanced_hd | Spur | 2011 | 0.051182 | 243.2799
geo_advanced_hd | Spur | 2012 | 0.27302 | 212.7186
geo_advanced_hd | Spur | 2013 | 0.27302 | 211.6674
geo_advanced_hd | Spur | 2014 | 0.37329 | 239.6822
geo_advanced_hd | Spur | 2015 | 0.37329 | 238.2073
geo_advanced_hd | Spur | 2016 | 0.61234 | 200.3523
geo_advanced_hd | Spur | 2017 | 0.61234 | 200.0297
geo_advanced_hd | Spur | 2018 | 0.78833 | 206.3242
geo_advanced_hd | Spur | 2019 | 0.78833 | 205.5145
geo_advanced_hd | Spur | 2020 | 1.1255 | 188.0634
geo_advanced_hd | Spur | 2021 | 1.1255 | 184.7035
geo_advanced_hd | Spur | 2022 | 2.3311 | 231.1465
geo_advanced_hd | Spur | 2023 | 2.3311 | 227.0022
geo_advanced_hd | Spur | 2024 | 3.9083 | 207.1066
geo_advanced_hd | Spur | 2025 | 3.9083 | 204.7299
geo_advanced_hd | Spur | 2026 | 5.4177 | 207.6854
geo_advanced_hd | Spur | 2027 | 5.4177 | 205.3231
geo_advanced_hd | Spur | 2028 | 7.0694 | 212.2221
geo_advanced_hd | Spur | 2029 | 7.0694 | 211.0298
geo_advanced_hd | Spur | 2030 | 8.9356 | 217.0006
geo_advanced_hd | Spur | 2031 | 8.9356 | 217.0006
geo_advanced_hd | Spur | 2032 | 9.857 | 224.2432
geo_advanced_hd | Spur | 2033 | 9.857 | 224.2432
geo_advanced_hd | Spur | 2034 | 11.5293 | 237.56
geo_advanced_hd | Spur | 2035 | 11.5293 | 237.56
geo_advanced_hd | Spur | 2036 | 12.8643 | 248.0695
geo_advanced_hd | Spur | 2037 | 12.8643 | 248.0695
geo_advanced_hd | Spur | 2038 | 14.2778 | 264.7354
geo_advanced_hd | Spur | 2039 | 14.2778 | 264.7354
geo_advanced_hd | Spur | 2040 | 14.8961 | 283.829
geo_advanced_hd | Spur | 2041 | 14.8961 | 283.829
geo_advanced_hd | Spur | 2042 | 14.0456 | 289.2953
geo_advanced_hd | Spur | 2043 | 14.0456 | 289.2953
geo_advanced_hd | Spur | 2044 | 12.8476 | 301.252
geo_advanced_hd | Spur | 2045 | 12.8476 | 301.252
geo_advanced_hd | Spur | 2046 | 11.6349 | 317.9923
geo_advanced_hd | Spur | 2047 | 11.6349 | 317.9923
geo_advanced_hd | Spur | 2048 | 10.2338 | 333.8696
geo_advanced_hd | Spur | 2049 | 10.2338 | 333.8696
geo_advanced_hd | Spur | 2050 | 8.7063 | 344.857
geo_advanced_hd | Spur | 2051 | 8.7063 | 344.857
geo_advanced_hd | Spur | 2052 | 7.5631 | 333.6778
geo_advanced_hd | Spur | 2053 | 7.5631 | 333.6778
geo_advanced_hd | Spur | 2054 | 5.7905 | 318.1248
geo_advanced_hd | Spur | 2055 | 5.7905 | 318.1248
geo_advanced_hd | Spur | 2056 | 4.2165 | 304.052
geo_advanced_hd | Spur | 2057 | 4.2165 | 304.052
geo_advanced_hd | Spur | 2058 | 2.627 | 289.1184
geo_advanced_hd | Spur | 2059 | 2.627 | 289.1184
geo_advanced_hd | Spur | 2060 | 1.6715 | 277.8669
geo_advanced_hd | Spur | 2061 | 1.6715 | 277.8669
geo_advanced_hd | Spur | 2062 | 1.3164 | 270.5653
geo_advanced_hd | Spur | 2063 | 1.3164 | 270.5653
geo_advanced_hd | Spur | 2064 | 0.93714 | 261.9886
geo_advanced_hd | Spur | 2065 | 0.93714 | 261.9886
geo_advanced_hd | Spur | 2066 | 0.64047 | 250.1783
geo_advanced_hd | Spur | 2067 | 0.64047 | 250.1783
geo_advanced_hd | Spur | 2068 | 0.3899 | 238.5618
geo_advanced_hd | Spur | 2069 | 0.3899 | 238.5618
geo_advanced_hd | Spur | 2070 | -2.609e-15 | 40.9381
geo_advanced_hd | Spur | 2071 | -2.609e-15 | 40.9381
geo_advanced_hd | Spur | 2072 | -2.609e-15 | 38.4588
geo_advanced_hd | Spur | 2073 | -2.609e-15 | 38.4588
geo_advanced_hd | Spur | 2074 | -2.609e-15 | 35.4427
geo_advanced_hd | Spur | 2075 | -2.609e-15 | 35.4427
geo_advanced_hd | Spur | 2076 | -2.609e-15 | 32.395
geo_advanced_hd | Spur | 2077 | -2.609e-15 | 32.395
geo_advanced_hd | Spur | 2078 | -2.609e-15 | 29.055
geo_advanced_hd | Spur | 2079 | -2.609e-15 | 29.055
geo_advanced_hd | Spur | 2080 | -2.609e-15 | 25.4385
geo_advanced_hd | Spur | 2081 | -2.609e-15 | 25.4385
geo_advanced_hd | Spur | 2082 | -2.609e-15 | 21.185
geo_advanced_hd | Spur | 2083 | -2.609e-15 | 21.185
geo_advanced_hd | Spur | 2084 | -2.609e-15 | 16.5289
geo_advanced_hd | Spur | 2085 | -2.609e-15 | 16.5289
geo_advanced_hd | Spur | 2086 | -2.609e-15 | 11.3798
geo_advanced_hd | Spur | 2087 | -2.609e-15 | 11.3798
geo_advanced_hd | Spur | 2088 | -2.609e-15 | 5.8194
geo_advanced_hd | Spur | 2089 | -2.609e-15 | 5.8194
geo_advanced_hd | Spur | 2090 | -2.609e-15 | 4.3666e-14
geo_advanced_hd | Trans O&M | 2010 | 11.741 | 244.8469
geo_advanced_hd | Trans O&M | 2011 | 11.741 | 243.2799
geo_advanced_hd | Trans O&M | 2012 | 11.7733 | 212.7186
geo_advanced_hd | Trans O&M | 2013 | 11.7733 | 211.6674
geo_advanced_hd | Trans O&M | 2014 | 11.7902 | 239.6822
geo_advanced_hd | Trans O&M | 2015 | 11.7902 | 238.2073
geo_advanced_hd | Trans O&M | 2016 | 11.8115 | 200.3523
geo_advanced_hd | Trans O&M | 2017 | 11.8115 | 200.0297
geo_advanced_hd | Trans O&M | 2018 | 11.8355 | 206.3242
geo_advanced_hd | Trans O&M | 2019 | 11.8355 | 205.5145
geo_advanced_hd | Trans O&M | 2020 | 11.8627 | 188.0634
geo_advanced_hd | Trans O&M | 2021 | 11.8627 | 184.7035
geo_advanced_hd | Trans O&M | 2022 | 11.9686 | 231.1465
geo_advanced_hd | Trans O&M | 2023 | 11.9686 | 227.0022
geo_advanced_hd | Trans O&M | 2024 | 12.2848 | 207.1066
geo_advanced_hd | Trans O&M | 2025 | 12.2848 | 204.7299
geo_advanced_hd | Trans O&M | 2026 | 12.6385 | 207.6854
geo_advanced_hd | Trans O&M | 2027 | 12.6385 | 205.3231
geo_advanced_hd | Trans O&M | 2028 | 13.635 | 212.2221
geo_advanced_hd | Trans O&M | 2029 | 13.635 | 211.0298
geo_advanced_hd | Trans O&M | 2030 | 14.8265 | 217.0006
geo_advanced_hd | Trans O&M | 2031 | 14.8265 | 217.0006
geo_advanced_hd | Trans O&M | 2032 | 16.135 | 224.2432
geo_advanced_hd | Trans O&M | 2033 | 16.135 | 224.2432
geo_advanced_hd | Trans O&M | 2034 | 17.6981 | 237.56
geo_advanced_hd | Trans O&M | 2035 | 17.6981 | 237.56
geo_advanced_hd | Trans O&M | 2036 | 19.2583 | 248.0695
geo_advanced_hd | Trans O&M | 2037 | 19.2583 | 248.0695
geo_advanced_hd | Trans O&M | 2038 | 21.0134 | 264.7354
geo_advanced_hd | Trans O&M | 2039 | 21.0134 | 264.7354
geo_advanced_hd | Trans O&M | 2040 | 22.7996 | 283.829
geo_advanced_hd | Trans O&M | 2041 | 22.7996 | 283.829
geo_advanced_hd | Trans O&M | 2042 | 24.7178 | 289.2953
geo_advanced_hd | Trans O&M | 2043 | 24.7178 | 289.2953
geo_advanced_hd | Trans O&M | 2044 | 26.8048 | 301.252
geo_advanced_hd | Trans O&M | 2045 | 26.8048 | 301.252
geo_advanced_hd | Trans O&M | 2046 | 29.0649 | 317.9923
geo_advanced_hd | Trans O&M | 2047 | 29.0649 | 317.9923
geo_advanced_hd | Trans O&M | 2048 | 31.4896 | 333.8696
geo_advanced_hd | Trans O&M | 2049 | 31.4896 | 333.8696
geo_advanced_hd | Trans O&M | 2050 | 34.0651 | 344.857
geo_advanced_hd | Trans O&M | 2051 | 34.0651 | 344.857
geo_advanced_hd | Trans O&M | 2052 | 34.0651 | 333.6778
geo_advanced_hd | Trans O&M | 2053 | 34.0651 | 333.6778
geo_advanced_hd | Trans O&M | 2054 | 34.0651 | 318.1248
geo_advanced_hd | Trans O&M | 2055 | 34.0651 | 318.1248
geo_advanced_hd | Trans O&M | 2056 | 34.0651 | 304.052
geo_advanced_hd | Trans O&M | 2057 | 34.0651 | 304.052
geo_advanced_hd | Trans O&M | 2058 | 34.0651 | 289.1184
geo_advanced_hd | Trans O&M | 2059 | 34.0651 | 289.1184
geo_advanced_hd | Trans O&M | 2060 | 34.0651 | 277.8669
geo_advanced_hd | Trans O&M | 2061 | 34.0651 | 277.8669
geo_advanced_hd | Trans O&M | 2062 | 34.0651 | 270.5653
geo_advanced_hd | Trans O&M | 2063 | 34.0651 | 270.5653
geo_advanced_hd | Trans O&M | 2064 | 34.0651 | 261.9886
geo_advanced_hd | Trans O&M | 2065 | 34.0651 | 261.9886
geo_advanced_hd | Trans O&M | 2066 | 34.0651 | 250.1783
geo_advanced_hd | Trans O&M | 2067 | 34.0651 | 250.1783
geo_advanced_hd | Trans O&M | 2068 | 34.0651 | 238.5618
geo_advanced_hd | Trans O&M | 2069 | 34.0651 | 238.5618
geo_advanced_hd | Trans O&M | 2070 | 0 | 40.9381
geo_advanced_hd | Trans O&M | 2071 | 0 | 40.9381
geo_advanced_hd | Trans O&M | 2072 | 0 | 38.4588
geo_advanced_hd | Trans O&M | 2073 | 0 | 38.4588
geo_advanced_hd | Trans O&M | 2074 | 0 | 35.4427
geo_advanced_hd | Trans O&M | 2075 | 0 | 35.4427
geo_advanced_hd | Trans O&M | 2076 | 0 | 32.395
geo_advanced_hd | Trans O&M | 2077 | 0 | 32.395
geo_advanced_hd | Trans O&M | 2078 | 0 | 29.055
geo_advanced_hd | Trans O&M | 2079 | 0 | 29.055
geo_advanced_hd | Trans O&M | 2080 | 0 | 25.4385
geo_advanced_hd | Trans O&M | 2081 | 0 | 25.4385
geo_advanced_hd | Trans O&M | 2082 | 0 | 21.185
geo_advanced_hd | Trans O&M | 2083 | 0 | 21.185
geo_advanced_hd | Trans O&M | 2084 | 0 | 16.5289
geo_advanced_hd | Trans O&M | 2085 | 0 | 16.5289
geo_advanced_hd | Trans O&M | 2086 | 0 | 11.3798
geo_advanced_hd | Trans O&M | 2087 | 0 | 11.3798
geo_advanced_hd | Trans O&M | 2088 | 0 | 5.8194
geo_advanced_hd | Trans O&M | 2089 | 0 | 5.8194
geo_advanced_hd | Trans O&M | 2090 | 0 | 4.3666e-14
geo_advanced_hd | CO2 T&S Capex | 2010 | 0 | 244.8469
geo_advanced_hd | CO2 T&S Capex | 2011 | 0 | 243.2799
geo_advanced_hd | CO2 T&S Capex | 2012 | 0 | 212.7186
geo_advanced_hd | CO2 T&S Capex | 2013 | 0 | 211.6674
geo_advanced_hd | CO2 T&S Capex | 2014 | 0 | 239.6822
geo_advanced_hd | CO2 T&S Capex | 2015 | 0 | 238.2073
geo_advanced_hd | CO2 T&S Capex | 2016 | 0 | 200.3523
geo_advanced_hd | CO2 T&S Capex | 2017 | 0 | 200.0297
geo_advanced_hd | CO2 T&S Capex | 2018 | 0 | 206.3242
geo_advanced_hd | CO2 T&S Capex | 2019 | 0 | 205.5145
geo_advanced_hd | CO2 T&S Capex | 2020 | 0 | 188.0634
geo_advanced_hd | CO2 T&S Capex | 2021 | 0 | 184.7035
geo_advanced_hd | CO2 T&S Capex | 2022 | 0 | 231.1465
geo_advanced_hd | CO2 T&S Capex | 2023 | 0 | 227.0022
geo_advanced_hd | CO2 T&S Capex | 2024 | 0 | 207.1066
geo_advanced_hd | CO2 T&S Capex | 2025 | 0 | 204.7299
geo_advanced_hd | CO2 T&S Capex | 2026 | 0 | 207.6854
geo_advanced_hd | CO2 T&S Capex | 2027 | 0 | 205.3231
geo_advanced_hd | CO2 T&S Capex | 2028 | 0.10778 | 212.2221
geo_advanced_hd | CO2 T&S Capex | 2029 | 0.10778 | 211.0298
geo_advanced_hd | CO2 T&S Capex | 2030 | 0.10778 | 217.0006
geo_advanced_hd | CO2 T&S Capex | 2031 | 0.10778 | 217.0006
geo_advanced_hd | CO2 T&S Capex | 2032 | 0.10775 | 224.2432
geo_advanced_hd | CO2 T&S Capex | 2033 | 0.10775 | 224.2432
geo_advanced_hd | CO2 T&S Capex | 2034 | 0.10778 | 237.56
geo_advanced_hd | CO2 T&S Capex | 2035 | 0.10778 | 237.56
geo_advanced_hd | CO2 T&S Capex | 2036 | 0.10778 | 248.0695
geo_advanced_hd | CO2 T&S Capex | 2037 | 0.10778 | 248.0695
geo_advanced_hd | CO2 T&S Capex | 2038 | 0.10778 | 264.7354
geo_advanced_hd | CO2 T&S Capex | 2039 | 0.10778 | 264.7354
geo_advanced_hd | CO2 T&S Capex | 2040 | 0.0073811 | 283.829
geo_advanced_hd | CO2 T&S Capex | 2041 | 0.0073811 | 283.829
geo_advanced_hd | CO2 T&S Capex | 2042 | 0.0073811 | 289.2953
geo_advanced_hd | CO2 T&S Capex | 2043 | 0.0073811 | 289.2953
geo_advanced_hd | CO2 T&S Capex | 2044 | 0.013203 | 301.252
geo_advanced_hd | CO2 T&S Capex | 2045 | 0.013203 | 301.252
geo_advanced_hd | CO2 T&S Capex | 2046 | 0.013203 | 317.9923
geo_advanced_hd | CO2 T&S Capex | 2047 | 0.013203 | 317.9923
geo_advanced_hd | CO2 T&S Capex | 2048 | 0.013203 | 333.8696
geo_advanced_hd | CO2 T&S Capex | 2049 | 0.013203 | 333.8696
geo_advanced_hd | CO2 T&S Capex | 2050 | 0.013203 | 344.857
geo_advanced_hd | CO2 T&S Capex | 2051 | 0.013203 | 344.857
geo_advanced_hd | CO2 T&S Capex | 2052 | 0.013203 | 333.6778
geo_advanced_hd | CO2 T&S Capex | 2053 | 0.013203 | 333.6778
geo_advanced_hd | CO2 T&S Capex | 2054 | 0.013203 | 318.1248
geo_advanced_hd | CO2 T&S Capex | 2055 | 0.013203 | 318.1248
geo_advanced_hd | CO2 T&S Capex | 2056 | 0.013203 | 304.052
geo_advanced_hd | CO2 T&S Capex | 2057 | 0.013203 | 304.052
geo_advanced_hd | CO2 T&S Capex | 2058 | 0.013203 | 289.1184
geo_advanced_hd | CO2 T&S Capex | 2059 | 0.013203 | 289.1184
geo_advanced_hd | CO2 T&S Capex | 2060 | 0.013203 | 277.8669
geo_advanced_hd | CO2 T&S Capex | 2061 | 0.013203 | 277.8669
geo_advanced_hd | CO2 T&S Capex | 2062 | 0.013203 | 270.5653
geo_advanced_hd | CO2 T&S Capex | 2063 | 0.013203 | 270.5653
geo_advanced_hd | CO2 T&S Capex | 2064 | 0.013203 | 261.9886
geo_advanced_hd | CO2 T&S Capex | 2065 | 0.013203 | 261.9886
geo_advanced_hd | CO2 T&S Capex | 2066 | 0.013203 | 250.1783
geo_advanced_hd | CO2 T&S Capex | 2067 | 0.013203 | 250.1783
geo_advanced_hd | CO2 T&S Capex | 2068 | 0.013203 | 238.5618
geo_advanced_hd | CO2 T&S Capex | 2069 | 0.013203 | 238.5618
geo_advanced_hd | CO2 T&S Capex | 2070 | 0 | 40.9381
geo_advanced_hd | CO2 T&S Capex | 2071 | 0 | 40.9381
geo_advanced_hd | CO2 T&S Capex | 2072 | 0 | 38.4588
geo_advanced_hd | CO2 T&S Capex | 2073 | 0 | 38.4588
geo_advanced_hd | CO2 T&S Capex | 2074 | 0 | 35.4427
geo_advanced_hd | CO2 T&S Capex | 2075 | 0 | 35.4427
geo_advanced_hd | CO2 T&S Capex | 2076 | 0 | 32.395
geo_advanced_hd | CO2 T&S Capex | 2077 | 0 | 32.395
geo_advanced_hd | CO2 T&S Capex | 2078 | 0 | 29.055
geo_advanced_hd | CO2 T&S Capex | 2079 | 0 | 29.055
geo_advanced_hd | CO2 T&S Capex | 2080 | 0 | 25.4385
geo_advanced_hd | CO2 T&S Capex | 2081 | 0 | 25.4385
geo_advanced_hd | CO2 T&S Capex | 2082 | 0 | 21.185
geo_advanced_hd | CO2 T&S Capex | 2083 | 0 | 21.185
geo_advanced_hd | CO2 T&S Capex | 2084 | 0 | 16.5289
geo_advanced_hd | CO2 T&S Capex | 2085 | 0 | 16.5289
geo_advanced_hd | CO2 T&S Capex | 2086 | 0 | 11.3798
geo_advanced_hd | CO2 T&S Capex | 2087 | 0 | 11.3798
geo_advanced_hd | CO2 T&S Capex | 2088 | 0 | 5.8194
geo_advanced_hd | CO2 T&S Capex | 2089 | 0 | 5.8194
geo_advanced_hd | CO2 T&S Capex | 2090 | 0 | 4.3666e-14
geo_advanced_hd | H2 Prod O&M | 2010 | 0 | 244.8469
geo_advanced_hd | H2 Prod O&M | 2011 | 0 | 243.2799
geo_advanced_hd | H2 Prod O&M | 2012 | 0 | 212.7186
geo_advanced_hd | H2 Prod O&M | 2013 | 0 | 211.6674
geo_advanced_hd | H2 Prod O&M | 2014 | 0 | 239.6822
geo_advanced_hd | H2 Prod O&M | 2015 | 0 | 238.2073
geo_advanced_hd | H2 Prod O&M | 2016 | 0 | 200.3523
geo_advanced_hd | H2 Prod O&M | 2017 | 0 | 200.0297
geo_advanced_hd | H2 Prod O&M | 2018 | 0 | 206.3242
geo_advanced_hd | H2 Prod O&M | 2019 | 0 | 205.5145
geo_advanced_hd | H2 Prod O&M | 2020 | 0 | 188.0634
geo_advanced_hd | H2 Prod O&M | 2021 | 0 | 184.7035
geo_advanced_hd | H2 Prod O&M | 2022 | 9.2638 | 231.1465
geo_advanced_hd | H2 Prod O&M | 2023 | 9.2638 | 227.0022
geo_advanced_hd | H2 Prod O&M | 2024 | 8.4126 | 207.1066
geo_advanced_hd | H2 Prod O&M | 2025 | 8.4126 | 204.7299
geo_advanced_hd | H2 Prod O&M | 2026 | 7.945 | 207.6854
geo_advanced_hd | H2 Prod O&M | 2027 | 7.945 | 205.3231
geo_advanced_hd | H2 Prod O&M | 2028 | 8.5066 | 212.2221
geo_advanced_hd | H2 Prod O&M | 2029 | 8.5066 | 211.0298
geo_advanced_hd | H2 Prod O&M | 2030 | 7.8305 | 217.0006
geo_advanced_hd | H2 Prod O&M | 2031 | 7.8305 | 217.0006
geo_advanced_hd | H2 Prod O&M | 2032 | 7.6118 | 224.2432
geo_advanced_hd | H2 Prod O&M | 2033 | 7.6118 | 224.2432
geo_advanced_hd | H2 Prod O&M | 2034 | 6.2437 | 237.56
geo_advanced_hd | H2 Prod O&M | 2035 | 6.2437 | 237.56
geo_advanced_hd | H2 Prod O&M | 2036 | 4.8856 | 248.0695
geo_advanced_hd | H2 Prod O&M | 2037 | 4.8856 | 248.0695
geo_advanced_hd | H2 Prod O&M | 2038 | 2.294 | 264.7354
geo_advanced_hd | H2 Prod O&M | 2039 | 2.294 | 264.7354
geo_advanced_hd | H2 Prod O&M | 2040 | 1.4768 | 283.829
geo_advanced_hd | H2 Prod O&M | 2041 | 1.4768 | 283.829
geo_advanced_hd | H2 Prod O&M | 2042 | 2.4907 | 289.2953
geo_advanced_hd | H2 Prod O&M | 2043 | 2.4907 | 289.2953
geo_advanced_hd | H2 Prod O&M | 2044 | 3.5643 | 301.252
geo_advanced_hd | H2 Prod O&M | 2045 | 3.5643 | 301.252
geo_advanced_hd | H2 Prod O&M | 2046 | 4.9436 | 317.9923
geo_advanced_hd | H2 Prod O&M | 2047 | 4.9436 | 317.9923
geo_advanced_hd | H2 Prod O&M | 2048 | 5.6078 | 333.8696
geo_advanced_hd | H2 Prod O&M | 2049 | 5.6078 | 333.8696
geo_advanced_hd | H2 Prod O&M | 2050 | 6.4189 | 344.857
geo_advanced_hd | H2 Prod O&M | 2051 | 6.4189 | 344.857
geo_advanced_hd | H2 Prod O&M | 2052 | 6.4189 | 333.6778
geo_advanced_hd | H2 Prod O&M | 2053 | 6.4189 | 333.6778
geo_advanced_hd | H2 Prod O&M | 2054 | 6.4189 | 318.1248
geo_advanced_hd | H2 Prod O&M | 2055 | 6.4189 | 318.1248
geo_advanced_hd | H2 Prod O&M | 2056 | 6.4189 | 304.052
geo_advanced_hd | H2 Prod O&M | 2057 | 6.4189 | 304.052
geo_advanced_hd | H2 Prod O&M | 2058 | 6.4189 | 289.1184
geo_advanced_hd | H2 Prod O&M | 2059 | 6.4189 | 289.1184
geo_advanced_hd | H2 Prod O&M | 2060 | 6.4189 | 277.8669
geo_advanced_hd | H2 Prod O&M | 2061 | 6.4189 | 277.8669
geo_advanced_hd | H2 Prod O&M | 2062 | 6.4189 | 270.5653
geo_advanced_hd | H2 Prod O&M | 2063 | 6.4189 | 270.5653
geo_advanced_hd | H2 Prod O&M | 2064 | 6.4189 | 261.9886
geo_advanced_hd | H2 Prod O&M | 2065 | 6.4189 | 261.9886
geo_advanced_hd | H2 Prod O&M | 2066 | 6.4189 | 250.1783
geo_advanced_hd | H2 Prod O&M | 2067 | 6.4189 | 250.1783
geo_advanced_hd | H2 Prod O&M | 2068 | 6.4189 | 238.5618
geo_advanced_hd | H2 Prod O&M | 2069 | 6.4189 | 238.5618
geo_advanced_hd | H2 Prod O&M | 2070 | 0 | 40.9381
geo_advanced_hd | H2 Prod O&M | 2071 | 0 | 40.9381
geo_advanced_hd | H2 Prod O&M | 2072 | 0 | 38.4588
geo_advanced_hd | H2 Prod O&M | 2073 | 0 | 38.4588
geo_advanced_hd | H2 Prod O&M | 2074 | 0 | 35.4427
geo_advanced_hd | H2 Prod O&M | 2075 | 0 | 35.4427
geo_advanced_hd | H2 Prod O&M | 2076 | 0 | 32.395
geo_advanced_hd | H2 Prod O&M | 2077 | 0 | 32.395
geo_advanced_hd | H2 Prod O&M | 2078 | 0 | 29.055
geo_advanced_hd | H2 Prod O&M | 2079 | 0 | 29.055
geo_advanced_hd | H2 Prod O&M | 2080 | 0 | 25.4385
geo_advanced_hd | H2 Prod O&M | 2081 | 0 | 25.4385
geo_advanced_hd | H2 Prod O&M | 2082 | 0 | 21.185
geo_advanced_hd | H2 Prod O&M | 2083 | 0 | 21.185
geo_advanced_hd | H2 Prod O&M | 2084 | 0 | 16.5289
geo_advanced_hd | H2 Prod O&M | 2085 | 0 | 16.5289
geo_advanced_hd | H2 Prod O&M | 2086 | 0 | 11.3798
geo_advanced_hd | H2 Prod O&M | 2087 | 0 | 11.3798
geo_advanced_hd | H2 Prod O&M | 2088 | 0 | 5.8194
geo_advanced_hd | H2 Prod O&M | 2089 | 0 | 5.8194
geo_advanced_hd | H2 Prod O&M | 2090 | 0 | 4.3666e-14
geo_advanced_hd | ACP | 2010 | 0 | 244.8469
geo_advanced_hd | ACP | 2011 | 0 | 243.2799
geo_advanced_hd | ACP | 2012 | 0 | 212.7186
geo_advanced_hd | ACP | 2013 | 0 | 211.6674
geo_advanced_hd | ACP | 2014 | 0 | 239.6822
geo_advanced_hd | ACP | 2015 | 0 | 238.2073
geo_advanced_hd | ACP | 2016 | 0 | 200.3523
geo_advanced_hd | ACP | 2017 | 0 | 200.0297
geo_advanced_hd | ACP | 2018 | 0 | 206.3242
geo_advanced_hd | ACP | 2019 | 0 | 205.5145
geo_advanced_hd | ACP | 2020 | 1.6081 | 188.0634
geo_advanced_hd | ACP | 2021 | 1.6081 | 184.7035
geo_advanced_hd | ACP | 2022 | 0.00090959 | 231.1465
geo_advanced_hd | ACP | 2023 | 0.00090959 | 227.0022
geo_advanced_hd | ACP | 2024 | 0.00078176 | 207.1066
geo_advanced_hd | ACP | 2025 | 0.00078176 | 204.7299
geo_advanced_hd | ACP | 2026 | 0.00060125 | 207.6854
geo_advanced_hd | ACP | 2027 | 0.00060125 | 205.3231
geo_advanced_hd | ACP | 2028 | 0.00052569 | 212.2221
geo_advanced_hd | ACP | 2029 | 0.00052569 | 211.0298
geo_advanced_hd | ACP | 2030 | 0.00028283 | 217.0006
geo_advanced_hd | ACP | 2031 | 0.00028283 | 217.0006
geo_advanced_hd | ACP | 2032 | 0.00028283 | 224.2432
geo_advanced_hd | ACP | 2033 | 0.00028283 | 224.2432
geo_advanced_hd | ACP | 2034 | 0.00028283 | 237.56
geo_advanced_hd | ACP | 2035 | 0.00028283 | 237.56
geo_advanced_hd | ACP | 2036 | 0.00029487 | 248.0695
geo_advanced_hd | ACP | 2037 | 0.00029487 | 248.0695
geo_advanced_hd | ACP | 2038 | 0.00031016 | 264.7354
geo_advanced_hd | ACP | 2039 | 0.00031016 | 264.7354
geo_advanced_hd | ACP | 2040 | 0.00029055 | 283.829
geo_advanced_hd | ACP | 2041 | 0.00029055 | 283.829
geo_advanced_hd | ACP | 2042 | 0.18482 | 289.2953
geo_advanced_hd | ACP | 2043 | 0.18482 | 289.2953
geo_advanced_hd | ACP | 2044 | 0.34135 | 301.252
geo_advanced_hd | ACP | 2045 | 0.34135 | 301.252
geo_advanced_hd | ACP | 2046 | 0.4868 | 317.9923
geo_advanced_hd | ACP | 2047 | 0.4868 | 317.9923
geo_advanced_hd | ACP | 2048 | 0.43287 | 333.8696
geo_advanced_hd | ACP | 2049 | 0.43287 | 333.8696
geo_advanced_hd | ACP | 2050 | 0.34599 | 344.857
geo_advanced_hd | ACP | 2051 | 0.34599 | 344.857
geo_advanced_hd | ACP | 2052 | 0.34599 | 333.6778
geo_advanced_hd | ACP | 2053 | 0.34599 | 333.6778
geo_advanced_hd | ACP | 2054 | 0.34599 | 318.1248
geo_advanced_hd | ACP | 2055 | 0.34599 | 318.1248
geo_advanced_hd | ACP | 2056 | 0.34599 | 304.052
geo_advanced_hd | ACP | 2057 | 0.34599 | 304.052
geo_advanced_hd | ACP | 2058 | 0.34599 | 289.1184
geo_advanced_hd | ACP | 2059 | 0.34599 | 289.1184
geo_advanced_hd | ACP | 2060 | 0.34599 | 277.8669
geo_advanced_hd | ACP | 2061 | 0.34599 | 277.8669
geo_advanced_hd | ACP | 2062 | 0.34599 | 270.5653
geo_advanced_hd | ACP | 2063 | 0.34599 | 270.5653
geo_advanced_hd | ACP | 2064 | 0.34599 | 261.9886
geo_advanced_hd | ACP | 2065 | 0.34599 | 261.9886
geo_advanced_hd | ACP | 2066 | 0.34599 | 250.1783
geo_advanced_hd | ACP | 2067 | 0.34599 | 250.1783
geo_advanced_hd | ACP | 2068 | 0.34599 | 238.5618
geo_advanced_hd | ACP | 2069 | 0.34599 | 238.5618
geo_advanced_hd | ACP | 2070 | 0 | 40.9381
geo_advanced_hd | ACP | 2071 | 0 | 40.9381
geo_advanced_hd | ACP | 2072 | 0 | 38.4588
geo_advanced_hd | ACP | 2073 | 0 | 38.4588
geo_advanced_hd | ACP | 2074 | 0 | 35.4427
geo_advanced_hd | ACP | 2075 | 0 | 35.4427
geo_advanced_hd | ACP | 2076 | 0 | 32.395
geo_advanced_hd | ACP | 2077 | 0 | 32.395
geo_advanced_hd | ACP | 2078 | 0 | 29.055
geo_advanced_hd | ACP | 2079 | 0 | 29.055
geo_advanced_hd | ACP | 2080 | 0 | 25.4385
geo_advanced_hd | ACP | 2081 | 0 | 25.4385
geo_advanced_hd | ACP | 2082 | 0 | 21.185
geo_advanced_hd | ACP | 2083 | 0 | 21.185
geo_advanced_hd | ACP | 2084 | 0 | 16.5289
geo_advanced_hd | ACP | 2085 | 0 | 16.5289
geo_advanced_hd | ACP | 2086 | 0 | 11.3798
geo_advanced_hd | ACP | 2087 | 0 | 11.3798
geo_advanced_hd | ACP | 2088 | 0 | 5.8194
geo_advanced_hd | ACP | 2089 | 0 | 5.8194
geo_advanced_hd | ACP | 2090 | 0 | 4.3666e-14
geo_advanced_hd | H2 T&S O&M | 2010 | 0 | 244.8469
geo_advanced_hd | H2 T&S O&M | 2011 | 0 | 243.2799
geo_advanced_hd | H2 T&S O&M | 2012 | 0 | 212.7186
geo_advanced_hd | H2 T&S O&M | 2013 | 0 | 211.6674
geo_advanced_hd | H2 T&S O&M | 2014 | 0 | 239.6822
geo_advanced_hd | H2 T&S O&M | 2015 | 0 | 238.2073
geo_advanced_hd | H2 T&S O&M | 2016 | 0 | 200.3523
geo_advanced_hd | H2 T&S O&M | 2017 | 0 | 200.0297
geo_advanced_hd | H2 T&S O&M | 2018 | 0 | 206.3242
geo_advanced_hd | H2 T&S O&M | 2019 | 0 | 205.5145
geo_advanced_hd | H2 T&S O&M | 2020 | 0 | 188.0634
geo_advanced_hd | H2 T&S O&M | 2021 | 0 | 184.7035
geo_advanced_hd | H2 T&S O&M | 2022 | 3.141 | 231.1465
geo_advanced_hd | H2 T&S O&M | 2023 | 3.141 | 227.0022
geo_advanced_hd | H2 T&S O&M | 2024 | 3.141 | 207.1066
geo_advanced_hd | H2 T&S O&M | 2025 | 3.141 | 204.7299
geo_advanced_hd | H2 T&S O&M | 2026 | 3.141 | 207.6854
geo_advanced_hd | H2 T&S O&M | 2027 | 3.141 | 205.3231
geo_advanced_hd | H2 T&S O&M | 2028 | 3.141 | 212.2221
geo_advanced_hd | H2 T&S O&M | 2029 | 3.141 | 211.0298
geo_advanced_hd | H2 T&S O&M | 2030 | 3.141 | 217.0006
geo_advanced_hd | H2 T&S O&M | 2031 | 3.141 | 217.0006
geo_advanced_hd | H2 T&S O&M | 2032 | 3.141 | 224.2432
geo_advanced_hd | H2 T&S O&M | 2033 | 3.141 | 224.2432
geo_advanced_hd | H2 T&S O&M | 2034 | 3.141 | 237.56
geo_advanced_hd | H2 T&S O&M | 2035 | 3.141 | 237.56
geo_advanced_hd | H2 T&S O&M | 2036 | 3.141 | 248.0695
geo_advanced_hd | H2 T&S O&M | 2037 | 3.141 | 248.0695
geo_advanced_hd | H2 T&S O&M | 2038 | 3.141 | 264.7354
geo_advanced_hd | H2 T&S O&M | 2039 | 3.141 | 264.7354
geo_advanced_hd | H2 T&S O&M | 2040 | 3.141 | 283.829
geo_advanced_hd | H2 T&S O&M | 2041 | 3.141 | 283.829
geo_advanced_hd | H2 T&S O&M | 2042 | 3.141 | 289.2953
geo_advanced_hd | H2 T&S O&M | 2043 | 3.141 | 289.2953
geo_advanced_hd | H2 T&S O&M | 2044 | 3.141 | 301.252
geo_advanced_hd | H2 T&S O&M | 2045 | 3.141 | 301.252
geo_advanced_hd | H2 T&S O&M | 2046 | 3.141 | 317.9923
geo_advanced_hd | H2 T&S O&M | 2047 | 3.141 | 317.9923
geo_advanced_hd | H2 T&S O&M | 2048 | 3.141 | 333.8696
geo_advanced_hd | H2 T&S O&M | 2049 | 3.141 | 333.8696
geo_advanced_hd | H2 T&S O&M | 2050 | 3.141 | 344.857
geo_advanced_hd | H2 T&S O&M | 2051 | 3.141 | 344.857
geo_advanced_hd | H2 T&S O&M | 2052 | 3.141 | 333.6778
geo_advanced_hd | H2 T&S O&M | 2053 | 3.141 | 333.6778
geo_advanced_hd | H2 T&S O&M | 2054 | 3.141 | 318.1248
geo_advanced_hd | H2 T&S O&M | 2055 | 3.141 | 318.1248
geo_advanced_hd | H2 T&S O&M | 2056 | 3.141 | 304.052
geo_advanced_hd | H2 T&S O&M | 2057 | 3.141 | 304.052
geo_advanced_hd | H2 T&S O&M | 2058 | 3.141 | 289.1184
geo_advanced_hd | H2 T&S O&M | 2059 | 3.141 | 289.1184
geo_advanced_hd | H2 T&S O&M | 2060 | 3.141 | 277.8669
geo_advanced_hd | H2 T&S O&M | 2061 | 3.141 | 277.8669
geo_advanced_hd | H2 T&S O&M | 2062 | 3.141 | 270.5653
geo_advanced_hd | H2 T&S O&M | 2063 | 3.141 | 270.5653
geo_advanced_hd | H2 T&S O&M | 2064 | 3.141 | 261.9886
geo_advanced_hd | H2 T&S O&M | 2065 | 3.141 | 261.9886
geo_advanced_hd | H2 T&S O&M | 2066 | 3.141 | 250.1783
geo_advanced_hd | H2 T&S O&M | 2067 | 3.141 | 250.1783
geo_advanced_hd | H2 T&S O&M | 2068 | 3.141 | 238.5618
geo_advanced_hd | H2 T&S O&M | 2069 | 3.141 | 238.5618
geo_advanced_hd | H2 T&S O&M | 2070 | 0 | 40.9381
geo_advanced_hd | H2 T&S O&M | 2071 | 0 | 40.9381
geo_advanced_hd | H2 T&S O&M | 2072 | 0 | 38.4588
geo_advanced_hd | H2 T&S O&M | 2073 | 0 | 38.4588
geo_advanced_hd | H2 T&S O&M | 2074 | 0 | 35.4427
geo_advanced_hd | H2 T&S O&M | 2075 | 0 | 35.4427
geo_advanced_hd | H2 T&S O&M | 2076 | 0 | 32.395
geo_advanced_hd | H2 T&S O&M | 2077 | 0 | 32.395
geo_advanced_hd | H2 T&S O&M | 2078 | 0 | 29.055
geo_advanced_hd | H2 T&S O&M | 2079 | 0 | 29.055
geo_advanced_hd | H2 T&S O&M | 2080 | 0 | 25.4385
geo_advanced_hd | H2 T&S O&M | 2081 | 0 | 25.4385
geo_advanced_hd | H2 T&S O&M | 2082 | 0 | 21.185
geo_advanced_hd | H2 T&S O&M | 2083 | 0 | 21.185
geo_advanced_hd | H2 T&S O&M | 2084 | 0 | 16.5289
geo_advanced_hd | H2 T&S O&M | 2085 | 0 | 16.5289
geo_advanced_hd | H2 T&S O&M | 2086 | 0 | 11.3798
geo_advanced_hd | H2 T&S O&M | 2087 | 0 | 11.3798
geo_advanced_hd | H2 T&S O&M | 2088 | 0 | 5.8194
geo_advanced_hd | H2 T&S O&M | 2089 | 0 | 5.8194
geo_advanced_hd | H2 T&S O&M | 2090 | 0 | 4.3666e-14

## 30_Hydrogen Production (Million
scenario | tech | year | Production (Million tonnes) | Net Level Production (Million tonnes)
geo_advanced_hd | smr | 2022 | 9.5969 | 10
geo_advanced_hd | smr | 2024 | 9.9118 | 10
geo_advanced_hd | smr | 2026 | 9.7782 | 10
geo_advanced_hd | smr | 2028 | 9.6223 | 10
geo_advanced_hd | smr | 2030 | 8.5874 | 10
geo_advanced_hd | smr | 2032 | 8.151 | 10
geo_advanced_hd | smr | 2034 | 6.6847 | 10
geo_advanced_hd | smr | 2036 | 5.3101 | 10
geo_advanced_hd | smr | 2038 | 2.5785 | 10
geo_advanced_hd | smr | 2040 | 1.7146 | 10
geo_advanced_hd | smr | 2042 | 2.7938 | 10
geo_advanced_hd | smr | 2044 | 3.9784 | 10
geo_advanced_hd | smr | 2046 | 5.4816 | 10
geo_advanced_hd | smr | 2048 | 6.1783 | 10
geo_advanced_hd | smr | 2050 | 7.0924 | 10
geo_advanced_hd | electrolyzer | 2022 | 0.40312 | 10
geo_advanced_hd | electrolyzer | 2024 | 0.088242 | 10
geo_advanced_hd | electrolyzer | 2026 | 0.22178 | 10
geo_advanced_hd | electrolyzer | 2028 | 0.37769 | 10
geo_advanced_hd | electrolyzer | 2030 | 1.4126 | 10
geo_advanced_hd | electrolyzer | 2032 | 1.849 | 10
geo_advanced_hd | electrolyzer | 2034 | 3.3153 | 10
geo_advanced_hd | electrolyzer | 2036 | 4.6899 | 10
geo_advanced_hd | electrolyzer | 2038 | 7.4215 | 10
geo_advanced_hd | electrolyzer | 2040 | 8.2854 | 10
geo_advanced_hd | electrolyzer | 2042 | 7.2062 | 10
geo_advanced_hd | electrolyzer | 2044 | 6.0216 | 10
geo_advanced_hd | electrolyzer | 2046 | 4.5184 | 10
geo_advanced_hd | electrolyzer | 2048 | 3.8217 | 10
geo_advanced_hd | electrolyzer | 2050 | 2.9076 | 10

## 31_Hydrogen Price ($ per kg)
product | scenario | year | Price ($/kg)
h2_blue | geo_advanced_hd | 2022 | 1.5304
h2_blue | geo_advanced_hd | 2024 | 1.3435
h2_blue | geo_advanced_hd | 2026 | 1.3616
h2_blue | geo_advanced_hd | 2028 | 1.3836
h2_blue | geo_advanced_hd | 2030 | 1.363
h2_blue | geo_advanced_hd | 2032 | 1.3372
h2_blue | geo_advanced_hd | 2034 | 1.3185
h2_blue | geo_advanced_hd | 2036 | 1.2819
h2_blue | geo_advanced_hd | 2038 | 1.2794
h2_blue | geo_advanced_hd | 2040 | 1.2755
h2_blue | geo_advanced_hd | 2042 | 1.2851
h2_blue | geo_advanced_hd | 2044 | 1.2733
h2_blue | geo_advanced_hd | 2046 | 1.2715
h2_blue | geo_advanced_hd | 2048 | 1.3131
h2_blue | geo_advanced_hd | 2050 | 1.3141

## 32_Final Wind Capacity (GW)
scenario | rs | Capacity (GW)
geo_advanced_hd | s1 | 0.006
geo_advanced_hd | s10 | 0.71406
geo_advanced_hd | s100 | 0.3476
geo_advanced_hd | s101 | 0.432
geo_advanced_hd | s102 | 1.5741
geo_advanced_hd | s103 | 0.75204
geo_advanced_hd | s104 | 3.0939
geo_advanced_hd | s105 | 1.7415
geo_advanced_hd | s107 | 3.658
geo_advanced_hd | s108 | 2.8181
geo_advanced_hd | s109 | 0.55026
geo_advanced_hd | s110 | 2.5139
geo_advanced_hd | s111 | 0.45414
geo_advanced_hd | s112 | 2.2262
geo_advanced_hd | s114 | 2.2449
geo_advanced_hd | s115 | 0.12267
geo_advanced_hd | s116 | 9.959
geo_advanced_hd | s117 | 2.4889
geo_advanced_hd | s118 | 1.5438
geo_advanced_hd | s119 | 1.8426
geo_advanced_hd | s12 | 0.16971
geo_advanced_hd | s120 | 0.62513
geo_advanced_hd | s121 | 3.8044
geo_advanced_hd | s122 | 0.12407
geo_advanced_hd | s123 | 6.1445
geo_advanced_hd | s124 | 0.2324
geo_advanced_hd | s125 | 0.025
geo_advanced_hd | s127 | 0
geo_advanced_hd | s128 | 0.76311
geo_advanced_hd | s129 | 0.073701
geo_advanced_hd | s13 | 0.24691
geo_advanced_hd | s130 | 0.27206
geo_advanced_hd | s132 | 15.4406
geo_advanced_hd | s133 | 0.5009
geo_advanced_hd | s134 | 8.6867
geo_advanced_hd | s135 | 3.629
geo_advanced_hd | s136 | 7.6657
geo_advanced_hd | s137 | 1.7433
geo_advanced_hd | s138 | 0.21515
geo_advanced_hd | s139 | 0.6339
geo_advanced_hd | s14 | 0.2246
geo_advanced_hd | s140 | 1.1345
geo_advanced_hd | s141 | 0.39128
geo_advanced_hd | s143 | 5.8159
geo_advanced_hd | s144 | 12.0874
geo_advanced_hd | s146 | 2.126
geo_advanced_hd | s147 | 3.3005
geo_advanced_hd | s148 | 3.6493
geo_advanced_hd | s149 | 4.6719
geo_advanced_hd | s150 | 17.2107
geo_advanced_hd | s151 | 0.044688
geo_advanced_hd | s152 | 3.1549
geo_advanced_hd | s153 | 15.1821
geo_advanced_hd | s154 | 17.7535
geo_advanced_hd | s155 | 4.517
geo_advanced_hd | s156 | 3.4833
geo_advanced_hd | s157 | 11.4629
geo_advanced_hd | s158 | 1.0615
geo_advanced_hd | s159 | 0.62813
geo_advanced_hd | s16 | 6.5057
geo_advanced_hd | s160 | 0.73233
geo_advanced_hd | s162 | 2.2051
geo_advanced_hd | s163 | 8.1517
geo_advanced_hd | s164 | 4.5777
geo_advanced_hd | s165 | 22.9197
geo_advanced_hd | s166 | 29.4316
geo_advanced_hd | s167 | 13.5638
geo_advanced_hd | s168 | 0.54026
geo_advanced_hd | s169 | 9.1551
geo_advanced_hd | s17 | 0.10806
geo_advanced_hd | s170 | 0.28482
geo_advanced_hd | s171 | 31.3087
geo_advanced_hd | s172 | 8.1765
geo_advanced_hd | s174 | 5.9622
geo_advanced_hd | s176 | 4.562
geo_advanced_hd | s177 | 1.6445
geo_advanced_hd | s178 | 2.8867
geo_advanced_hd | s179 | 1.1537
geo_advanced_hd | s18 | 0.44704
geo_advanced_hd | s180 | 9.4984
geo_advanced_hd | s181 | 0.0079
geo_advanced_hd | s182 | 0.0615
geo_advanced_hd | s183 | 0
geo_advanced_hd | s184 | 0.9399
geo_advanced_hd | s185 | 1.5679
geo_advanced_hd | s186 | 4.6852
geo_advanced_hd | s187 | 4.147
geo_advanced_hd | s188 | 3.2497
geo_advanced_hd | s19 | 0.05
geo_advanced_hd | s190 | 0.83436
geo_advanced_hd | s191 | 1.621
geo_advanced_hd | s192 | 0.95125
geo_advanced_hd | s193 | 1.8511
geo_advanced_hd | s194 | 0.78037
geo_advanced_hd | s195 | 0.50362
geo_advanced_hd | s197 | 0.033893
geo_advanced_hd | s198 | 0.14762
geo_advanced_hd | s199 | 5.6579
geo_advanced_hd | s20 | 21.9181
geo_advanced_hd | s200 | 5.0468
geo_advanced_hd | s201 | 0.14118
geo_advanced_hd | s202 | 2.2091
geo_advanced_hd | s203 | 4.6079
geo_advanced_hd | s205 | 2.2955
geo_advanced_hd | s206 | 0.29967
geo_advanced_hd | s207 | 5.2254
geo_advanced_hd | s208 | 6.2536
geo_advanced_hd | s209 | 7.8497
geo_advanced_hd | s21 | 0.11149
geo_advanced_hd | s210 | 6.1754
geo_advanced_hd | s211 | 0.70587
geo_advanced_hd | s212 | 1.3345
geo_advanced_hd | s214 | 4.2457
geo_advanced_hd | s215 | 1.4076
geo_advanced_hd | s216 | 0.83844
geo_advanced_hd | s217 | 0.09122
geo_advanced_hd | s218 | 2.8326
geo_advanced_hd | s219 | 0.48105
geo_advanced_hd | s22 | 2.0287
geo_advanced_hd | s220 | 0.066582
geo_advanced_hd | s221 | 9.7648
geo_advanced_hd | s222 | 0.52925
geo_advanced_hd | s223 | 0.035114
geo_advanced_hd | s224 | 7.4276
geo_advanced_hd | s226 | 2.507
geo_advanced_hd | s227 | 0.0054
geo_advanced_hd | s228 | 3.632
geo_advanced_hd | s230 | 1.187
geo_advanced_hd | s234 | 0.021
geo_advanced_hd | s235 | 0.078991
geo_advanced_hd | s236 | 3.7777
geo_advanced_hd | s24 | 0.1552
geo_advanced_hd | s240 | 0.21243
geo_advanced_hd | s243 | 1.1245
geo_advanced_hd | s244 | 0.88345
geo_advanced_hd | s245 | 0.056036
geo_advanced_hd | s248 | 0.04809
geo_advanced_hd | s249 | 0.45403
geo_advanced_hd | s25 | 3.4008
geo_advanced_hd | s250 | 1.9415
geo_advanced_hd | s252 | 0.79667
geo_advanced_hd | s253 | 0.58864
geo_advanced_hd | s254 | 0.18057
geo_advanced_hd | s255 | 0.4036
geo_advanced_hd | s256 | 0.98004
geo_advanced_hd | s257 | 0.74856
geo_advanced_hd | s259 | 4.391
geo_advanced_hd | s26 | 4.5482
geo_advanced_hd | s260 | 1.0802
geo_advanced_hd | s262 | 6.4623
geo_advanced_hd | s263 | 1.3966
geo_advanced_hd | s265 | 1.5557
geo_advanced_hd | s268 | 0.18151
geo_advanced_hd | s27 | 0.58801
geo_advanced_hd | s274 | 0.14881
geo_advanced_hd | s276 | 0.39051
geo_advanced_hd | s277 | 9.6892
geo_advanced_hd | s279 | 0.94985
geo_advanced_hd | s28 | 1.4711
geo_advanced_hd | s280 | 0.35626
geo_advanced_hd | s281 | 0.0284
geo_advanced_hd | s286 | 1.6679
geo_advanced_hd | s29 | 3.3393
geo_advanced_hd | s290 | 0.11163
geo_advanced_hd | s291 | 0.67125
geo_advanced_hd | s292 | 1.0347
geo_advanced_hd | s293 | 1.4807
geo_advanced_hd | s294 | 6.2364
geo_advanced_hd | s3 | 0.14479
geo_advanced_hd | s30 | 1.0563
geo_advanced_hd | s300 | 0.88255
geo_advanced_hd | s302 | 0.094471
geo_advanced_hd | s304 | 3.7898
geo_advanced_hd | s306 | 0.038345
geo_advanced_hd | s307 | 0.60292
geo_advanced_hd | s31 | 2.5673
geo_advanced_hd | s314 | 4.6538
geo_advanced_hd | s315 | 2.022
geo_advanced_hd | s32 | 0.143
geo_advanced_hd | s320 | 1.9427
geo_advanced_hd | s321 | 1.6018
geo_advanced_hd | s322 | 3.4941
geo_advanced_hd | s323 | 1.675
geo_advanced_hd | s324 | 0.96974
geo_advanced_hd | s325 | 1.0581
geo_advanced_hd | s326 | 0.36265
geo_advanced_hd | s329 | 0.0001
geo_advanced_hd | s33 | 10.4628
geo_advanced_hd | s330 | 0.051638
geo_advanced_hd | s331 | 0.000364
geo_advanced_hd | s332 | 7.5393
geo_advanced_hd | s333 | 1.839
geo_advanced_hd | s334 | 2.0691
geo_advanced_hd | s335 | 4.9135
geo_advanced_hd | s336 | 1.9005
geo_advanced_hd | s337 | 2.3547
geo_advanced_hd | s338 | 5.266
geo_advanced_hd | s339 | 3.2528
geo_advanced_hd | s340 | 0.25526
geo_advanced_hd | s341 | 0.058441
geo_advanced_hd | s342 | 5.5994
geo_advanced_hd | s343 | 0.076545
geo_advanced_hd | s345 | 0.96517
geo_advanced_hd | s346 | 0.57288
geo_advanced_hd | s347 | 0.1592
geo_advanced_hd | s348 | 0.36578
geo_advanced_hd | s349 | 6.1657
geo_advanced_hd | s350 | 0.01
geo_advanced_hd | s351 | 0.40623
geo_advanced_hd | s352 | 0.26482
geo_advanced_hd | s353 | 1.3131
geo_advanced_hd | s354 | 0.090018
geo_advanced_hd | s355 | 1.383
geo_advanced_hd | s356 | 0.86668
geo_advanced_hd | s36 | 0
geo_advanced_hd | s38 | 0
geo_advanced_hd | s4 | 1.7244
geo_advanced_hd | s40 | 0.37813
geo_advanced_hd | s41 | 0.18274
geo_advanced_hd | s42 | 0.003
geo_advanced_hd | s44 | 0.365
geo_advanced_hd | s46 | 2.6108
geo_advanced_hd | s47 | 0.3048
geo_advanced_hd | s48 | 0.08468
geo_advanced_hd | s49 | 0
geo_advanced_hd | s5 | 2.7071
geo_advanced_hd | s50 | 0.256
geo_advanced_hd | s52 | 0
geo_advanced_hd | s53 | 0.5302
geo_advanced_hd | s54 | 0.42738
geo_advanced_hd | s55 | 0.011554
geo_advanced_hd | s57 | 0
geo_advanced_hd | s59 | 0
geo_advanced_hd | s62 | 0.95035
geo_advanced_hd | s63 | 1.4542
geo_advanced_hd | s64 | 1.787
geo_advanced_hd | s65 | 5.0697
geo_advanced_hd | s66 | 0.83768
geo_advanced_hd | s67 | 0.71175
geo_advanced_hd | s68 | 0.47909
geo_advanced_hd | s7 | 0.126
geo_advanced_hd | s70 | 2.0388
geo_advanced_hd | s71 | 8.0227
geo_advanced_hd | s72 | 0.1878
geo_advanced_hd | s73 | 1.3764
geo_advanced_hd | s74 | 25.9495
geo_advanced_hd | s79 | 0.073955
geo_advanced_hd | s8 | 4.12
geo_advanced_hd | s80 | 0.076472
geo_advanced_hd | s81 | 0.031385
geo_advanced_hd | s82 | 0.073143
geo_advanced_hd | s83 | 0
geo_advanced_hd | s84 | 0.0145
geo_advanced_hd | s85 | 5.829
geo_advanced_hd | s86 | 2.4212
geo_advanced_hd | s87 | 11.8627
geo_advanced_hd | s88 | 0
geo_advanced_hd | s9 | 2.8885
geo_advanced_hd | s90 | 0.1
geo_advanced_hd | s92 | 5.4589
geo_advanced_hd | s93 | 15.4177
geo_advanced_hd | s95 | 0.96694
geo_advanced_hd | s96 | 0.26282
geo_advanced_hd | s97 | 0.2988
geo_advanced_hd | s98 | 3.1355
geo_advanced_hd | s99 | 8.9114

## 33_PV Capacity (GW)
scenario | rb | Capacity (GW)
geo_advanced_hd | p1 | 4.1091
geo_advanced_hd | p10 | 57.4147
geo_advanced_hd | p100 | 2.359
geo_advanced_hd | p101 | 48.2111
geo_advanced_hd | p102 | 25.2727
geo_advanced_hd | p103 | 9.1003
geo_advanced_hd | p104 | 4.4485
geo_advanced_hd | p105 | 8.7653
geo_advanced_hd | p106 | 3.6456
geo_advanced_hd | p107 | 6.6617
geo_advanced_hd | p108 | 4.0407
geo_advanced_hd | p109 | 20.7585
geo_advanced_hd | p11 | 11.1658
geo_advanced_hd | p110 | 1.0366
geo_advanced_hd | p111 | 15.9055
geo_advanced_hd | p112 | 17.1969
geo_advanced_hd | p113 | 17.3685
geo_advanced_hd | p114 | 7.2495
geo_advanced_hd | p115 | 1.6796
geo_advanced_hd | p116 | 1.0282
geo_advanced_hd | p117 | 0.79854
geo_advanced_hd | p118 | 6.4403
geo_advanced_hd | p119 | 0.18009
geo_advanced_hd | p12 | 0.89154
geo_advanced_hd | p120 | 0.6031
geo_advanced_hd | p121 | 1.455
geo_advanced_hd | p122 | 9.1715
geo_advanced_hd | p123 | 13.4657
geo_advanced_hd | p124 | 0.027364
geo_advanced_hd | p125 | 0.84394
geo_advanced_hd | p126 | 7.3058
geo_advanced_hd | p127 | 30.0198
geo_advanced_hd | p128 | 2.8869
geo_advanced_hd | p129 | 0.41982
geo_advanced_hd | p13 | 4.3528
geo_advanced_hd | p130 | 1.2321
geo_advanced_hd | p131 | 9.9198
geo_advanced_hd | p132 | 4.6654
geo_advanced_hd | p133 | 1.1453
geo_advanced_hd | p134 | 1.758
geo_advanced_hd | p14 | 0.16073
geo_advanced_hd | p15 | 6.6705
geo_advanced_hd | p16 | 1.0309
geo_advanced_hd | p17 | 0.48867
geo_advanced_hd | p18 | 0.11791
geo_advanced_hd | p19 | 0.003
geo_advanced_hd | p2 | 1.3339
geo_advanced_hd | p20 | 0.14782
geo_advanced_hd | p21 | 0.068455
geo_advanced_hd | p22 | 0.010263
geo_advanced_hd | p23 | 0.07386
geo_advanced_hd | p24 | 0.087636
geo_advanced_hd | p25 | 8.3081
geo_advanced_hd | p26 | 0.39224
geo_advanced_hd | p27 | 7.0438
geo_advanced_hd | p28 | 13.878
geo_advanced_hd | p29 | 0.92072
geo_advanced_hd | p3 | 1.7401
geo_advanced_hd | p30 | 4.6387
geo_advanced_hd | p31 | 1.1379
geo_advanced_hd | p32 | 0.077
geo_advanced_hd | p33 | 9.0446
geo_advanced_hd | p34 | 2.2473
geo_advanced_hd | p35 | 0.17382
geo_advanced_hd | p36 | 0.15471
geo_advanced_hd | p37 | 1.5391
geo_advanced_hd | p38 | 0.53485
geo_advanced_hd | p39 | 0.33674
geo_advanced_hd | p4 | 3.6011
geo_advanced_hd | p40 | 1.4419
geo_advanced_hd | p41 | 5.5765
geo_advanced_hd | p42 | 0.13891
geo_advanced_hd | p43 | 4.7488
geo_advanced_hd | p44 | 0.58
geo_advanced_hd | p45 | 2.8497
geo_advanced_hd | p46 | 2.2754
geo_advanced_hd | p47 | 2.6296
geo_advanced_hd | p48 | 18.9369
geo_advanced_hd | p49 | 0.40197
geo_advanced_hd | p5 | 2.4116
geo_advanced_hd | p50 | 4.8729
geo_advanced_hd | p51 | 4.487
geo_advanced_hd | p52 | 2.0584
geo_advanced_hd | p53 | 7.518
geo_advanced_hd | p54 | 0.79764
geo_advanced_hd | p55 | 1.6321
geo_advanced_hd | p56 | 3.9705
geo_advanced_hd | p57 | 2.2232
geo_advanced_hd | p58 | 12.7523
geo_advanced_hd | p59 | 3.523
geo_advanced_hd | p6 | 4.8207
geo_advanced_hd | p60 | 8.5858
geo_advanced_hd | p61 | 19.226
geo_advanced_hd | p62 | 3.4456
geo_advanced_hd | p63 | 21.256
geo_advanced_hd | p64 | 6.6796
geo_advanced_hd | p65 | 12.5661
geo_advanced_hd | p66 | 10.4659
geo_advanced_hd | p67 | 17.0504
geo_advanced_hd | p68 | 4.6629
geo_advanced_hd | p69 | 0.50687
geo_advanced_hd | p7 | 7.9158
geo_advanced_hd | p70 | 4.5268
geo_advanced_hd | p71 | 0.75038
geo_advanced_hd | p72 | 8.7901
geo_advanced_hd | p73 | 1.1148
geo_advanced_hd | p74 | 0.071636
geo_advanced_hd | p75 | 1.144
geo_advanced_hd | p76 | 6.6135
geo_advanced_hd | p77 | 1.7033
geo_advanced_hd | p78 | 1.8857
geo_advanced_hd | p79 | 4.4584
geo_advanced_hd | p8 | 1.4912
geo_advanced_hd | p80 | 12.2254
geo_advanced_hd | p81 | 1.3436
geo_advanced_hd | p82 | 1.1826
geo_advanced_hd | p83 | 0.70976
geo_advanced_hd | p84 | 0.71347
geo_advanced_hd | p85 | 9.7893
geo_advanced_hd | p86 | 14.0502
geo_advanced_hd | p87 | 9.9396
geo_advanced_hd | p88 | 6.5121
geo_advanced_hd | p89 | 10.2675
geo_advanced_hd | p9 | 33.7435
geo_advanced_hd | p90 | 9.9281
geo_advanced_hd | p91 | 7.7619
geo_advanced_hd | p92 | 27.7318
geo_advanced_hd | p93 | 10.0233
geo_advanced_hd | p94 | 43.4655
geo_advanced_hd | p95 | 4.2821
geo_advanced_hd | p96 | 12.959
geo_advanced_hd | p97 | 30.1366
geo_advanced_hd | p98 | 15.0851
geo_advanced_hd | p99 | 27.3932

## 35_CSP Capacity (GW)
scenario | rb | Capacity (GW)
geo_advanced_hd | p1 | 0
geo_advanced_hd | p10 | 1.5007
geo_advanced_hd | p100 | 0
geo_advanced_hd | p101 | 0
geo_advanced_hd | p102 | 0
geo_advanced_hd | p103 | 0
geo_advanced_hd | p104 | 0
geo_advanced_hd | p105 | 0
geo_advanced_hd | p106 | 0
geo_advanced_hd | p107 | 0
geo_advanced_hd | p108 | 0
geo_advanced_hd | p109 | 0
geo_advanced_hd | p11 | 0
geo_advanced_hd | p110 | 0
geo_advanced_hd | p111 | 0
geo_advanced_hd | p112 | 0
geo_advanced_hd | p113 | 0
geo_advanced_hd | p114 | 0
geo_advanced_hd | p115 | 0
geo_advanced_hd | p116 | 0
geo_advanced_hd | p117 | 0
geo_advanced_hd | p118 | 0
geo_advanced_hd | p119 | 0
geo_advanced_hd | p12 | 0
geo_advanced_hd | p120 | 0
geo_advanced_hd | p121 | 0
geo_advanced_hd | p122 | 0
geo_advanced_hd | p123 | 0
geo_advanced_hd | p124 | 0
geo_advanced_hd | p125 | 0
geo_advanced_hd | p126 | 0
geo_advanced_hd | p127 | 0
geo_advanced_hd | p128 | 0
geo_advanced_hd | p129 | 0
geo_advanced_hd | p13 | 0
geo_advanced_hd | p130 | 0
geo_advanced_hd | p131 | 0
geo_advanced_hd | p132 | 0
geo_advanced_hd | p133 | 0
geo_advanced_hd | p134 | 0
geo_advanced_hd | p14 | 0
geo_advanced_hd | p15 | 0
geo_advanced_hd | p16 | 0
geo_advanced_hd | p17 | 0
geo_advanced_hd | p18 | 0
geo_advanced_hd | p19 | 0
geo_advanced_hd | p2 | 0
geo_advanced_hd | p20 | 0
geo_advanced_hd | p21 | 0
geo_advanced_hd | p22 | 0
geo_advanced_hd | p23 | 0
geo_advanced_hd | p24 | 0
geo_advanced_hd | p25 | 0
geo_advanced_hd | p26 | 0
geo_advanced_hd | p27 | 0
geo_advanced_hd | p28 | 0
geo_advanced_hd | p29 | 0
geo_advanced_hd | p3 | 0
geo_advanced_hd | p30 | 0
geo_advanced_hd | p31 | 0
geo_advanced_hd | p32 | 0
geo_advanced_hd | p33 | 0
geo_advanced_hd | p34 | 0
geo_advanced_hd | p35 | 0
geo_advanced_hd | p36 | 0
geo_advanced_hd | p37 | 0
geo_advanced_hd | p38 | 0
geo_advanced_hd | p39 | 0
geo_advanced_hd | p4 | 0
geo_advanced_hd | p40 | 0
geo_advanced_hd | p41 | 0
geo_advanced_hd | p42 | 0
geo_advanced_hd | p43 | 0
geo_advanced_hd | p44 | 0
geo_advanced_hd | p45 | 0
geo_advanced_hd | p46 | 0
geo_advanced_hd | p47 | 0
geo_advanced_hd | p48 | 0
geo_advanced_hd | p49 | 0
geo_advanced_hd | p5 | 0
geo_advanced_hd | p50 | 0
geo_advanced_hd | p51 | 0
geo_advanced_hd | p52 | 0
geo_advanced_hd | p53 | 0
geo_advanced_hd | p54 | 0
geo_advanced_hd | p55 | 0
geo_advanced_hd | p56 | 0
geo_advanced_hd | p57 | 0
geo_advanced_hd | p58 | 0
geo_advanced_hd | p59 | 0
geo_advanced_hd | p6 | 0
geo_advanced_hd | p60 | 0
geo_advanced_hd | p61 | 0
geo_advanced_hd | p62 | 0
geo_advanced_hd | p63 | 0
geo_advanced_hd | p64 | 0
geo_advanced_hd | p65 | 0
geo_advanced_hd | p66 | 0
geo_advanced_hd | p67 | 0
geo_advanced_hd | p68 | 0
geo_advanced_hd | p69 | 0
geo_advanced_hd | p7 | 0
geo_advanced_hd | p70 | 0
geo_advanced_hd | p71 | 0
geo_advanced_hd | p72 | 0
geo_advanced_hd | p73 | 0
geo_advanced_hd | p74 | 0
geo_advanced_hd | p75 | 0
geo_advanced_hd | p76 | 0
geo_advanced_hd | p77 | 0
geo_advanced_hd | p78 | 0
geo_advanced_hd | p79 | 0
geo_advanced_hd | p8 | 0
geo_advanced_hd | p80 | 0
geo_advanced_hd | p81 | 0
geo_advanced_hd | p82 | 0
geo_advanced_hd | p83 | 0
geo_advanced_hd | p84 | 0
geo_advanced_hd | p85 | 0
geo_advanced_hd | p86 | 0
geo_advanced_hd | p87 | 0
geo_advanced_hd | p88 | 0
geo_advanced_hd | p89 | 0
geo_advanced_hd | p9 | 0.014003
geo_advanced_hd | p90 | 0
geo_advanced_hd | p91 | 0
geo_advanced_hd | p92 | 0
geo_advanced_hd | p93 | 0
geo_advanced_hd | p94 | 0
geo_advanced_hd | p95 | 0
geo_advanced_hd | p96 | 0
geo_advanced_hd | p97 | 0
geo_advanced_hd | p98 | 0
geo_advanced_hd | p99 | 0

## 36_Biopower Capacity (GW)
scenario | rb | Capacity (GW)
geo_advanced_hd | p1 | 0.0099
geo_advanced_hd | p10 | 0.1972
geo_advanced_hd | p100 | 0
geo_advanced_hd | p101 | 0.3565
geo_advanced_hd | p102 | 0.3111
geo_advanced_hd | p103 | 0.1837
geo_advanced_hd | p104 | 0.0086
geo_advanced_hd | p105 | 0.0546
geo_advanced_hd | p106 | 0
geo_advanced_hd | p107 | 0.0022
geo_advanced_hd | p108 | 0
geo_advanced_hd | p109 | 0.0222
geo_advanced_hd | p11 | 0.0182
geo_advanced_hd | p110 | 0
geo_advanced_hd | p111 | 0.0744
geo_advanced_hd | p112 | 0.0108
geo_advanced_hd | p113 | 0
geo_advanced_hd | p114 | 0.0045
geo_advanced_hd | p115 | 0.0048
geo_advanced_hd | p116 | 0
geo_advanced_hd | p117 | 0.0054
geo_advanced_hd | p118 | 0.0118
geo_advanced_hd | p119 | 0
geo_advanced_hd | p12 | 0.0032
geo_advanced_hd | p120 | 0.0208
geo_advanced_hd | p121 | 0.002
geo_advanced_hd | p122 | 0.2935
geo_advanced_hd | p123 | 0.1288
geo_advanced_hd | p124 | 0
geo_advanced_hd | p125 | 0.01
geo_advanced_hd | p126 | 0.1563
geo_advanced_hd | p127 | 0.2403
geo_advanced_hd | p128 | 0.0993
geo_advanced_hd | p129 | 0.0091
geo_advanced_hd | p13 | 0.0066
geo_advanced_hd | p130 | 0.1059
geo_advanced_hd | p131 | 0.2603
geo_advanced_hd | p132 | 0.1991
geo_advanced_hd | p133 | 0.0401
geo_advanced_hd | p134 | 0.0303
geo_advanced_hd | p14 | 0.0032
geo_advanced_hd | p15 | 0.0229
geo_advanced_hd | p16 | 0.005
geo_advanced_hd | p17 | 0.0032
geo_advanced_hd | p18 | 0
geo_advanced_hd | p19 | 0
geo_advanced_hd | p2 | 0.0365
geo_advanced_hd | p20 | 0
geo_advanced_hd | p21 | 0
geo_advanced_hd | p22 | 0
geo_advanced_hd | p23 | 0
geo_advanced_hd | p24 | 0
geo_advanced_hd | p25 | 0.0106
geo_advanced_hd | p26 | 0
geo_advanced_hd | p27 | 0
geo_advanced_hd | p28 | 0.0282
geo_advanced_hd | p29 | 0
geo_advanced_hd | p3 | 0.0227
geo_advanced_hd | p30 | 0
geo_advanced_hd | p31 | 0.0032
geo_advanced_hd | p32 | 0
geo_advanced_hd | p33 | 0.0189
geo_advanced_hd | p34 | 0
geo_advanced_hd | p35 | 0
geo_advanced_hd | p36 | 0
geo_advanced_hd | p37 | 0
geo_advanced_hd | p38 | 0
geo_advanced_hd | p39 | 0
geo_advanced_hd | p4 | 0
geo_advanced_hd | p40 | 0
geo_advanced_hd | p41 | 0.011
geo_advanced_hd | p42 | 0
geo_advanced_hd | p43 | 0.074
geo_advanced_hd | p44 | 0
geo_advanced_hd | p45 | 0.004
geo_advanced_hd | p46 | 0.0083
geo_advanced_hd | p47 | 0
geo_advanced_hd | p48 | 0
geo_advanced_hd | p49 | 0
geo_advanced_hd | p5 | 0.0501
geo_advanced_hd | p50 | 0
geo_advanced_hd | p51 | 0.0056
geo_advanced_hd | p52 | 0
geo_advanced_hd | p53 | 0.009
geo_advanced_hd | p54 | 0.0016
geo_advanced_hd | p55 | 0.003
geo_advanced_hd | p56 | 0.004
geo_advanced_hd | p57 | 0
geo_advanced_hd | p58 | 0
geo_advanced_hd | p59 | 0
geo_advanced_hd | p6 | 0.0156
geo_advanced_hd | p60 | 0
geo_advanced_hd | p61 | 0
geo_advanced_hd | p62 | 0
geo_advanced_hd | p63 | 0.0788
geo_advanced_hd | p64 | 0.008
geo_advanced_hd | p65 | 0.0238
geo_advanced_hd | p66 | 0.1499
geo_advanced_hd | p67 | 0
geo_advanced_hd | p68 | 0
geo_advanced_hd | p69 | 0
geo_advanced_hd | p7 | 0
geo_advanced_hd | p70 | 0.0122
geo_advanced_hd | p71 | 0
geo_advanced_hd | p72 | 0.0057
geo_advanced_hd | p73 | 0
geo_advanced_hd | p74 | 0
geo_advanced_hd | p75 | 0.0559
geo_advanced_hd | p76 | 0.0141
geo_advanced_hd | p77 | 0.0016
geo_advanced_hd | p78 | 0.0094
geo_advanced_hd | p79 | 0.0379
geo_advanced_hd | p8 | 0
geo_advanced_hd | p80 | 0.0756
geo_advanced_hd | p81 | 0
geo_advanced_hd | p82 | 0.0024
geo_advanced_hd | p83 | 0.0073
geo_advanced_hd | p84 | 0.0038
geo_advanced_hd | p85 | 0.0048
geo_advanced_hd | p86 | 0
geo_advanced_hd | p87 | 0
geo_advanced_hd | p88 | 0.0016
geo_advanced_hd | p89 | 0.0064
geo_advanced_hd | p9 | 0.1515
geo_advanced_hd | p90 | 0
geo_advanced_hd | p91 | 0.0178
geo_advanced_hd | p92 | 0.0124
geo_advanced_hd | p93 | 0
geo_advanced_hd | p94 | 0.2887
geo_advanced_hd | p95 | 0.01
geo_advanced_hd | p96 | 0.0851
geo_advanced_hd | p97 | 0.0415
geo_advanced_hd | p98 | 0.0473
geo_advanced_hd | p99 | 0.2176

## 37_Geothermal Capacity (GW)
scenario | rb | Capacity (GW)
geo_advanced_hd | p1 | 0
geo_advanced_hd | p10 | 8.8485
geo_advanced_hd | p100 | 0
geo_advanced_hd | p101 | 0
geo_advanced_hd | p102 | 0
geo_advanced_hd | p103 | 0
geo_advanced_hd | p104 | 0
geo_advanced_hd | p105 | 0
geo_advanced_hd | p106 | 0
geo_advanced_hd | p107 | 0
geo_advanced_hd | p108 | 0
geo_advanced_hd | p109 | 0
geo_advanced_hd | p11 | 0
geo_advanced_hd | p110 | 0
geo_advanced_hd | p111 | 0
geo_advanced_hd | p112 | 0
geo_advanced_hd | p113 | 0
geo_advanced_hd | p114 | 0
geo_advanced_hd | p115 | 0
geo_advanced_hd | p116 | 0
geo_advanced_hd | p117 | 0
geo_advanced_hd | p118 | 0
geo_advanced_hd | p119 | 0
geo_advanced_hd | p12 | 6.6793
geo_advanced_hd | p120 | 0
geo_advanced_hd | p121 | 0
geo_advanced_hd | p122 | 0
geo_advanced_hd | p123 | 0
geo_advanced_hd | p124 | 0
geo_advanced_hd | p125 | 0
geo_advanced_hd | p126 | 0
geo_advanced_hd | p127 | 0
geo_advanced_hd | p128 | 0
geo_advanced_hd | p129 | 0
geo_advanced_hd | p13 | 0
geo_advanced_hd | p130 | 0
geo_advanced_hd | p131 | 0
geo_advanced_hd | p132 | 0
geo_advanced_hd | p133 | 0
geo_advanced_hd | p134 | 0
geo_advanced_hd | p14 | 0
geo_advanced_hd | p15 | 0
geo_advanced_hd | p16 | 0.012
geo_advanced_hd | p17 | 0
geo_advanced_hd | p18 | 0
geo_advanced_hd | p19 | 0
geo_advanced_hd | p2 | 0
geo_advanced_hd | p20 | 0
geo_advanced_hd | p21 | 0
geo_advanced_hd | p22 | 0
geo_advanced_hd | p23 | 0
geo_advanced_hd | p24 | 0
geo_advanced_hd | p25 | 0.29715
geo_advanced_hd | p26 | 0
geo_advanced_hd | p27 | 0
geo_advanced_hd | p28 | 0
geo_advanced_hd | p29 | 0
geo_advanced_hd | p3 | 0
geo_advanced_hd | p30 | 0
geo_advanced_hd | p31 | 0
geo_advanced_hd | p32 | 0
geo_advanced_hd | p33 | 0
geo_advanced_hd | p34 | 0
geo_advanced_hd | p35 | 0
geo_advanced_hd | p36 | 0
geo_advanced_hd | p37 | 0
geo_advanced_hd | p38 | 0
geo_advanced_hd | p39 | 0
geo_advanced_hd | p4 | 0
geo_advanced_hd | p40 | 0
geo_advanced_hd | p41 | 0
geo_advanced_hd | p42 | 0
geo_advanced_hd | p43 | 0
geo_advanced_hd | p44 | 0
geo_advanced_hd | p45 | 0
geo_advanced_hd | p46 | 0
geo_advanced_hd | p47 | 0
geo_advanced_hd | p48 | 0
geo_advanced_hd | p49 | 0
geo_advanced_hd | p5 | 0.55165
geo_advanced_hd | p50 | 0
geo_advanced_hd | p51 | 0
geo_advanced_hd | p52 | 0
geo_advanced_hd | p53 | 0
geo_advanced_hd | p54 | 0
geo_advanced_hd | p55 | 0
geo_advanced_hd | p56 | 0
geo_advanced_hd | p57 | 0
geo_advanced_hd | p58 | 0
geo_advanced_hd | p59 | 0
geo_advanced_hd | p6 | 0
geo_advanced_hd | p60 | 0
geo_advanced_hd | p61 | 0
geo_advanced_hd | p62 | 0
geo_advanced_hd | p63 | 0
geo_advanced_hd | p64 | 0
geo_advanced_hd | p65 | 0
geo_advanced_hd | p66 | 0
geo_advanced_hd | p67 | 0
geo_advanced_hd | p68 | 0
geo_advanced_hd | p69 | 0
geo_advanced_hd | p7 | 0
geo_advanced_hd | p70 | 0
geo_advanced_hd | p71 | 0
geo_advanced_hd | p72 | 0
geo_advanced_hd | p73 | 0
geo_advanced_hd | p74 | 0
geo_advanced_hd | p75 | 0
geo_advanced_hd | p76 | 0
geo_advanced_hd | p77 | 0
geo_advanced_hd | p78 | 0
geo_advanced_hd | p79 | 0
geo_advanced_hd | p8 | 0.70701
geo_advanced_hd | p80 | 0
geo_advanced_hd | p81 | 0
geo_advanced_hd | p82 | 0
geo_advanced_hd | p83 | 0
geo_advanced_hd | p84 | 0
geo_advanced_hd | p85 | 0
geo_advanced_hd | p86 | 0
geo_advanced_hd | p87 | 0
geo_advanced_hd | p88 | 0
geo_advanced_hd | p89 | 0
geo_advanced_hd | p9 | 3.2899
geo_advanced_hd | p90 | 0
geo_advanced_hd | p91 | 0
geo_advanced_hd | p92 | 0
geo_advanced_hd | p93 | 0
geo_advanced_hd | p94 | 0
geo_advanced_hd | p95 | 0
geo_advanced_hd | p96 | 0
geo_advanced_hd | p97 | 0
geo_advanced_hd | p98 | 0
geo_advanced_hd | p99 | 0

## 38_Hydro and Canadian Import Ca
scenario | rb | Capacity (GW)
geo_advanced_hd | p1 | 3.5626
geo_advanced_hd | p10 | 1.1575
geo_advanced_hd | p100 | 0.0024
geo_advanced_hd | p101 | 0.0575
geo_advanced_hd | p102 | 0
geo_advanced_hd | p103 | 0.56763
geo_advanced_hd | p104 | 0.0098
geo_advanced_hd | p105 | 0.0154
geo_advanced_hd | p106 | 0
geo_advanced_hd | p107 | 0.0508
geo_advanced_hd | p108 | 0
geo_advanced_hd | p109 | 0.3071
geo_advanced_hd | p11 | 0.0169
geo_advanced_hd | p110 | 0.0879
geo_advanced_hd | p111 | 0
geo_advanced_hd | p112 | 0.0999
geo_advanced_hd | p113 | 0
geo_advanced_hd | p114 | 0.002
geo_advanced_hd | p115 | 0.1551
geo_advanced_hd | p116 | 0.1903
geo_advanced_hd | p117 | 0.0575
geo_advanced_hd | p118 | 0.1856
geo_advanced_hd | p119 | 0
geo_advanced_hd | p12 | 0.0123
geo_advanced_hd | p120 | 0
geo_advanced_hd | p121 | 0.018
geo_advanced_hd | p122 | 0.7876
geo_advanced_hd | p123 | 0.625
geo_advanced_hd | p124 | 0
geo_advanced_hd | p125 | 0
geo_advanced_hd | p126 | 0.0123
geo_advanced_hd | p127 | 7.9531
geo_advanced_hd | p128 | 0
geo_advanced_hd | p129 | 2.8067
geo_advanced_hd | p13 | 1.0394
geo_advanced_hd | p130 | 0.5075
geo_advanced_hd | p131 | 0.2668
geo_advanced_hd | p132 | 0.1222
geo_advanced_hd | p133 | 0.0027
geo_advanced_hd | p134 | 0.95101
geo_advanced_hd | p14 | 0.3385
geo_advanced_hd | p15 | 1.9027
geo_advanced_hd | p16 | 0.6208
geo_advanced_hd | p17 | 1.9603
geo_advanced_hd | p18 | 0.79724
geo_advanced_hd | p19 | 0.218
geo_advanced_hd | p2 | 3.3441
geo_advanced_hd | p20 | 0
geo_advanced_hd | p21 | 0.0663
geo_advanced_hd | p22 | 0
geo_advanced_hd | p23 | 0
geo_advanced_hd | p24 | 0.2408
geo_advanced_hd | p25 | 0.0865
geo_advanced_hd | p26 | 0.1837
geo_advanced_hd | p27 | 1.2945
geo_advanced_hd | p28 | 1.9434
geo_advanced_hd | p29 | 0
geo_advanced_hd | p3 | 3.1418
geo_advanced_hd | p30 | 0
geo_advanced_hd | p31 | 0.0827
geo_advanced_hd | p32 | 0.004
geo_advanced_hd | p33 | 0.3064
geo_advanced_hd | p34 | 0.3882
geo_advanced_hd | p35 | 0
geo_advanced_hd | p36 | 0.049
geo_advanced_hd | p37 | 1.8767
geo_advanced_hd | p38 | 1.723
geo_advanced_hd | p39 | 0.041
geo_advanced_hd | p4 | 14.4907
geo_advanced_hd | p40 | 0.2399
geo_advanced_hd | p41 | 0
geo_advanced_hd | p42 | 1.3672
geo_advanced_hd | p43 | 0.188
geo_advanced_hd | p44 | 0.0019
geo_advanced_hd | p45 | 0
geo_advanced_hd | p46 | 0.1675
geo_advanced_hd | p47 | 0
geo_advanced_hd | p48 | 0
geo_advanced_hd | p49 | 0
geo_advanced_hd | p5 | 7.9821
geo_advanced_hd | p50 | 0.4049
geo_advanced_hd | p51 | 0.4569
geo_advanced_hd | p52 | 0
geo_advanced_hd | p53 | 0.007
geo_advanced_hd | p54 | 0
geo_advanced_hd | p55 | 0.2865
geo_advanced_hd | p56 | 0.4162
geo_advanced_hd | p57 | 0
geo_advanced_hd | p58 | 0.192
geo_advanced_hd | p59 | 0
geo_advanced_hd | p6 | 0.4273
geo_advanced_hd | p60 | 0
geo_advanced_hd | p61 | 0.058
geo_advanced_hd | p62 | 0
geo_advanced_hd | p63 | 0.158
geo_advanced_hd | p64 | 0.3102
geo_advanced_hd | p65 | 0.0365
geo_advanced_hd | p66 | 0.1661
geo_advanced_hd | p67 | 0
geo_advanced_hd | p68 | 0.0066
geo_advanced_hd | p69 | 0
geo_advanced_hd | p7 | 0.2502
geo_advanced_hd | p70 | 0.2195
geo_advanced_hd | p71 | 0.027
geo_advanced_hd | p72 | 0.255
geo_advanced_hd | p73 | 0
geo_advanced_hd | p74 | 0.1183
geo_advanced_hd | p75 | 0.1053
geo_advanced_hd | p76 | 0.0813
geo_advanced_hd | p77 | 0.0386
geo_advanced_hd | p78 | 0
geo_advanced_hd | p79 | 0
geo_advanced_hd | p8 | 0.1176
geo_advanced_hd | p80 | 0.0389
geo_advanced_hd | p81 | 0.0044
geo_advanced_hd | p82 | 0
geo_advanced_hd | p83 | 0
geo_advanced_hd | p84 | 0.003
geo_advanced_hd | p85 | 0.8846
geo_advanced_hd | p86 | 0
geo_advanced_hd | p87 | 0
geo_advanced_hd | p88 | 0
geo_advanced_hd | p89 | 1.7144
geo_advanced_hd | p9 | 11.3467
geo_advanced_hd | p90 | 1.7566
geo_advanced_hd | p91 | 0
geo_advanced_hd | p92 | 2.7672
geo_advanced_hd | p93 | 0.7634
geo_advanced_hd | p94 | 2.0551
geo_advanced_hd | p95 | 0.4504
geo_advanced_hd | p96 | 0.9163
geo_advanced_hd | p97 | 1.5892
geo_advanced_hd | p98 | 0.5747
geo_advanced_hd | p99 | 0.7311

## 39_Pumped-hydro Capacity (GW)
scenario | rb | Capacity (GW)
geo_advanced_hd | p1 | 0
geo_advanced_hd | p10 | 2.9906
geo_advanced_hd | p100 | 0
geo_advanced_hd | p101 | 0
geo_advanced_hd | p102 | 0
geo_advanced_hd | p103 | 2.235
geo_advanced_hd | p104 | 0
geo_advanced_hd | p105 | 0
geo_advanced_hd | p106 | 0
geo_advanced_hd | p107 | 0
geo_advanced_hd | p108 | 0
geo_advanced_hd | p109 | 0
geo_advanced_hd | p11 | 0.042
geo_advanced_hd | p110 | 0
geo_advanced_hd | p111 | 0
geo_advanced_hd | p112 | 0
geo_advanced_hd | p113 | 0
geo_advanced_hd | p114 | 0
geo_advanced_hd | p115 | 0
geo_advanced_hd | p116 | 0
geo_advanced_hd | p117 | 0
geo_advanced_hd | p118 | 0
geo_advanced_hd | p119 | 0
geo_advanced_hd | p12 | 0
geo_advanced_hd | p120 | 0
geo_advanced_hd | p121 | 0
geo_advanced_hd | p122 | 1.572
geo_advanced_hd | p123 | 0
geo_advanced_hd | p124 | 0
geo_advanced_hd | p125 | 0
geo_advanced_hd | p126 | 0.42
geo_advanced_hd | p127 | 1.4271
geo_advanced_hd | p128 | 0
geo_advanced_hd | p129 | 0
geo_advanced_hd | p13 | 0
geo_advanced_hd | p130 | 0
geo_advanced_hd | p131 | 1.768
geo_advanced_hd | p132 | 0
geo_advanced_hd | p133 | 0
geo_advanced_hd | p134 | 0
geo_advanced_hd | p14 | 0
geo_advanced_hd | p15 | 0
geo_advanced_hd | p16 | 0
geo_advanced_hd | p17 | 0
geo_advanced_hd | p18 | 0
geo_advanced_hd | p19 | 0
geo_advanced_hd | p2 | 0
geo_advanced_hd | p20 | 0
geo_advanced_hd | p21 | 0
geo_advanced_hd | p22 | 0
geo_advanced_hd | p23 | 0
geo_advanced_hd | p24 | 0
geo_advanced_hd | p25 | 0.86011
geo_advanced_hd | p26 | 0
geo_advanced_hd | p27 | 1.4482
geo_advanced_hd | p28 | 0.2163
geo_advanced_hd | p29 | 0
geo_advanced_hd | p3 | 0
geo_advanced_hd | p30 | 0
geo_advanced_hd | p31 | 0
geo_advanced_hd | p32 | 0
geo_advanced_hd | p33 | 0.5808
geo_advanced_hd | p34 | 0
geo_advanced_hd | p35 | 0
geo_advanced_hd | p36 | 0
geo_advanced_hd | p37 | 0
geo_advanced_hd | p38 | 0
geo_advanced_hd | p39 | 0
geo_advanced_hd | p4 | 0.314
geo_advanced_hd | p40 | 0
geo_advanced_hd | p41 | 0
geo_advanced_hd | p42 | 0
geo_advanced_hd | p43 | 0
geo_advanced_hd | p44 | 0
geo_advanced_hd | p45 | 0
geo_advanced_hd | p46 | 0
geo_advanced_hd | p47 | 0
geo_advanced_hd | p48 | 0
geo_advanced_hd | p49 | 0
geo_advanced_hd | p5 | 0
geo_advanced_hd | p50 | 0
geo_advanced_hd | p51 | 0.258
geo_advanced_hd | p52 | 0
geo_advanced_hd | p53 | 0
geo_advanced_hd | p54 | 0
geo_advanced_hd | p55 | 0.186
geo_advanced_hd | p56 | 0
geo_advanced_hd | p57 | 0
geo_advanced_hd | p58 | 0
geo_advanced_hd | p59 | 0
geo_advanced_hd | p6 | 0
geo_advanced_hd | p60 | 0
geo_advanced_hd | p61 | 0
geo_advanced_hd | p62 | 0
geo_advanced_hd | p63 | 0
geo_advanced_hd | p64 | 0.005
geo_advanced_hd | p65 | 0
geo_advanced_hd | p66 | 0
geo_advanced_hd | p67 | 0
geo_advanced_hd | p68 | 0
geo_advanced_hd | p69 | 0
geo_advanced_hd | p7 | 0
geo_advanced_hd | p70 | 0
geo_advanced_hd | p71 | 0.031
geo_advanced_hd | p72 | 0
geo_advanced_hd | p73 | 0.44
geo_advanced_hd | p74 | 0
geo_advanced_hd | p75 | 0
geo_advanced_hd | p76 | 0
geo_advanced_hd | p77 | 0
geo_advanced_hd | p78 | 0
geo_advanced_hd | p79 | 0
geo_advanced_hd | p8 | 0
geo_advanced_hd | p80 | 0
geo_advanced_hd | p81 | 0
geo_advanced_hd | p82 | 0
geo_advanced_hd | p83 | 0
geo_advanced_hd | p84 | 0
geo_advanced_hd | p85 | 0.03
geo_advanced_hd | p86 | 0
geo_advanced_hd | p87 | 0
geo_advanced_hd | p88 | 0
geo_advanced_hd | p89 | 0
geo_advanced_hd | p9 | 8.7077
geo_advanced_hd | p90 | 0
geo_advanced_hd | p91 | 0
geo_advanced_hd | p92 | 1.6163
geo_advanced_hd | p93 | 0
geo_advanced_hd | p94 | 1.8974
geo_advanced_hd | p95 | 2.22
geo_advanced_hd | p96 | 0.576
geo_advanced_hd | p97 | 0.086
geo_advanced_hd | p98 | 0
geo_advanced_hd | p99 | 3.6397

## 40_Battery Storage Capacity (GW
scenario | rb | Capacity (GW)
geo_advanced_hd | p1 | 4.7867
geo_advanced_hd | p10 | 31.9886
geo_advanced_hd | p100 | 2.2261
geo_advanced_hd | p101 | 18.5355
geo_advanced_hd | p102 | 11.9891
geo_advanced_hd | p103 | 1.6064
geo_advanced_hd | p104 | 0.051234
geo_advanced_hd | p105 | 0.57298
geo_advanced_hd | p106 | 0.034596
geo_advanced_hd | p107 | 0.00024046
geo_advanced_hd | p108 | 0
geo_advanced_hd | p109 | 1.3915
geo_advanced_hd | p11 | 0.3643
geo_advanced_hd | p110 | 0.25749
geo_advanced_hd | p111 | 6.2911
geo_advanced_hd | p112 | 0.00017505
geo_advanced_hd | p113 | 0
geo_advanced_hd | p114 | 0
geo_advanced_hd | p115 | 0.47122
geo_advanced_hd | p116 | 0.67947
geo_advanced_hd | p117 | 0.032689
geo_advanced_hd | p118 | 1.8856
geo_advanced_hd | p119 | 0.057792
geo_advanced_hd | p12 | 1.3236
geo_advanced_hd | p120 | 0.00077776
geo_advanced_hd | p121 | 0.149
geo_advanced_hd | p122 | 0
geo_advanced_hd | p123 | 11.5091
geo_advanced_hd | p124 | 0.027723
geo_advanced_hd | p125 | 0.29921
geo_advanced_hd | p126 | 1.9799
geo_advanced_hd | p127 | 12.2335
geo_advanced_hd | p128 | 0.75458
geo_advanced_hd | p129 | 0.00032568
geo_advanced_hd | p13 | 5.6351
geo_advanced_hd | p130 | 0
geo_advanced_hd | p131 | 7.9156
geo_advanced_hd | p132 | 1.3176
geo_advanced_hd | p133 | 0.18454
geo_advanced_hd | p134 | 0.85766
geo_advanced_hd | p14 | 0
geo_advanced_hd | p15 | 0
geo_advanced_hd | p16 | 0
geo_advanced_hd | p17 | 0.0324
geo_advanced_hd | p18 | 0
geo_advanced_hd | p19 | 0
geo_advanced_hd | p2 | 0
geo_advanced_hd | p20 | 0
geo_advanced_hd | p21 | 0
geo_advanced_hd | p22 | 0.0034332
geo_advanced_hd | p23 | 0
geo_advanced_hd | p24 | 0
geo_advanced_hd | p25 | 6.8287
geo_advanced_hd | p26 | 0.24799
geo_advanced_hd | p27 | 1.4211
geo_advanced_hd | p28 | 9.148
geo_advanced_hd | p29 | 0.58844
geo_advanced_hd | p3 | 0
geo_advanced_hd | p30 | 0.021875
geo_advanced_hd | p31 | 0.0082533
geo_advanced_hd | p32 | 0.053671
geo_advanced_hd | p33 | 4.6149
geo_advanced_hd | p34 | 0
geo_advanced_hd | p35 | 0.0034457
geo_advanced_hd | p36 | 0
geo_advanced_hd | p37 | 0.11259
geo_advanced_hd | p38 | 0
geo_advanced_hd | p39 | 0.10815
geo_advanced_hd | p4 | 0
geo_advanced_hd | p40 | 0.72478
geo_advanced_hd | p41 | 3.1114
geo_advanced_hd | p42 | 0
geo_advanced_hd | p43 | 1.9329
geo_advanced_hd | p44 | 0
geo_advanced_hd | p45 | 0
geo_advanced_hd | p46 | 0.013199
geo_advanced_hd | p47 | 0
geo_advanced_hd | p48 | 4.5327
geo_advanced_hd | p49 | 0.038799
geo_advanced_hd | p5 | 3.1024
geo_advanced_hd | p50 | 0.0082802
geo_advanced_hd | p51 | 0.016053
geo_advanced_hd | p52 | 0
geo_advanced_hd | p53 | 0.79343
geo_advanced_hd | p54 | 0.32158
geo_advanced_hd | p55 | 0.32952
geo_advanced_hd | p56 | 0.092537
geo_advanced_hd | p57 | 2.3006
geo_advanced_hd | p58 | 9.7
geo_advanced_hd | p59 | 3.1405
geo_advanced_hd | p6 | 1.2702
geo_advanced_hd | p60 | 0.5679
geo_advanced_hd | p61 | 1.0292
geo_advanced_hd | p62 | 0.013202
geo_advanced_hd | p63 | 8.627
geo_advanced_hd | p64 | 0.076767
geo_advanced_hd | p65 | 0.00033446
geo_advanced_hd | p66 | 9.9078
geo_advanced_hd | p67 | 13.503
geo_advanced_hd | p68 | 0
geo_advanced_hd | p69 | 0.065785
geo_advanced_hd | p7 | 5.3513
geo_advanced_hd | p70 | 0.049426
geo_advanced_hd | p71 | 0
geo_advanced_hd | p72 | 8.9448
geo_advanced_hd | p73 | 0
geo_advanced_hd | p74 | 0
geo_advanced_hd | p75 | 0
geo_advanced_hd | p76 | 2.0672
geo_advanced_hd | p77 | 0
geo_advanced_hd | p78 | 0.21928
geo_advanced_hd | p79 | 0.31752
geo_advanced_hd | p8 | 0.28906
geo_advanced_hd | p80 | 3.5133
geo_advanced_hd | p81 | 0.097224
geo_advanced_hd | p82 | 0.046315
geo_advanced_hd | p83 | 2.7625e-05
geo_advanced_hd | p84 | 0.0038842
geo_advanced_hd | p85 | 0
geo_advanced_hd | p86 | 2.5481
geo_advanced_hd | p87 | 0
geo_advanced_hd | p88 | 0.013506
geo_advanced_hd | p89 | 0.11759
geo_advanced_hd | p9 | 7.7697
geo_advanced_hd | p90 | 0
geo_advanced_hd | p91 | 0
geo_advanced_hd | p92 | 1.1978
geo_advanced_hd | p93 | 0
geo_advanced_hd | p94 | 29.6628
geo_advanced_hd | p95 | 0
geo_advanced_hd | p96 | 4.7459
geo_advanced_hd | p97 | 10.2593
geo_advanced_hd | p98 | 2.9039
geo_advanced_hd | p99 | 32.3281

## 41_Capacity Factor - Generation
tech | scenario | year | CF
nuclear | geo_advanced_hd | 2010 | 0.91871
nuclear | geo_advanced_hd | 2012 | 0.91846
nuclear | geo_advanced_hd | 2014 | 0.91891
nuclear | geo_advanced_hd | 2016 | 0.91811
nuclear | geo_advanced_hd | 2018 | 0.91814
nuclear | geo_advanced_hd | 2020 | 0.9179
nuclear | geo_advanced_hd | 2022 | 0.91792
nuclear | geo_advanced_hd | 2024 | 0.91013
nuclear | geo_advanced_hd | 2026 | 0.91147
nuclear | geo_advanced_hd | 2028 | 0.89856
nuclear | geo_advanced_hd | 2030 | 0.87717
nuclear | geo_advanced_hd | 2032 | 0.87712
nuclear | geo_advanced_hd | 2034 | 0.88575
nuclear | geo_advanced_hd | 2036 | 0.88517
nuclear | geo_advanced_hd | 2038 | 0.88492
nuclear | geo_advanced_hd | 2040 | 0.8898
nuclear | geo_advanced_hd | 2042 | 0.90001
nuclear | geo_advanced_hd | 2044 | 0.90627
nuclear | geo_advanced_hd | 2046 | 0.90826
nuclear | geo_advanced_hd | 2048 | 0.91047
nuclear | geo_advanced_hd | 2050 | 0.91193
coal | geo_advanced_hd | 2010 | 0.71396
coal | geo_advanced_hd | 2012 | 0.47337
coal | geo_advanced_hd | 2014 | 0.6852
coal | geo_advanced_hd | 2016 | 0.4149
coal | geo_advanced_hd | 2018 | 0.45491
coal | geo_advanced_hd | 2020 | 0.33935
coal | geo_advanced_hd | 2022 | 0.52741
coal | geo_advanced_hd | 2024 | 0.26872
coal | geo_advanced_hd | 2026 | 0.18204
coal | geo_advanced_hd | 2028 | 0.091997
coal | geo_advanced_hd | 2030 | 0.080556
coal | geo_advanced_hd | 2032 | 0.084405
coal | geo_advanced_hd | 2034 | 0.080422
coal | geo_advanced_hd | 2036 | 0.073549
coal | geo_advanced_hd | 2038 | 0.066639
coal | geo_advanced_hd | 2040 | 0.071188
coal | geo_advanced_hd | 2042 | 0.08732
coal | geo_advanced_hd | 2044 | 0.098976
coal | geo_advanced_hd | 2046 | 0.11654
coal | geo_advanced_hd | 2048 | 0.16493
coal | geo_advanced_hd | 2050 | 0.20811
gas-cc | geo_advanced_hd | 2010 | 0.40915
gas-cc | geo_advanced_hd | 2012 | 0.63416
gas-cc | geo_advanced_hd | 2014 | 0.3945
gas-cc | geo_advanced_hd | 2016 | 0.66021
gas-cc | geo_advanced_hd | 2018 | 0.56823
gas-cc | geo_advanced_hd | 2020 | 0.66342
gas-cc | geo_advanced_hd | 2022 | 0.46675
gas-cc | geo_advanced_hd | 2024 | 0.45155
gas-cc | geo_advanced_hd | 2026 | 0.39101
gas-cc | geo_advanced_hd | 2028 | 0.31841
gas-cc | geo_advanced_hd | 2030 | 0.23298
gas-cc | geo_advanced_hd | 2032 | 0.21355
gas-cc | geo_advanced_hd | 2034 | 0.18233
gas-cc | geo_advanced_hd | 2036 | 0.18206
gas-cc | geo_advanced_hd | 2038 | 0.18787
gas-cc | geo_advanced_hd | 2040 | 0.19945
gas-cc | geo_advanced_hd | 2042 | 0.25251
gas-cc | geo_advanced_hd | 2044 | 0.28418
gas-cc | geo_advanced_hd | 2046 | 0.32457
gas-cc | geo_advanced_hd | 2048 | 0.35409
gas-cc | geo_advanced_hd | 2050 | 0.36933
gas-cc-ccs_mod_upgrade | geo_advanced_hd | 2028 | 0.87612
gas-cc-ccs_mod_upgrade | geo_advanced_hd | 2030 | 0.87612
gas-cc-ccs_mod_upgrade | geo_advanced_hd | 2032 | 0.87586
gas-cc-ccs_mod_upgrade | geo_advanced_hd | 2034 | 0.87612
gas-cc-ccs_mod_upgrade | geo_advanced_hd | 2036 | 0.87611
gas-cc-ccs_mod_upgrade | geo_advanced_hd | 2038 | 0.87612
gas-cc-ccs_mod_upgrade | geo_advanced_hd | 2040 | 0.06
gas-cc-ccs_mod_upgrade | geo_advanced_hd | 2042 | 0.06
gas-cc-ccs_mod_upgrade | geo_advanced_hd | 2044 | 0.10489
gas-cc-ccs_mod_upgrade | geo_advanced_hd | 2046 | 0.10489
gas-cc-ccs_mod_upgrade | geo_advanced_hd | 2048 | 0.10489
gas-cc-ccs_mod_upgrade | geo_advanced_hd | 2050 | 0.10489
gas-ct | geo_advanced_hd | 2010 | 0.06
gas-ct | geo_advanced_hd | 2012 | 0.06
gas-ct | geo_advanced_hd | 2014 | 0.060187
gas-ct | geo_advanced_hd | 2016 | 0.062197
gas-ct | geo_advanced_hd | 2018 | 0.061583
gas-ct | geo_advanced_hd | 2020 | 0.070106
gas-ct | geo_advanced_hd | 2022 | 0.06
gas-ct | geo_advanced_hd | 2024 | 0.06
gas-ct | geo_advanced_hd | 2026 | 0.06
gas-ct | geo_advanced_hd | 2028 | 0.06
gas-ct | geo_advanced_hd | 2030 | 0.06
gas-ct | geo_advanced_hd | 2032 | 0.06
gas-ct | geo_advanced_hd | 2034 | 0.06
gas-ct | geo_advanced_hd | 2036 | 0.06
gas-ct | geo_advanced_hd | 2038 | 0.06
gas-ct | geo_advanced_hd | 2040 | 0.06
gas-ct | geo_advanced_hd | 2042 | 0.06
gas-ct | geo_advanced_hd | 2044 | 0.06
gas-ct | geo_advanced_hd | 2046 | 0.06
gas-ct | geo_advanced_hd | 2048 | 0.06
gas-ct | geo_advanced_hd | 2050 | 0.06
o-g-s | geo_advanced_hd | 2010 | 0.0638
o-g-s | geo_advanced_hd | 2012 | 0.063366
o-g-s | geo_advanced_hd | 2014 | 0.064653
o-g-s | geo_advanced_hd | 2016 | 0.077264
o-g-s | geo_advanced_hd | 2018 | 0.06366
o-g-s | geo_advanced_hd | 2020 | 0.094379
o-g-s | geo_advanced_hd | 2022 | 0.06
o-g-s | geo_advanced_hd | 2024 | 0.06
o-g-s | geo_advanced_hd | 2026 | 0.06
o-g-s | geo_advanced_hd | 2028 | 0.06
o-g-s | geo_advanced_hd | 2030 | 0.06
o-g-s | geo_advanced_hd | 2032 | 0.06
o-g-s | geo_advanced_hd | 2034 | 0.06
o-g-s | geo_advanced_hd | 2036 | 0.06
o-g-s | geo_advanced_hd | 2038 | 0.06
o-g-s | geo_advanced_hd | 2040 | 0.06
o-g-s | geo_advanced_hd | 2042 | 0.06
o-g-s | geo_advanced_hd | 2044 | 0.06
o-g-s | geo_advanced_hd | 2046 | 0.06
o-g-s | geo_advanced_hd | 2048 | 0.06
o-g-s | geo_advanced_hd | 2050 | 0.06
hydro | geo_advanced_hd | 2010 | 0.38664
hydro | geo_advanced_hd | 2012 | 0.39881
hydro | geo_advanced_hd | 2014 | 0.37773
hydro | geo_advanced_hd | 2016 | 0.38584
hydro | geo_advanced_hd | 2018 | 0.41396
hydro | geo_advanced_hd | 2020 | 0.40857
hydro | geo_advanced_hd | 2022 | 0.40994
hydro | geo_advanced_hd | 2024 | 0.41005
hydro | geo_advanced_hd | 2026 | 0.41114
hydro | geo_advanced_hd | 2028 | 0.41019
hydro | geo_advanced_hd | 2030 | 0.40488
hydro | geo_advanced_hd | 2032 | 0.40649
hydro | geo_advanced_hd | 2034 | 0.39963
hydro | geo_advanced_hd | 2036 | 0.39533
hydro | geo_advanced_hd | 2038 | 0.3892
hydro | geo_advanced_hd | 2040 | 0.38914
hydro | geo_advanced_hd | 2042 | 0.40222
hydro | geo_advanced_hd | 2044 | 0.40385
hydro | geo_advanced_hd | 2046 | 0.40684
hydro | geo_advanced_hd | 2048 | 0.40925
hydro | geo_advanced_hd | 2050 | 0.40915
geothermal | geo_advanced_hd | 2010 | 0.062212
geothermal | geo_advanced_hd | 2012 | 0.099983
geothermal | geo_advanced_hd | 2014 | 0.12206
geothermal | geo_advanced_hd | 2016 | 0.13439
geothermal | geo_advanced_hd | 2018 | 0.14872
geothermal | geo_advanced_hd | 2020 | 0.34894
geothermal | geo_advanced_hd | 2022 | 0.35388
geothermal | geo_advanced_hd | 2024 | 0.35388
geothermal | geo_advanced_hd | 2026 | 0.35388
geothermal | geo_advanced_hd | 2028 | 0.55184
geothermal | geo_advanced_hd | 2030 | 0.55184
geothermal | geo_advanced_hd | 2032 | 0.55148
geothermal | geo_advanced_hd | 2034 | 0.60814
geothermal | geo_advanced_hd | 2036 | 0.60355
geothermal | geo_advanced_hd | 2038 | 0.61819
geothermal | geo_advanced_hd | 2040 | 0.65648
geothermal | geo_advanced_hd | 2042 | 0.70551
geothermal | geo_advanced_hd | 2044 | 0.71833
geothermal | geo_advanced_hd | 2046 | 0.72434
geothermal | geo_advanced_hd | 2048 | 0.73188
geothermal | geo_advanced_hd | 2050 | 0.74648
biopower | geo_advanced_hd | 2010 | 0.13632
biopower | geo_advanced_hd | 2012 | 0.07767
biopower | geo_advanced_hd | 2014 | 0.17593
biopower | geo_advanced_hd | 2016 | 0.11371
biopower | geo_advanced_hd | 2018 | 0.13352
biopower | geo_advanced_hd | 2020 | 0.16178
biopower | geo_advanced_hd | 2022 | 0.21377
biopower | geo_advanced_hd | 2024 | 0.063046
biopower | geo_advanced_hd | 2026 | 0.06
biopower | geo_advanced_hd | 2028 | 0.06
biopower | geo_advanced_hd | 2030 | 0.06
biopower | geo_advanced_hd | 2032 | 0.06
biopower | geo_advanced_hd | 2034 | 0.06
biopower | geo_advanced_hd | 2036 | 0.06
biopower | geo_advanced_hd | 2038 | 0.06
biopower | geo_advanced_hd | 2040 | 0.06
biopower | geo_advanced_hd | 2042 | 0.065863
biopower | geo_advanced_hd | 2044 | 0.092197
biopower | geo_advanced_hd | 2046 | 0.086404
biopower | geo_advanced_hd | 2048 | 0.086418
biopower | geo_advanced_hd | 2050 | 0.080421
lfill-gas | geo_advanced_hd | 2010 | 0.52406
lfill-gas | geo_advanced_hd | 2012 | 0.52364
lfill-gas | geo_advanced_hd | 2014 | 0.52406
lfill-gas | geo_advanced_hd | 2016 | 0.52221
lfill-gas | geo_advanced_hd | 2018 | 0.52222
lfill-gas | geo_advanced_hd | 2020 | 0.51503
lfill-gas | geo_advanced_hd | 2022 | 0.52221
lfill-gas | geo_advanced_hd | 2024 | 0.50776
lfill-gas | geo_advanced_hd | 2026 | 0.50605
lfill-gas | geo_advanced_hd | 2028 | 0.49587
lfill-gas | geo_advanced_hd | 2030 | 0.48761
lfill-gas | geo_advanced_hd | 2032 | 0.48422
lfill-gas | geo_advanced_hd | 2034 | 0.48872
lfill-gas | geo_advanced_hd | 2036 | 0.48975
lfill-gas | geo_advanced_hd | 2038 | 0.48908
lfill-gas | geo_advanced_hd | 2040 | 0.49076
lfill-gas | geo_advanced_hd | 2042 | 0.49439
lfill-gas | geo_advanced_hd | 2044 | 0.49718
lfill-gas | geo_advanced_hd | 2046 | 0.49845
lfill-gas | geo_advanced_hd | 2048 | 0.50382
lfill-gas | geo_advanced_hd | 2050 | 0.50156
wind-ons | geo_advanced_hd | 2010 | 0.32427
wind-ons | geo_advanced_hd | 2012 | 0.34193
wind-ons | geo_advanced_hd | 2014 | 0.34725
wind-ons | geo_advanced_hd | 2016 | 0.36237
wind-ons | geo_advanced_hd | 2018 | 0.36592
wind-ons | geo_advanced_hd | 2020 | 0.37806
wind-ons | geo_advanced_hd | 2022 | 0.33126
wind-ons | geo_advanced_hd | 2024 | 0.40765
wind-ons | geo_advanced_hd | 2026 | 0.40893
wind-ons | geo_advanced_hd | 2028 | 0.412
wind-ons | geo_advanced_hd | 2030 | 0.41483
wind-ons | geo_advanced_hd | 2032 | 0.41411
wind-ons | geo_advanced_hd | 2034 | 0.41282
wind-ons | geo_advanced_hd | 2036 | 0.41689
wind-ons | geo_advanced_hd | 2038 | 0.41741
wind-ons | geo_advanced_hd | 2040 | 0.42471
wind-ons | geo_advanced_hd | 2042 | 0.42609
wind-ons | geo_advanced_hd | 2044 | 0.42467
wind-ons | geo_advanced_hd | 2046 | 0.42447
wind-ons | geo_advanced_hd | 2048 | 0.42456
wind-ons | geo_advanced_hd | 2050 | 0.42554
wind-ofs | geo_advanced_hd | 2016 | 0.40754
wind-ofs | geo_advanced_hd | 2018 | 0.40534
wind-ofs | geo_advanced_hd | 2020 | 0.39749
wind-ofs | geo_advanced_hd | 2022 | 0.21059
wind-ofs | geo_advanced_hd | 2024 | 0.38221
wind-ofs | geo_advanced_hd | 2026 | 0.395
wind-ofs | geo_advanced_hd | 2028 | 0.4135
wind-ofs | geo_advanced_hd | 2030 | 0.40891
wind-ofs | geo_advanced_hd | 2032 | 0.41523
wind-ofs | geo_advanced_hd | 2034 | 0.40908
wind-ofs | geo_advanced_hd | 2036 | 0.41599
wind-ofs | geo_advanced_hd | 2038 | 0.39449
wind-ofs | geo_advanced_hd | 2040 | 0.42004
wind-ofs | geo_advanced_hd | 2042 | 0.43202
wind-ofs | geo_advanced_hd | 2044 | 0.43634
wind-ofs | geo_advanced_hd | 2046 | 0.44536
wind-ofs | geo_advanced_hd | 2048 | 0.44647
wind-ofs | geo_advanced_hd | 2050 | 0.43904
csp | geo_advanced_hd | 2014 | 0.3148
csp | geo_advanced_hd | 2016 | 0.3148
csp | geo_advanced_hd | 2018 | 0.3148
csp | geo_advanced_hd | 2020 | 0.3148
csp | geo_advanced_hd | 2022 | 0.29622
csp | geo_advanced_hd | 2024 | 0.3148
csp | geo_advanced_hd | 2026 | 0.2909
csp | geo_advanced_hd | 2028 | 0.29659
csp | geo_advanced_hd | 2030 | 0.29298
csp | geo_advanced_hd | 2032 | 0.23715
csp | geo_advanced_hd | 2034 | 0.24141
csp | geo_advanced_hd | 2036 | 0.24645
csp | geo_advanced_hd | 2038 | 0.19646
csp | geo_advanced_hd | 2040 | 0.45217
csp | geo_advanced_hd | 2042 | 0.42861
csp | geo_advanced_hd | 2044 | 0.69234
csp | geo_advanced_hd | 2046 | 0.73861
csp | geo_advanced_hd | 2048 | 0.73721
csp | geo_advanced_hd | 2050 | 0.73624
upv | geo_advanced_hd | 2010 | 0.2966
upv | geo_advanced_hd | 2012 | 0.30065
upv | geo_advanced_hd | 2014 | 0.30525
upv | geo_advanced_hd | 2016 | 0.29463
upv | geo_advanced_hd | 2018 | 0.28514
upv | geo_advanced_hd | 2020 | 0.28053
upv | geo_advanced_hd | 2022 | 0.22356
upv | geo_advanced_hd | 2024 | 0.25985
upv | geo_advanced_hd | 2026 | 0.25411
upv | geo_advanced_hd | 2028 | 0.25705
upv | geo_advanced_hd | 2030 | 0.25674
upv | geo_advanced_hd | 2032 | 0.25518
upv | geo_advanced_hd | 2034 | 0.25004
upv | geo_advanced_hd | 2036 | 0.24076
upv | geo_advanced_hd | 2038 | 0.24407
upv | geo_advanced_hd | 2040 | 0.24354
upv | geo_advanced_hd | 2042 | 0.23987
upv | geo_advanced_hd | 2044 | 0.24431
upv | geo_advanced_hd | 2046 | 0.24506
upv | geo_advanced_hd | 2048 | 0.24446
upv | geo_advanced_hd | 2050 | 0.24792
dupv | geo_advanced_hd | 2010 | 0.26575
dupv | geo_advanced_hd | 2012 | 0.26305
dupv | geo_advanced_hd | 2014 | 0.2613
dupv | geo_advanced_hd | 2016 | 0.25749
dupv | geo_advanced_hd | 2018 | 0.25209
dupv | geo_advanced_hd | 2020 | 0.24804
dupv | geo_advanced_hd | 2022 | 0.1927
dupv | geo_advanced_hd | 2024 | 0.23699
dupv | geo_advanced_hd | 2026 | 0.23038
dupv | geo_advanced_hd | 2028 | 0.22539
dupv | geo_advanced_hd | 2030 | 0.20204
dupv | geo_advanced_hd | 2032 | 0.1978
dupv | geo_advanced_hd | 2034 | 0.20213
dupv | geo_advanced_hd | 2036 | 0.19516
dupv | geo_advanced_hd | 2038 | 0.18321
dupv | geo_advanced_hd | 2040 | 0.20708
dupv | geo_advanced_hd | 2042 | 0.21323
dupv | geo_advanced_hd | 2044 | 0.21693
dupv | geo_advanced_hd | 2046 | 0.23355
dupv | geo_advanced_hd | 2048 | 0.24972
dupv | geo_advanced_hd | 2050 | 0.26653
distpv | geo_advanced_hd | 2010 | 0.19755
distpv | geo_advanced_hd | 2012 | 0.18315
distpv | geo_advanced_hd | 2014 | 0.18233
distpv | geo_advanced_hd | 2016 | 0.18214
distpv | geo_advanced_hd | 2018 | 0.1811
distpv | geo_advanced_hd | 2020 | 0.18085
distpv | geo_advanced_hd | 2022 | 0.16997
distpv | geo_advanced_hd | 2024 | 0.16279
distpv | geo_advanced_hd | 2026 | 0.15878
distpv | geo_advanced_hd | 2028 | 0.15765
distpv | geo_advanced_hd | 2030 | 0.14161
distpv | geo_advanced_hd | 2032 | 0.12893
distpv | geo_advanced_hd | 2034 | 0.1331
distpv | geo_advanced_hd | 2036 | 0.12688
distpv | geo_advanced_hd | 2038 | 0.1207
distpv | geo_advanced_hd | 2040 | 0.1312
distpv | geo_advanced_hd | 2042 | 0.14651
distpv | geo_advanced_hd | 2044 | 0.13985
distpv | geo_advanced_hd | 2046 | 0.15895
distpv | geo_advanced_hd | 2048 | 0.15282
distpv | geo_advanced_hd | 2050 | 0.1577
pvb | geo_advanced_hd | 2012 | 0.35287
pvb | geo_advanced_hd | 2014 | 0.3324
pvb | geo_advanced_hd | 2016 | 0.34363
pvb | geo_advanced_hd | 2018 | 0.34307
pvb | geo_advanced_hd | 2020 | 0.34341
pvb | geo_advanced_hd | 2022 | 0.16532
pvb | geo_advanced_hd | 2024 | 0.26131
pvb | geo_advanced_hd | 2026 | 0.25345
pvb | geo_advanced_hd | 2028 | 0.27825
pvb | geo_advanced_hd | 2030 | 0.33838
pvb | geo_advanced_hd | 2032 | 0.35278
pvb | geo_advanced_hd | 2034 | 0.35524
pvb | geo_advanced_hd | 2036 | 0.36237
pvb | geo_advanced_hd | 2038 | 0.3606
pvb | geo_advanced_hd | 2040 | 0.33404
pvb | geo_advanced_hd | 2042 | 0.30359
pvb | geo_advanced_hd | 2044 | 0.27698
pvb | geo_advanced_hd | 2046 | 0.25547
pvb | geo_advanced_hd | 2048 | 0.23957
pvb | geo_advanced_hd | 2050 | 0.25616
battery_2 | geo_advanced_hd | 2010 | 0.035717
battery_2 | geo_advanced_hd | 2012 | 0.015399
battery_2 | geo_advanced_hd | 2014 | 0.021744
battery_2 | geo_advanced_hd | 2016 | 0.0087944
battery_2 | geo_advanced_hd | 2018 | 0.013222
battery_2 | geo_advanced_hd | 2020 | 0.020983
battery_2 | geo_advanced_hd | 2022 | 0.20964
battery_2 | geo_advanced_hd | 2024 | 0.064137
battery_2 | geo_advanced_hd | 2026 | 0.088558
battery_2 | geo_advanced_hd | 2028 | 0.078505
battery_2 | geo_advanced_hd | 2030 | 0.073672
battery_2 | geo_advanced_hd | 2032 | 0.078692
battery_2 | geo_advanced_hd | 2034 | 0.077721
battery_2 | geo_advanced_hd | 2036 | 0.068444
battery_2 | geo_advanced_hd | 2038 | 0.08577
battery_2 | geo_advanced_hd | 2040 | 0.06762
battery_2 | geo_advanced_hd | 2042 | 0.072618
battery_2 | geo_advanced_hd | 2044 | 0.074917
battery_2 | geo_advanced_hd | 2046 | 0.066961
battery_2 | geo_advanced_hd | 2048 | 0.065185
battery_2 | geo_advanced_hd | 2050 | 0.062829
battery_4 | geo_advanced_hd | 2012 | 0.0044749
battery_4 | geo_advanced_hd | 2014 | 0.0044749
battery_4 | geo_advanced_hd | 2016 | 0.0044749
battery_4 | geo_advanced_hd | 2018 | 0.0044749
battery_4 | geo_advanced_hd | 2020 | 0.0044749
battery_4 | geo_advanced_hd | 2022 | 0.23871
battery_4 | geo_advanced_hd | 2024 | 0.14508
battery_4 | geo_advanced_hd | 2026 | 0.19491
battery_4 | geo_advanced_hd | 2028 | 0.16813
battery_4 | geo_advanced_hd | 2030 | 0.1678
battery_4 | geo_advanced_hd | 2032 | 0.13771
battery_4 | geo_advanced_hd | 2034 | 0.14062
battery_4 | geo_advanced_hd | 2036 | 0.13584
battery_4 | geo_advanced_hd | 2038 | 0.12282
battery_4 | geo_advanced_hd | 2040 | 0.10989
battery_4 | geo_advanced_hd | 2042 | 0.12594
battery_4 | geo_advanced_hd | 2044 | 0.11233
battery_4 | geo_advanced_hd | 2046 | 0.12831
battery_4 | geo_advanced_hd | 2048 | 0.13039
battery_4 | geo_advanced_hd | 2050 | 0.12241
battery_6 | geo_advanced_hd | 2022 | 0.32351
battery_6 | geo_advanced_hd | 2024 | 0.03065
battery_6 | geo_advanced_hd | 2026 | 0.26786
battery_6 | geo_advanced_hd | 2028 | 0.25996
battery_6 | geo_advanced_hd | 2030 | 0.23776
battery_6 | geo_advanced_hd | 2032 | 0.23512
battery_6 | geo_advanced_hd | 2034 | 0.20858
battery_6 | geo_advanced_hd | 2036 | 0.18053
battery_6 | geo_advanced_hd | 2038 | 0.17484
battery_6 | geo_advanced_hd | 2040 | 0.15436
battery_6 | geo_advanced_hd | 2042 | 0.13544
battery_6 | geo_advanced_hd | 2044 | 0.15374
battery_6 | geo_advanced_hd | 2046 | 0.15127
battery_6 | geo_advanced_hd | 2048 | 0.17217
battery_6 | geo_advanced_hd | 2050 | 0.19991
battery_8 | geo_advanced_hd | 2030 | 0.34491
battery_8 | geo_advanced_hd | 2032 | 0.28736
battery_8 | geo_advanced_hd | 2034 | 0.23802
battery_8 | geo_advanced_hd | 2036 | 0.23049
battery_8 | geo_advanced_hd | 2038 | 0.20654
battery_8 | geo_advanced_hd | 2040 | 0.20417
battery_8 | geo_advanced_hd | 2042 | 0.13018
battery_8 | geo_advanced_hd | 2044 | 0.1361
battery_8 | geo_advanced_hd | 2046 | 0.17997
battery_8 | geo_advanced_hd | 2048 | 0.14807
battery_8 | geo_advanced_hd | 2050 | 0.17692
battery_10 | geo_advanced_hd | 2036 | 0.38284
battery_10 | geo_advanced_hd | 2038 | 0.21384
battery_10 | geo_advanced_hd | 2040 | 0.14201
battery_10 | geo_advanced_hd | 2042 | 0.17142
battery_10 | geo_advanced_hd | 2044 | 0.047169
battery_10 | geo_advanced_hd | 2046 | 0.13348
battery_10 | geo_advanced_hd | 2048 | 0.20746
battery_10 | geo_advanced_hd | 2050 | 0.19334
pumped-hydro | geo_advanced_hd | 2010 | 0.10223
pumped-hydro | geo_advanced_hd | 2012 | 0.077727
pumped-hydro | geo_advanced_hd | 2014 | 0.07881
pumped-hydro | geo_advanced_hd | 2016 | 0.077066
pumped-hydro | geo_advanced_hd | 2018 | 0.071762
pumped-hydro | geo_advanced_hd | 2020 | 0.087654
pumped-hydro | geo_advanced_hd | 2022 | 0.087528
pumped-hydro | geo_advanced_hd | 2024 | 0.13847
pumped-hydro | geo_advanced_hd | 2026 | 0.15604
pumped-hydro | geo_advanced_hd | 2028 | 0.14063
pumped-hydro | geo_advanced_hd | 2030 | 0.14717
pumped-hydro | geo_advanced_hd | 2032 | 0.10261
pumped-hydro | geo_advanced_hd | 2034 | 0.041433
pumped-hydro | geo_advanced_hd | 2036 | 0.026152
pumped-hydro | geo_advanced_hd | 2038 | 0.020152
pumped-hydro | geo_advanced_hd | 2040 | 0.0051143
pumped-hydro | geo_advanced_hd | 2042 | 0.0044085
pumped-hydro | geo_advanced_hd | 2044 | 0.0048123
pumped-hydro | geo_advanced_hd | 2046 | 0.0054874
pumped-hydro | geo_advanced_hd | 2048 | 0.0088685
pumped-hydro | geo_advanced_hd | 2050 | 0.004461
Canada | geo_advanced_hd | 2010 | 0.87519
Canada | geo_advanced_hd | 2012 | 0.87519
Canada | geo_advanced_hd | 2014 | 0.87519
Canada | geo_advanced_hd | 2016 | 0.87519
Canada | geo_advanced_hd | 2018 | 0.87519
Canada | geo_advanced_hd | 2020 | 0.87519
Canada | geo_advanced_hd | 2022 | 0.87519
Canada | geo_advanced_hd | 2024 | 0.87519
Canada | geo_advanced_hd | 2026 | 0.87519
Canada | geo_advanced_hd | 2028 | 0.87519
Canada | geo_advanced_hd | 2030 | 0.87519
Canada | geo_advanced_hd | 2032 | 0.87519
Canada | geo_advanced_hd | 2034 | 0.87519
Canada | geo_advanced_hd | 2036 | 0.87519
Canada | geo_advanced_hd | 2038 | 0.87519
Canada | geo_advanced_hd | 2040 | 0.87519
Canada | geo_advanced_hd | 2042 | 0.87519
Canada | geo_advanced_hd | 2044 | 0.87519
Canada | geo_advanced_hd | 2046 | 0.87519
Canada | geo_advanced_hd | 2048 | 0.87519
Canada | geo_advanced_hd | 2050 | 0.87519

## 43_Monetized health damages ove
cr | model | scenario | year | Total health damages (billion $)
acs | ap2 | geo_advanced_hd | 2010 | 145.8877
acs | ap2 | geo_advanced_hd | 2011 | 143.9037
acs | ap2 | geo_advanced_hd | 2012 | 90.0952
acs | ap2 | geo_advanced_hd | 2013 | 89.9273
acs | ap2 | geo_advanced_hd | 2014 | 122.0845
acs | ap2 | geo_advanced_hd | 2015 | 121.5004
acs | ap2 | geo_advanced_hd | 2016 | 68.6799
acs | ap2 | geo_advanced_hd | 2017 | 68.6162
acs | ap2 | geo_advanced_hd | 2018 | 61.7133
acs | ap2 | geo_advanced_hd | 2019 | 61.6415
acs | ap2 | geo_advanced_hd | 2020 | 48.8246
acs | ap2 | geo_advanced_hd | 2021 | 48.6957
acs | ap2 | geo_advanced_hd | 2022 | 58.6284
acs | ap2 | geo_advanced_hd | 2023 | 58.4738
acs | ap2 | geo_advanced_hd | 2024 | 30.471
acs | ap2 | geo_advanced_hd | 2025 | 30.3912
acs | ap2 | geo_advanced_hd | 2026 | 21.6124
acs | ap2 | geo_advanced_hd | 2027 | 21.5372
acs | ap2 | geo_advanced_hd | 2028 | 11.2369
acs | ap2 | geo_advanced_hd | 2029 | 11.1687
acs | ap2 | geo_advanced_hd | 2030 | 9.3233
acs | ap2 | geo_advanced_hd | 2031 | 9.2677
acs | ap2 | geo_advanced_hd | 2032 | 9.0922
acs | ap2 | geo_advanced_hd | 2033 | 9.0398
acs | ap2 | geo_advanced_hd | 2034 | 8.373
acs | ap2 | geo_advanced_hd | 2035 | 8.337
acs | ap2 | geo_advanced_hd | 2036 | 8.0287
acs | ap2 | geo_advanced_hd | 2037 | 7.988
acs | ap2 | geo_advanced_hd | 2038 | 7.6931
acs | ap2 | geo_advanced_hd | 2039 | 7.6537
acs | ap2 | geo_advanced_hd | 2040 | 7.7491
acs | ap2 | geo_advanced_hd | 2041 | 7.7098
acs | ap2 | geo_advanced_hd | 2042 | 8.5484
acs | ap2 | geo_advanced_hd | 2043 | 8.5484
acs | ap2 | geo_advanced_hd | 2044 | 8.9661
acs | ap2 | geo_advanced_hd | 2045 | 8.9631
acs | ap2 | geo_advanced_hd | 2046 | 9.183
acs | ap2 | geo_advanced_hd | 2047 | 9.1772
acs | ap2 | geo_advanced_hd | 2048 | 10.2441
acs | ap2 | geo_advanced_hd | 2049 | 10.2378
acs | ap2 | geo_advanced_hd | 2050 | 10.6596
acs | easiur | geo_advanced_hd | 2010 | 161.4811
acs | easiur | geo_advanced_hd | 2011 | 159.982
acs | easiur | geo_advanced_hd | 2012 | 100.9228
acs | easiur | geo_advanced_hd | 2013 | 100.7922
acs | easiur | geo_advanced_hd | 2014 | 136.0288
acs | easiur | geo_advanced_hd | 2015 | 135.5751
acs | easiur | geo_advanced_hd | 2016 | 77.0198
acs | easiur | geo_advanced_hd | 2017 | 76.9674
acs | easiur | geo_advanced_hd | 2018 | 68.6233
acs | easiur | geo_advanced_hd | 2019 | 68.5352
acs | easiur | geo_advanced_hd | 2020 | 55.8595
acs | easiur | geo_advanced_hd | 2021 | 55.7295
acs | easiur | geo_advanced_hd | 2022 | 64.7268
acs | easiur | geo_advanced_hd | 2023 | 64.5788
acs | easiur | geo_advanced_hd | 2024 | 34.4929
acs | easiur | geo_advanced_hd | 2025 | 34.4022
acs | easiur | geo_advanced_hd | 2026 | 24.7117
acs | easiur | geo_advanced_hd | 2027 | 24.6274
acs | easiur | geo_advanced_hd | 2028 | 13.5887
acs | easiur | geo_advanced_hd | 2029 | 13.5186
acs | easiur | geo_advanced_hd | 2030 | 11.6093
acs | easiur | geo_advanced_hd | 2031 | 11.5563
acs | easiur | geo_advanced_hd | 2032 | 11.3246
acs | easiur | geo_advanced_hd | 2033 | 11.2779
acs | easiur | geo_advanced_hd | 2034 | 10.4505
acs | easiur | geo_advanced_hd | 2035 | 10.4217
acs | easiur | geo_advanced_hd | 2036 | 10.1336
acs | easiur | geo_advanced_hd | 2037 | 10.1037
acs | easiur | geo_advanced_hd | 2038 | 9.9544
acs | easiur | geo_advanced_hd | 2039 | 9.9272
acs | easiur | geo_advanced_hd | 2040 | 10.0286
acs | easiur | geo_advanced_hd | 2041 | 10.0014
acs | easiur | geo_advanced_hd | 2042 | 11.1726
acs | easiur | geo_advanced_hd | 2043 | 11.1726
acs | easiur | geo_advanced_hd | 2044 | 11.7517
acs | easiur | geo_advanced_hd | 2045 | 11.7457
acs | easiur | geo_advanced_hd | 2046 | 11.9162
acs | easiur | geo_advanced_hd | 2047 | 11.9049
acs | easiur | geo_advanced_hd | 2048 | 13.6932
acs | easiur | geo_advanced_hd | 2049 | 13.681
acs | easiur | geo_advanced_hd | 2050 | 14.4494
acs | inmap | geo_advanced_hd | 2010 | 175.1331
acs | inmap | geo_advanced_hd | 2011 | 174.3184
acs | inmap | geo_advanced_hd | 2012 | 110.0847
acs | inmap | geo_advanced_hd | 2013 | 110.0149
acs | inmap | geo_advanced_hd | 2014 | 149.3162
acs | inmap | geo_advanced_hd | 2015 | 149.0736
acs | inmap | geo_advanced_hd | 2016 | 83.1177
acs | inmap | geo_advanced_hd | 2017 | 83.0906
acs | inmap | geo_advanced_hd | 2018 | 75.3251
acs | inmap | geo_advanced_hd | 2019 | 75.2882
acs | inmap | geo_advanced_hd | 2020 | 59.393
acs | inmap | geo_advanced_hd | 2021 | 59.333
acs | inmap | geo_advanced_hd | 2022 | 71.5898
acs | inmap | geo_advanced_hd | 2023 | 71.5196
acs | inmap | geo_advanced_hd | 2024 | 36.5922
acs | inmap | geo_advanced_hd | 2025 | 36.5528
acs | inmap | geo_advanced_hd | 2026 | 26.1924
acs | inmap | geo_advanced_hd | 2027 | 26.1556
acs | inmap | geo_advanced_hd | 2028 | 14.3527
acs | inmap | geo_advanced_hd | 2029 | 14.3207
acs | inmap | geo_advanced_hd | 2030 | 12.0301
acs | inmap | geo_advanced_hd | 2031 | 12.0049
acs | inmap | geo_advanced_hd | 2032 | 11.8145
acs | inmap | geo_advanced_hd | 2033 | 11.7915
acs | inmap | geo_advanced_hd | 2034 | 10.9945
acs | inmap | geo_advanced_hd | 2035 | 10.9793
acs | inmap | geo_advanced_hd | 2036 | 10.7234
acs | inmap | geo_advanced_hd | 2037 | 10.7069
acs | inmap | geo_advanced_hd | 2038 | 10.4005
acs | inmap | geo_advanced_hd | 2039 | 10.3849
acs | inmap | geo_advanced_hd | 2040 | 10.4886
acs | inmap | geo_advanced_hd | 2041 | 10.473
acs | inmap | geo_advanced_hd | 2042 | 11.7365
acs | inmap | geo_advanced_hd | 2043 | 11.7365
acs | inmap | geo_advanced_hd | 2044 | 12.2204
acs | inmap | geo_advanced_hd | 2045 | 12.2183
acs | inmap | geo_advanced_hd | 2046 | 12.3146
acs | inmap | geo_advanced_hd | 2047 | 12.3108
acs | inmap | geo_advanced_hd | 2048 | 14.0162
acs | inmap | geo_advanced_hd | 2049 | 14.012
acs | inmap | geo_advanced_hd | 2050 | 14.7968
h6c | ap2 | geo_advanced_hd | 2010 | 374.8162
h6c | ap2 | geo_advanced_hd | 2011 | 369.7187
h6c | ap2 | geo_advanced_hd | 2012 | 231.4731
h6c | ap2 | geo_advanced_hd | 2013 | 231.0416
h6c | ap2 | geo_advanced_hd | 2014 | 313.6602
h6c | ap2 | geo_advanced_hd | 2015 | 312.1595
h6c | ap2 | geo_advanced_hd | 2016 | 176.4528
h6c | ap2 | geo_advanced_hd | 2017 | 176.2891
h6c | ap2 | geo_advanced_hd | 2018 | 158.5537
h6c | ap2 | geo_advanced_hd | 2019 | 158.3692
h6c | ap2 | geo_advanced_hd | 2020 | 125.4401
h6c | ap2 | geo_advanced_hd | 2021 | 125.1089
h6c | ap2 | geo_advanced_hd | 2022 | 150.6279
h6c | ap2 | geo_advanced_hd | 2023 | 150.2306
h6c | ap2 | geo_advanced_hd | 2024 | 78.2861
h6c | ap2 | geo_advanced_hd | 2025 | 78.081
h6c | ap2 | geo_advanced_hd | 2026 | 55.5266
h6c | ap2 | geo_advanced_hd | 2027 | 55.3334
h6c | ap2 | geo_advanced_hd | 2028 | 28.8696
h6c | ap2 | geo_advanced_hd | 2029 | 28.6945
h6c | ap2 | geo_advanced_hd | 2030 | 23.9532
h6c | ap2 | geo_advanced_hd | 2031 | 23.8103
h6c | ap2 | geo_advanced_hd | 2032 | 23.3594
h6c | ap2 | geo_advanced_hd | 2033 | 23.2247
h6c | ap2 | geo_advanced_hd | 2034 | 21.5118
h6c | ap2 | geo_advanced_hd | 2035 | 21.4192
h6c | ap2 | geo_advanced_hd | 2036 | 20.6272
h6c | ap2 | geo_advanced_hd | 2037 | 20.5226
h6c | ap2 | geo_advanced_hd | 2038 | 19.7648
h6c | ap2 | geo_advanced_hd | 2039 | 19.6638
h6c | ap2 | geo_advanced_hd | 2040 | 19.9089
h6c | ap2 | geo_advanced_hd | 2041 | 19.8078
h6c | ap2 | geo_advanced_hd | 2042 | 21.9621
h6c | ap2 | geo_advanced_hd | 2043 | 21.9621
h6c | ap2 | geo_advanced_hd | 2044 | 23.0353
h6c | ap2 | geo_advanced_hd | 2045 | 23.0275
h6c | ap2 | geo_advanced_hd | 2046 | 23.5924
h6c | ap2 | geo_advanced_hd | 2047 | 23.5774
h6c | ap2 | geo_advanced_hd | 2048 | 26.3186
h6c | ap2 | geo_advanced_hd | 2049 | 26.3024
h6c | ap2 | geo_advanced_hd | 2050 | 27.3859
h6c | easiur | geo_advanced_hd | 2010 | 414.8807
h6c | easiur | geo_advanced_hd | 2011 | 411.0292
h6c | easiur | geo_advanced_hd | 2012 | 259.2927
h6c | easiur | geo_advanced_hd | 2013 | 258.9571
h6c | easiur | geo_advanced_hd | 2014 | 349.4877
h6c | easiur | geo_advanced_hd | 2015 | 348.322
h6c | easiur | geo_advanced_hd | 2016 | 197.8806
h6c | easiur | geo_advanced_hd | 2017 | 197.7461
h6c | easiur | geo_advanced_hd | 2018 | 176.3078
h6c | easiur | geo_advanced_hd | 2019 | 176.0812
h6c | easiur | geo_advanced_hd | 2020 | 143.515
h6c | easiur | geo_advanced_hd | 2021 | 143.1808
h6c | easiur | geo_advanced_hd | 2022 | 166.2966
h6c | easiur | geo_advanced_hd | 2023 | 165.9164
h6c | easiur | geo_advanced_hd | 2024 | 88.6196
h6c | easiur | geo_advanced_hd | 2025 | 88.3865
h6c | easiur | geo_advanced_hd | 2026 | 63.4897
h6c | easiur | geo_advanced_hd | 2027 | 63.2729
h6c | easiur | geo_advanced_hd | 2028 | 34.9121
h6c | easiur | geo_advanced_hd | 2029 | 34.7321
h6c | easiur | geo_advanced_hd | 2030 | 29.8267
h6c | easiur | geo_advanced_hd | 2031 | 29.6906
h6c | easiur | geo_advanced_hd | 2032 | 29.0953
h6c | easiur | geo_advanced_hd | 2033 | 28.9752
h6c | easiur | geo_advanced_hd | 2034 | 26.8495
h6c | easiur | geo_advanced_hd | 2035 | 26.7755
h6c | easiur | geo_advanced_hd | 2036 | 26.0354
h6c | easiur | geo_advanced_hd | 2037 | 25.9586
h6c | easiur | geo_advanced_hd | 2038 | 25.575
h6c | easiur | geo_advanced_hd | 2039 | 25.505
h6c | easiur | geo_advanced_hd | 2040 | 25.7656
h6c | easiur | geo_advanced_hd | 2041 | 25.6956
h6c | easiur | geo_advanced_hd | 2042 | 28.7045
h6c | easiur | geo_advanced_hd | 2043 | 28.7045
h6c | easiur | geo_advanced_hd | 2044 | 30.1923
h6c | easiur | geo_advanced_hd | 2045 | 30.1771
h6c | easiur | geo_advanced_hd | 2046 | 30.6149
h6c | easiur | geo_advanced_hd | 2047 | 30.5859
h6c | easiur | geo_advanced_hd | 2048 | 35.1805
h6c | easiur | geo_advanced_hd | 2049 | 35.1491
h6c | easiur | geo_advanced_hd | 2050 | 37.1233
h6c | inmap | geo_advanced_hd | 2010 | 449.957
h6c | inmap | geo_advanced_hd | 2011 | 447.8639
h6c | inmap | geo_advanced_hd | 2012 | 282.8325
h6c | inmap | geo_advanced_hd | 2013 | 282.6532
h6c | inmap | geo_advanced_hd | 2014 | 383.6273
h6c | inmap | geo_advanced_hd | 2015 | 383.0041
h6c | inmap | geo_advanced_hd | 2016 | 213.5481
h6c | inmap | geo_advanced_hd | 2017 | 213.4785
h6c | inmap | geo_advanced_hd | 2018 | 193.5267
h6c | inmap | geo_advanced_hd | 2019 | 193.432
h6c | inmap | geo_advanced_hd | 2020 | 152.5938
h6c | inmap | geo_advanced_hd | 2021 | 152.4395
h6c | inmap | geo_advanced_hd | 2022 | 183.93
h6c | inmap | geo_advanced_hd | 2023 | 183.7495
h6c | inmap | geo_advanced_hd | 2024 | 94.0135
h6c | inmap | geo_advanced_hd | 2025 | 93.9123
h6c | inmap | geo_advanced_hd | 2026 | 67.2941
h6c | inmap | geo_advanced_hd | 2027 | 67.1994
h6c | inmap | geo_advanced_hd | 2028 | 36.8753
h6c | inmap | geo_advanced_hd | 2029 | 36.793
h6c | inmap | geo_advanced_hd | 2030 | 30.9079
h6c | inmap | geo_advanced_hd | 2031 | 30.8431
h6c | inmap | geo_advanced_hd | 2032 | 30.354
h6c | inmap | geo_advanced_hd | 2033 | 30.2947
h6c | inmap | geo_advanced_hd | 2034 | 28.2471
h6c | inmap | geo_advanced_hd | 2035 | 28.2082
h6c | inmap | geo_advanced_hd | 2036 | 27.5507
h6c | inmap | geo_advanced_hd | 2037 | 27.5083
h6c | inmap | geo_advanced_hd | 2038 | 26.7211
h6c | inmap | geo_advanced_hd | 2039 | 26.681
h6c | inmap | geo_advanced_hd | 2040 | 26.9474
h6c | inmap | geo_advanced_hd | 2041 | 26.9073
h6c | inmap | geo_advanced_hd | 2042 | 30.1534
h6c | inmap | geo_advanced_hd | 2043 | 30.1534
h6c | inmap | geo_advanced_hd | 2044 | 31.3966
h6c | inmap | geo_advanced_hd | 2045 | 31.3914
h6c | inmap | geo_advanced_hd | 2046 | 31.6386
h6c | inmap | geo_advanced_hd | 2047 | 31.6287
h6c | inmap | geo_advanced_hd | 2048 | 36.0103
h6c | inmap | geo_advanced_hd | 2049 | 35.9995
h6c | inmap | geo_advanced_hd | 2050 | 38.0159

## 44_Mortality over time (lives-y
cr | model | scenario | year | Total health damages (lives)
acs | ap2 | geo_advanced_hd | 2010 | 14674.515
acs | ap2 | geo_advanced_hd | 2011 | 14474.9494
acs | ap2 | geo_advanced_hd | 2012 | 9062.4766
acs | ap2 | geo_advanced_hd | 2013 | 9045.5802
acs | ap2 | geo_advanced_hd | 2014 | 12280.2054
acs | ap2 | geo_advanced_hd | 2015 | 12221.451
acs | ap2 | geo_advanced_hd | 2016 | 6908.362
acs | ap2 | geo_advanced_hd | 2017 | 6901.9548
acs | ap2 | geo_advanced_hd | 2018 | 6207.6034
acs | ap2 | geo_advanced_hd | 2019 | 6200.3796
acs | ap2 | geo_advanced_hd | 2020 | 4911.1584
acs | ap2 | geo_advanced_hd | 2021 | 4898.1916
acs | ap2 | geo_advanced_hd | 2022 | 5897.3018
acs | ap2 | geo_advanced_hd | 2023 | 5881.7476
acs | ap2 | geo_advanced_hd | 2024 | 3065.012
acs | ap2 | geo_advanced_hd | 2025 | 3056.981
acs | ap2 | geo_advanced_hd | 2026 | 2173.9458
acs | ap2 | geo_advanced_hd | 2027 | 2166.3794
acs | ap2 | geo_advanced_hd | 2028 | 1130.291
acs | ap2 | geo_advanced_hd | 2029 | 1123.4382
acs | ap2 | geo_advanced_hd | 2030 | 937.8082
acs | ap2 | geo_advanced_hd | 2031 | 932.2124
acs | ap2 | geo_advanced_hd | 2032 | 914.56
acs | ap2 | geo_advanced_hd | 2033 | 909.2892
acs | ap2 | geo_advanced_hd | 2034 | 842.2274
acs | ap2 | geo_advanced_hd | 2035 | 838.6002
acs | ap2 | geo_advanced_hd | 2036 | 807.591
acs | ap2 | geo_advanced_hd | 2037 | 803.4956
acs | ap2 | geo_advanced_hd | 2038 | 773.8264
acs | ap2 | geo_advanced_hd | 2039 | 769.8706
acs | ap2 | geo_advanced_hd | 2040 | 779.4694
acs | ap2 | geo_advanced_hd | 2041 | 775.5136
acs | ap2 | geo_advanced_hd | 2042 | 859.8598
acs | ap2 | geo_advanced_hd | 2043 | 859.8598
acs | ap2 | geo_advanced_hd | 2044 | 901.8822
acs | ap2 | geo_advanced_hd | 2045 | 901.5736
acs | ap2 | geo_advanced_hd | 2046 | 923.6942
acs | ap2 | geo_advanced_hd | 2047 | 923.1088
acs | ap2 | geo_advanced_hd | 2048 | 1030.4354
acs | ap2 | geo_advanced_hd | 2049 | 1029.801
acs | ap2 | geo_advanced_hd | 2050 | 1072.2232
acs | easiur | geo_advanced_hd | 2010 | 16243.0226
acs | easiur | geo_advanced_hd | 2011 | 16092.2314
acs | easiur | geo_advanced_hd | 2012 | 10151.6006
acs | easiur | geo_advanced_hd | 2013 | 10138.4608
acs | easiur | geo_advanced_hd | 2014 | 13682.8276
acs | easiur | geo_advanced_hd | 2015 | 13637.1902
acs | easiur | geo_advanced_hd | 2016 | 7747.2478
acs | easiur | geo_advanced_hd | 2017 | 7741.9812
acs | easiur | geo_advanced_hd | 2018 | 6902.667
acs | easiur | geo_advanced_hd | 2019 | 6893.798
acs | easiur | geo_advanced_hd | 2020 | 5618.7834
acs | easiur | geo_advanced_hd | 2021 | 5605.7012
acs | easiur | geo_advanced_hd | 2022 | 6510.7208
acs | easiur | geo_advanced_hd | 2023 | 6495.8344
acs | easiur | geo_advanced_hd | 2024 | 3469.5636
acs | easiur | geo_advanced_hd | 2025 | 3460.4374
acs | easiur | geo_advanced_hd | 2026 | 2485.6988
acs | easiur | geo_advanced_hd | 2027 | 2477.2106
acs | easiur | geo_advanced_hd | 2028 | 1366.8528
acs | easiur | geo_advanced_hd | 2029 | 1359.8058
acs | easiur | geo_advanced_hd | 2030 | 1167.7524
acs | easiur | geo_advanced_hd | 2031 | 1162.4216
acs | easiur | geo_advanced_hd | 2032 | 1139.1154
acs | easiur | geo_advanced_hd | 2033 | 1134.414
acs | easiur | geo_advanced_hd | 2034 | 1051.1928
acs | easiur | geo_advanced_hd | 2035 | 1048.2964
acs | easiur | geo_advanced_hd | 2036 | 1019.32
acs | easiur | geo_advanced_hd | 2037 | 1016.311
acs | easiur | geo_advanced_hd | 2038 | 1001.291
acs | easiur | geo_advanced_hd | 2039 | 998.552
acs | easiur | geo_advanced_hd | 2040 | 1008.7552
acs | easiur | geo_advanced_hd | 2041 | 1006.0162
acs | easiur | geo_advanced_hd | 2042 | 1123.8216
acs | easiur | geo_advanced_hd | 2043 | 1123.8216
acs | easiur | geo_advanced_hd | 2044 | 1182.0726
acs | easiur | geo_advanced_hd | 2045 | 1181.4756
acs | easiur | geo_advanced_hd | 2046 | 1198.6216
acs | easiur | geo_advanced_hd | 2047 | 1197.4886
acs | easiur | geo_advanced_hd | 2048 | 1377.3724
acs | easiur | geo_advanced_hd | 2049 | 1376.1446
acs | easiur | geo_advanced_hd | 2050 | 1453.435
acs | inmap | geo_advanced_hd | 2010 | 17616.2386
acs | inmap | geo_advanced_hd | 2011 | 17534.29
acs | inmap | geo_advanced_hd | 2012 | 11073.1672
acs | inmap | geo_advanced_hd | 2013 | 11066.148
acs | inmap | geo_advanced_hd | 2014 | 15019.3786
acs | inmap | geo_advanced_hd | 2015 | 14994.9818
acs | inmap | geo_advanced_hd | 2016 | 8360.6222
acs | inmap | geo_advanced_hd | 2017 | 8357.8988
acs | inmap | geo_advanced_hd | 2018 | 7576.7786
acs | inmap | geo_advanced_hd | 2019 | 7573.0712
acs | inmap | geo_advanced_hd | 2020 | 5974.2122
acs | inmap | geo_advanced_hd | 2021 | 5968.1738
acs | inmap | geo_advanced_hd | 2022 | 7201.061
acs | inmap | geo_advanced_hd | 2023 | 7193.993
acs | inmap | geo_advanced_hd | 2024 | 3680.732
acs | inmap | geo_advanced_hd | 2025 | 3676.7696
acs | inmap | geo_advanced_hd | 2026 | 2634.6386
acs | inmap | geo_advanced_hd | 2027 | 2630.9294
acs | inmap | geo_advanced_hd | 2028 | 1443.7106
acs | inmap | geo_advanced_hd | 2029 | 1440.4904
acs | inmap | geo_advanced_hd | 2030 | 1210.0802
acs | inmap | geo_advanced_hd | 2031 | 1207.5426
acs | inmap | geo_advanced_hd | 2032 | 1188.396
acs | inmap | geo_advanced_hd | 2033 | 1186.0754
acs | inmap | geo_advanced_hd | 2034 | 1105.9106
acs | inmap | geo_advanced_hd | 2035 | 1104.3872
acs | inmap | geo_advanced_hd | 2036 | 1078.6444
acs | inmap | geo_advanced_hd | 2037 | 1076.9812
acs | inmap | geo_advanced_hd | 2038 | 1046.1614
acs | inmap | geo_advanced_hd | 2039 | 1044.5914
acs | inmap | geo_advanced_hd | 2040 | 1055.0236
acs | inmap | geo_advanced_hd | 2041 | 1053.4536
acs | inmap | geo_advanced_hd | 2042 | 1180.5452
acs | inmap | geo_advanced_hd | 2043 | 1180.5452
acs | inmap | geo_advanced_hd | 2044 | 1229.2214
acs | inmap | geo_advanced_hd | 2045 | 1229.0156
acs | inmap | geo_advanced_hd | 2046 | 1238.701
acs | inmap | geo_advanced_hd | 2047 | 1238.3104
acs | inmap | geo_advanced_hd | 2048 | 1409.8604
acs | inmap | geo_advanced_hd | 2049 | 1409.4372
acs | inmap | geo_advanced_hd | 2050 | 1488.3802
h6c | ap2 | geo_advanced_hd | 2010 | 37701.914
h6c | ap2 | geo_advanced_hd | 2011 | 37189.1756
h6c | ap2 | geo_advanced_hd | 2012 | 23283.3598
h6c | ap2 | geo_advanced_hd | 2013 | 23239.9486
h6c | ap2 | geo_advanced_hd | 2014 | 31550.3724
h6c | ap2 | geo_advanced_hd | 2015 | 31399.4164
h6c | ap2 | geo_advanced_hd | 2016 | 17748.987
h6c | ap2 | geo_advanced_hd | 2017 | 17732.5252
h6c | ap2 | geo_advanced_hd | 2018 | 15948.5582
h6c | ap2 | geo_advanced_hd | 2019 | 15929.999
h6c | ap2 | geo_advanced_hd | 2020 | 12617.7346
h6c | ap2 | geo_advanced_hd | 2021 | 12584.4198
h6c | ap2 | geo_advanced_hd | 2022 | 15151.3242
h6c | ap2 | geo_advanced_hd | 2023 | 15111.3616
h6c | ap2 | geo_advanced_hd | 2024 | 7874.6204
h6c | ap2 | geo_advanced_hd | 2025 | 7853.987
h6c | ap2 | geo_advanced_hd | 2026 | 5585.2972
h6c | ap2 | geo_advanced_hd | 2027 | 5565.8572
h6c | ap2 | geo_advanced_hd | 2028 | 2903.9218
h6c | ap2 | geo_advanced_hd | 2029 | 2886.3152
h6c | ap2 | geo_advanced_hd | 2030 | 2409.3994
h6c | ap2 | geo_advanced_hd | 2031 | 2395.022
h6c | ap2 | geo_advanced_hd | 2032 | 2349.6658
h6c | ap2 | geo_advanced_hd | 2033 | 2336.1238
h6c | ap2 | geo_advanced_hd | 2034 | 2163.825
h6c | ap2 | geo_advanced_hd | 2035 | 2154.5056
h6c | ap2 | geo_advanced_hd | 2036 | 2074.8472
h6c | ap2 | geo_advanced_hd | 2037 | 2064.325
h6c | ap2 | geo_advanced_hd | 2038 | 1988.1016
h6c | ap2 | geo_advanced_hd | 2039 | 1977.938
h6c | ap2 | geo_advanced_hd | 2040 | 2002.59
h6c | ap2 | geo_advanced_hd | 2041 | 1992.4264
h6c | ap2 | geo_advanced_hd | 2042 | 2209.1188
h6c | ap2 | geo_advanced_hd | 2043 | 2209.1188
h6c | ap2 | geo_advanced_hd | 2044 | 2317.0752
h6c | ap2 | geo_advanced_hd | 2045 | 2316.2828
h6c | ap2 | geo_advanced_hd | 2046 | 2373.1034
h6c | ap2 | geo_advanced_hd | 2047 | 2371.5994
h6c | ap2 | geo_advanced_hd | 2048 | 2647.3322
h6c | ap2 | geo_advanced_hd | 2049 | 2645.7024
h6c | ap2 | geo_advanced_hd | 2050 | 2754.6848
h6c | easiur | geo_advanced_hd | 2010 | 41731.9146
h6c | easiur | geo_advanced_hd | 2011 | 41344.4936
h6c | easiur | geo_advanced_hd | 2012 | 26081.6706
h6c | easiur | geo_advanced_hd | 2013 | 26047.9114
h6c | easiur | geo_advanced_hd | 2014 | 35154.173
h6c | easiur | geo_advanced_hd | 2015 | 35036.9188
h6c | easiur | geo_advanced_hd | 2016 | 19904.361
h6c | easiur | geo_advanced_hd | 2017 | 19890.83
h6c | easiur | geo_advanced_hd | 2018 | 17734.3986
h6c | easiur | geo_advanced_hd | 2019 | 17711.6122
h6c | easiur | geo_advanced_hd | 2020 | 14435.8498
h6c | easiur | geo_advanced_hd | 2021 | 14402.2382
h6c | easiur | geo_advanced_hd | 2022 | 16727.399
h6c | easiur | geo_advanced_hd | 2023 | 16689.1526
h6c | easiur | geo_advanced_hd | 2024 | 8914.0436
h6c | easiur | geo_advanced_hd | 2025 | 8890.5962
h6c | easiur | geo_advanced_hd | 2026 | 6386.2886
h6c | easiur | geo_advanced_hd | 2027 | 6364.4806
h6c | easiur | geo_advanced_hd | 2028 | 3511.73
h6c | easiur | geo_advanced_hd | 2029 | 3493.6246
h6c | easiur | geo_advanced_hd | 2030 | 3000.2012
h6c | easiur | geo_advanced_hd | 2031 | 2986.5052
h6c | easiur | geo_advanced_hd | 2032 | 2926.6256
h6c | easiur | geo_advanced_hd | 2033 | 2914.5464
h6c | easiur | geo_advanced_hd | 2034 | 2700.7272
h6c | easiur | geo_advanced_hd | 2035 | 2693.2854
h6c | easiur | geo_advanced_hd | 2036 | 2618.8416
h6c | easiur | geo_advanced_hd | 2037 | 2611.111
h6c | easiur | geo_advanced_hd | 2038 | 2572.5296
h6c | easiur | geo_advanced_hd | 2039 | 2565.4922
h6c | easiur | geo_advanced_hd | 2040 | 2591.7024
h6c | easiur | geo_advanced_hd | 2041 | 2584.665
h6c | easiur | geo_advanced_hd | 2042 | 2887.3224
h6c | easiur | geo_advanced_hd | 2043 | 2887.3224
h6c | easiur | geo_advanced_hd | 2044 | 3036.9762
h6c | easiur | geo_advanced_hd | 2045 | 3035.4424
h6c | easiur | geo_advanced_hd | 2046 | 3079.4786
h6c | easiur | geo_advanced_hd | 2047 | 3076.5676
h6c | easiur | geo_advanced_hd | 2048 | 3538.7258
h6c | easiur | geo_advanced_hd | 2049 | 3535.5714
h6c | easiur | geo_advanced_hd | 2050 | 3734.1468
h6c | inmap | geo_advanced_hd | 2010 | 45260.1594
h6c | inmap | geo_advanced_hd | 2011 | 45049.6176
h6c | inmap | geo_advanced_hd | 2012 | 28449.4776
h6c | inmap | geo_advanced_hd | 2013 | 28431.4438
h6c | inmap | geo_advanced_hd | 2014 | 38588.2012
h6c | inmap | geo_advanced_hd | 2015 | 38525.5216
h6c | inmap | geo_advanced_hd | 2016 | 21480.32
h6c | inmap | geo_advanced_hd | 2017 | 21473.323
h6c | inmap | geo_advanced_hd | 2018 | 19466.4138
h6c | inmap | geo_advanced_hd | 2019 | 19456.889
h6c | inmap | geo_advanced_hd | 2020 | 15349.0636
h6c | inmap | geo_advanced_hd | 2021 | 15333.5502
h6c | inmap | geo_advanced_hd | 2022 | 18501.1028
h6c | inmap | geo_advanced_hd | 2023 | 18482.944
h6c | inmap | geo_advanced_hd | 2024 | 9456.6028
h6c | inmap | geo_advanced_hd | 2025 | 9446.4232
h6c | inmap | geo_advanced_hd | 2026 | 6768.9636
h6c | inmap | geo_advanced_hd | 2027 | 6759.4342
h6c | inmap | geo_advanced_hd | 2028 | 3709.1982
h6c | inmap | geo_advanced_hd | 2029 | 3700.9252
h6c | inmap | geo_advanced_hd | 2030 | 3108.9532
h6c | inmap | geo_advanced_hd | 2031 | 3102.434
h6c | inmap | geo_advanced_hd | 2032 | 3053.242
h6c | inmap | geo_advanced_hd | 2033 | 3047.28
h6c | inmap | geo_advanced_hd | 2034 | 2841.3148
h6c | inmap | geo_advanced_hd | 2035 | 2837.4012
h6c | inmap | geo_advanced_hd | 2036 | 2771.266
h6c | inmap | geo_advanced_hd | 2037 | 2766.993
h6c | inmap | geo_advanced_hd | 2038 | 2687.815
h6c | inmap | geo_advanced_hd | 2039 | 2683.7812
h6c | inmap | geo_advanced_hd | 2040 | 2710.5734
h6c | inmap | geo_advanced_hd | 2041 | 2706.5396
h6c | inmap | geo_advanced_hd | 2042 | 3033.0636
h6c | inmap | geo_advanced_hd | 2043 | 3033.0636
h6c | inmap | geo_advanced_hd | 2044 | 3158.115
h6c | inmap | geo_advanced_hd | 2045 | 3157.5864
h6c | inmap | geo_advanced_hd | 2046 | 3182.4586
h6c | inmap | geo_advanced_hd | 2047 | 3181.4554
h6c | inmap | geo_advanced_hd | 2048 | 3622.1988
h6c | inmap | geo_advanced_hd | 2049 | 3621.1116
h6c | inmap | geo_advanced_hd | 2050 | 3823.9338

## 45_2022-2050 total undiscounted
cr | model | e | scenario | Health damages (billion $) | Net Level Health damages (billion $)
acs | ap2 | nox | geo_advanced_hd | 45.418 | 214.1514
acs | ap2 | so2 | geo_advanced_hd | 168.7334 | 214.1514
acs | easiur | nox | geo_advanced_hd | 79.4045 | 256.4618
acs | easiur | so2 | geo_advanced_hd | 177.0573 | 256.4618
acs | inmap | nox | geo_advanced_hd | 87.6706 | 272.7151
acs | inmap | so2 | geo_advanced_hd | 185.0445 | 272.7151
h6c | ap2 | nox | geo_advanced_hd | 116.6762 | 550.1936
h6c | ap2 | so2 | geo_advanced_hd | 433.5175 | 550.1936
h6c | easiur | nox | geo_advanced_hd | 203.9987 | 658.9029
h6c | easiur | so2 | geo_advanced_hd | 454.9042 | 658.9029
h6c | inmap | nox | geo_advanced_hd | 225.2369 | 700.6628
h6c | inmap | so2 | geo_advanced_hd | 475.4259 | 700.6628

## 46_2022-2050 total discounted h
cr | model | e | scenario | Discounted health damages (billion $) | Net Level Discounted health damages (billion $)
acs | ap2 | nox | geo_advanced_hd | 31.3114 | 158.7813
acs | ap2 | so2 | geo_advanced_hd | 127.4699 | 158.7813
acs | easiur | nox | geo_advanced_hd | 51.9931 | 184.4324
acs | easiur | so2 | geo_advanced_hd | 132.4393 | 184.4324
acs | inmap | nox | geo_advanced_hd | 59.0353 | 195.3102
acs | inmap | so2 | geo_advanced_hd | 136.2749 | 195.3102
h6c | ap2 | nox | geo_advanced_hd | 80.4374 | 407.9391
h6c | ap2 | so2 | geo_advanced_hd | 327.5016 | 407.9391
h6c | easiur | nox | geo_advanced_hd | 133.5754 | 473.8451
h6c | easiur | so2 | geo_advanced_hd | 340.2697 | 473.8451
h6c | inmap | nox | geo_advanced_hd | 151.6693 | 501.7937
h6c | inmap | so2 | geo_advanced_hd | 350.1244 | 501.7937

## 47_2022-2050 total mortality (l
cr | model | e | scenario | Health damages (lives) | Net Level Health damages (lives)
acs | ap2 | nox | geo_advanced_hd | 4568.4903 | 21540.9994
acs | ap2 | so2 | geo_advanced_hd | 16972.5091 | 21540.9994
acs | easiur | nox | geo_advanced_hd | 7987.119 | 25796.9079
acs | easiur | so2 | geo_advanced_hd | 17809.7889 | 25796.9079
acs | inmap | nox | geo_advanced_hd | 8818.5863 | 27431.7944
acs | inmap | so2 | geo_advanced_hd | 18613.2081 | 27431.7944
h6c | ap2 | nox | geo_advanced_hd | 11736.1959 | 55342.7361
h6c | ap2 | so2 | geo_advanced_hd | 43606.5402 | 55342.7361
h6c | easiur | nox | geo_advanced_hd | 20519.769 | 66277.5508
h6c | easiur | so2 | geo_advanced_hd | 45757.7818 | 66277.5508
h6c | inmap | nox | geo_advanced_hd | 22656.0696 | 70478.0871
h6c | inmap | so2 | geo_advanced_hd | 47822.0175 | 70478.0871

## 48_System cost + health damages
model | scenario | cost_type | year | Average cost ($/MWh) | Net Level Average cost ($/MWh)
ap2 | geo_advanced_hd | System cost | 2010 | 61.8834 | 80.3195
ap2 | geo_advanced_hd | System cost | 2011 | 61.4874 | 79.6728
ap2 | geo_advanced_hd | System cost | 2012 | 54.802 | 66.4075
ap2 | geo_advanced_hd | System cost | 2013 | 54.5312 | 66.115
ap2 | geo_advanced_hd | System cost | 2014 | 60.7389 | 76.2079
ap2 | geo_advanced_hd | System cost | 2015 | 60.3652 | 75.7601
ap2 | geo_advanced_hd | System cost | 2016 | 51.2851 | 60.0753
ap2 | geo_advanced_hd | System cost | 2017 | 51.2025 | 59.9846
ap2 | geo_advanced_hd | System cost | 2018 | 52.5694 | 60.4314
ap2 | geo_advanced_hd | System cost | 2019 | 52.3632 | 60.216
ap2 | geo_advanced_hd | System cost | 2020 | 46.5335 | 52.574
ap2 | geo_advanced_hd | System cost | 2021 | 45.7022 | 51.7267
ap2 | geo_advanced_hd | System cost | 2022 | 56.3517 | 63.4983
ap2 | geo_advanced_hd | System cost | 2023 | 55.3413 | 62.4691
ap2 | geo_advanced_hd | System cost | 2024 | 49.3309 | 52.9598
ap2 | geo_advanced_hd | System cost | 2025 | 48.7648 | 52.3842
ap2 | geo_advanced_hd | System cost | 2026 | 48.1794 | 50.6862
ap2 | geo_advanced_hd | System cost | 2027 | 47.6313 | 50.1295
ap2 | geo_advanced_hd | System cost | 2028 | 47.3083 | 48.5608
ap2 | geo_advanced_hd | System cost | 2029 | 47.0425 | 48.2874
ap2 | geo_advanced_hd | System cost | 2030 | 46.4537 | 47.4516
ap2 | geo_advanced_hd | System cost | 2031 | 46.4537 | 47.4457
ap2 | geo_advanced_hd | System cost | 2032 | 45.9184 | 46.8493
ap2 | geo_advanced_hd | System cost | 2033 | 45.9184 | 46.8439
ap2 | geo_advanced_hd | System cost | 2034 | 46.2668 | 47.0822
ap2 | geo_advanced_hd | System cost | 2035 | 46.2668 | 47.0787
ap2 | geo_advanced_hd | System cost | 2036 | 45.8644 | 46.6066
ap2 | geo_advanced_hd | System cost | 2037 | 45.8644 | 46.6028
ap2 | geo_advanced_hd | System cost | 2038 | 46.5272 | 47.2032
ap2 | geo_advanced_hd | System cost | 2039 | 46.5272 | 47.1998
ap2 | geo_advanced_hd | System cost | 2040 | 47.6748 | 48.3256
ap2 | geo_advanced_hd | System cost | 2041 | 47.6748 | 48.3223
ap2 | geo_advanced_hd | System cost | 2042 | 46.4987 | 47.1857
ap2 | geo_advanced_hd | System cost | 2043 | 46.4987 | 47.1857
ap2 | geo_advanced_hd | System cost | 2044 | 46.4418 | 47.1329
ap2 | geo_advanced_hd | System cost | 2045 | 46.4418 | 47.1326
ap2 | geo_advanced_hd | System cost | 2046 | 47.0937 | 47.7737
ap2 | geo_advanced_hd | System cost | 2047 | 47.0937 | 47.7733
ap2 | geo_advanced_hd | System cost | 2048 | 47.5954 | 48.3256
ap2 | geo_advanced_hd | System cost | 2049 | 47.5954 | 48.3252
ap2 | geo_advanced_hd | System cost | 2050 | 47.403 | 48.1356
ap2 | geo_advanced_hd | System cost + health | 2010 | 18.4361 | 80.3195
ap2 | geo_advanced_hd | System cost + health | 2011 | 18.1854 | 79.6728
ap2 | geo_advanced_hd | System cost + health | 2012 | 11.6055 | 66.4075
ap2 | geo_advanced_hd | System cost + health | 2013 | 11.5838 | 66.115
ap2 | geo_advanced_hd | System cost + health | 2014 | 15.469 | 76.2079
ap2 | geo_advanced_hd | System cost + health | 2015 | 15.395 | 75.7601
ap2 | geo_advanced_hd | System cost + health | 2016 | 8.7902 | 60.0753
ap2 | geo_advanced_hd | System cost + health | 2017 | 8.782 | 59.9846
ap2 | geo_advanced_hd | System cost + health | 2018 | 7.862 | 60.4314
ap2 | geo_advanced_hd | System cost + health | 2019 | 7.8528 | 60.216
ap2 | geo_advanced_hd | System cost + health | 2020 | 6.0405 | 52.574
ap2 | geo_advanced_hd | System cost + health | 2021 | 6.0245 | 51.7267
ap2 | geo_advanced_hd | System cost + health | 2022 | 7.1466 | 63.4983
ap2 | geo_advanced_hd | System cost + health | 2023 | 7.1277 | 62.4691
ap2 | geo_advanced_hd | System cost + health | 2024 | 3.629 | 52.9598
ap2 | geo_advanced_hd | System cost + health | 2025 | 3.6195 | 52.3842
ap2 | geo_advanced_hd | System cost + health | 2026 | 2.5069 | 50.6862
ap2 | geo_advanced_hd | System cost + health | 2027 | 2.4981 | 50.1295
ap2 | geo_advanced_hd | System cost + health | 2028 | 1.2525 | 48.5608
ap2 | geo_advanced_hd | System cost + health | 2029 | 1.2449 | 48.2874
ap2 | geo_advanced_hd | System cost + health | 2030 | 0.99793 | 47.4516
ap2 | geo_advanced_hd | System cost + health | 2031 | 0.99197 | 47.4457
ap2 | geo_advanced_hd | System cost + health | 2032 | 0.9309 | 46.8493
ap2 | geo_advanced_hd | System cost + health | 2033 | 0.92554 | 46.8439
ap2 | geo_advanced_hd | System cost + health | 2034 | 0.81536 | 47.0822
ap2 | geo_advanced_hd | System cost + health | 2035 | 0.81185 | 47.0787
ap2 | geo_advanced_hd | System cost + health | 2036 | 0.7422 | 46.6066
ap2 | geo_advanced_hd | System cost + health | 2037 | 0.73843 | 46.6028
ap2 | geo_advanced_hd | System cost + health | 2038 | 0.67603 | 47.2032
ap2 | geo_advanced_hd | System cost + health | 2039 | 0.67257 | 47.1998
ap2 | geo_advanced_hd | System cost + health | 2040 | 0.65081 | 48.3256
ap2 | geo_advanced_hd | System cost + health | 2041 | 0.64751 | 48.3223
ap2 | geo_advanced_hd | System cost + health | 2042 | 0.68699 | 47.1857
ap2 | geo_advanced_hd | System cost + health | 2043 | 0.68699 | 47.1857
ap2 | geo_advanced_hd | System cost + health | 2044 | 0.69112 | 47.1329
ap2 | geo_advanced_hd | System cost + health | 2045 | 0.69088 | 47.1326
ap2 | geo_advanced_hd | System cost + health | 2046 | 0.67999 | 47.7737
ap2 | geo_advanced_hd | System cost + health | 2047 | 0.67955 | 47.7733
ap2 | geo_advanced_hd | System cost + health | 2048 | 0.73019 | 48.3256
ap2 | geo_advanced_hd | System cost + health | 2049 | 0.72974 | 48.3252
ap2 | geo_advanced_hd | System cost + health | 2050 | 0.73262 | 48.1356
easiur | geo_advanced_hd | System cost | 2010 | 61.8834 | 82.2901
easiur | geo_advanced_hd | System cost | 2011 | 61.4874 | 81.7046
easiur | geo_advanced_hd | System cost | 2012 | 54.802 | 67.8022
easiur | geo_advanced_hd | System cost | 2013 | 54.5312 | 67.5146
easiur | geo_advanced_hd | System cost | 2014 | 60.7389 | 77.9748
easiur | geo_advanced_hd | System cost | 2015 | 60.3652 | 77.5435
easiur | geo_advanced_hd | System cost | 2016 | 51.2851 | 61.1427
easiur | geo_advanced_hd | System cost | 2017 | 51.2025 | 61.0534
easiur | geo_advanced_hd | System cost | 2018 | 52.5694 | 61.3117
easiur | geo_advanced_hd | System cost | 2019 | 52.3632 | 61.0942
easiur | geo_advanced_hd | System cost | 2020 | 46.5335 | 53.4443
easiur | geo_advanced_hd | System cost | 2021 | 45.7022 | 52.5969
easiur | geo_advanced_hd | System cost | 2022 | 56.3517 | 64.2416
easiur | geo_advanced_hd | System cost | 2023 | 55.3413 | 63.2132
easiur | geo_advanced_hd | System cost | 2024 | 49.3309 | 53.4388
easiur | geo_advanced_hd | System cost | 2025 | 48.7648 | 52.8619
easiur | geo_advanced_hd | System cost | 2026 | 48.1794 | 51.0457
easiur | geo_advanced_hd | System cost | 2027 | 47.6313 | 50.4879
easiur | geo_advanced_hd | System cost | 2028 | 47.3083 | 48.8229
easiur | geo_advanced_hd | System cost | 2029 | 47.0425 | 48.5493
easiur | geo_advanced_hd | System cost | 2030 | 46.4537 | 47.6963
easiur | geo_advanced_hd | System cost | 2031 | 46.4537 | 47.6906
easiur | geo_advanced_hd | System cost | 2032 | 45.9184 | 47.0779
easiur | geo_advanced_hd | System cost | 2033 | 45.9184 | 47.0731
easiur | geo_advanced_hd | System cost | 2034 | 46.2668 | 47.2845
easiur | geo_advanced_hd | System cost | 2035 | 46.2668 | 47.2817
easiur | geo_advanced_hd | System cost | 2036 | 45.8644 | 46.8012
easiur | geo_advanced_hd | System cost | 2037 | 45.8644 | 46.7984
easiur | geo_advanced_hd | System cost | 2038 | 46.5272 | 47.402
easiur | geo_advanced_hd | System cost | 2039 | 46.5272 | 47.3996
easiur | geo_advanced_hd | System cost | 2040 | 47.6748 | 48.5171
easiur | geo_advanced_hd | System cost | 2041 | 47.6748 | 48.5148
easiur | geo_advanced_hd | System cost | 2042 | 46.4987 | 47.3966
easiur | geo_advanced_hd | System cost | 2043 | 46.4987 | 47.3966
easiur | geo_advanced_hd | System cost | 2044 | 46.4418 | 47.3476
easiur | geo_advanced_hd | System cost | 2045 | 46.4418 | 47.3471
easiur | geo_advanced_hd | System cost | 2046 | 47.0937 | 47.9761
easiur | geo_advanced_hd | System cost | 2047 | 47.0937 | 47.9753
easiur | geo_advanced_hd | System cost | 2048 | 47.5954 | 48.5715
easiur | geo_advanced_hd | System cost | 2049 | 47.5954 | 48.5706
easiur | geo_advanced_hd | System cost | 2050 | 47.403 | 48.3961
easiur | geo_advanced_hd | System cost + health | 2010 | 20.4066 | 82.2901
easiur | geo_advanced_hd | System cost + health | 2011 | 20.2172 | 81.7046
easiur | geo_advanced_hd | System cost + health | 2012 | 13.0002 | 67.8022
easiur | geo_advanced_hd | System cost + health | 2013 | 12.9834 | 67.5146
easiur | geo_advanced_hd | System cost + health | 2014 | 17.2358 | 77.9748
easiur | geo_advanced_hd | System cost + health | 2015 | 17.1783 | 77.5435
easiur | geo_advanced_hd | System cost + health | 2016 | 9.8576 | 61.1427
easiur | geo_advanced_hd | System cost + health | 2017 | 9.8509 | 61.0534
easiur | geo_advanced_hd | System cost + health | 2018 | 8.7423 | 61.3117
easiur | geo_advanced_hd | System cost + health | 2019 | 8.7311 | 61.0942
easiur | geo_advanced_hd | System cost + health | 2020 | 6.9108 | 53.4443
easiur | geo_advanced_hd | System cost + health | 2021 | 6.8947 | 52.5969
easiur | geo_advanced_hd | System cost + health | 2022 | 7.8899 | 64.2416
easiur | geo_advanced_hd | System cost + health | 2023 | 7.8719 | 63.2132
easiur | geo_advanced_hd | System cost + health | 2024 | 4.1079 | 53.4388
easiur | geo_advanced_hd | System cost + health | 2025 | 4.0971 | 52.8619
easiur | geo_advanced_hd | System cost + health | 2026 | 2.8663 | 51.0457
easiur | geo_advanced_hd | System cost + health | 2027 | 2.8566 | 50.4879
easiur | geo_advanced_hd | System cost + health | 2028 | 1.5146 | 48.8229
easiur | geo_advanced_hd | System cost + health | 2029 | 1.5068 | 48.5493
easiur | geo_advanced_hd | System cost + health | 2030 | 1.2426 | 47.6963
easiur | geo_advanced_hd | System cost + health | 2031 | 1.2369 | 47.6906
easiur | geo_advanced_hd | System cost + health | 2032 | 1.1595 | 47.0779
easiur | geo_advanced_hd | System cost + health | 2033 | 1.1547 | 47.0731
easiur | geo_advanced_hd | System cost + health | 2034 | 1.0177 | 47.2845
easiur | geo_advanced_hd | System cost + health | 2035 | 1.0149 | 47.2817
easiur | geo_advanced_hd | System cost + health | 2036 | 0.93678 | 46.8012
easiur | geo_advanced_hd | System cost + health | 2037 | 0.93401 | 46.7984
easiur | geo_advanced_hd | System cost + health | 2038 | 0.87474 | 47.402
easiur | geo_advanced_hd | System cost + health | 2039 | 0.87235 | 47.3996
easiur | geo_advanced_hd | System cost + health | 2040 | 0.84226 | 48.5171
easiur | geo_advanced_hd | System cost + health | 2041 | 0.83997 | 48.5148
easiur | geo_advanced_hd | System cost + health | 2042 | 0.89789 | 47.3966
easiur | geo_advanced_hd | System cost + health | 2043 | 0.89789 | 47.3966
easiur | geo_advanced_hd | System cost + health | 2044 | 0.90583 | 47.3476
easiur | geo_advanced_hd | System cost + health | 2045 | 0.90538 | 47.3471
easiur | geo_advanced_hd | System cost + health | 2046 | 0.88238 | 47.9761
easiur | geo_advanced_hd | System cost + health | 2047 | 0.88154 | 47.9753
easiur | geo_advanced_hd | System cost + health | 2048 | 0.97603 | 48.5715
easiur | geo_advanced_hd | System cost + health | 2049 | 0.97516 | 48.5706
easiur | geo_advanced_hd | System cost + health | 2050 | 0.99309 | 48.3961
inmap | geo_advanced_hd | System cost | 2010 | 61.8834 | 84.0153
inmap | geo_advanced_hd | System cost | 2011 | 61.4874 | 83.5163
inmap | geo_advanced_hd | System cost | 2012 | 54.802 | 68.9824
inmap | geo_advanced_hd | System cost | 2013 | 54.5312 | 68.7026
inmap | geo_advanced_hd | System cost | 2014 | 60.7389 | 79.6584
inmap | geo_advanced_hd | System cost | 2015 | 60.3652 | 79.2539
inmap | geo_advanced_hd | System cost | 2016 | 51.2851 | 61.9231
inmap | geo_advanced_hd | System cost | 2017 | 51.2025 | 61.8371
inmap | geo_advanced_hd | System cost | 2018 | 52.5694 | 62.1655
inmap | geo_advanced_hd | System cost | 2019 | 52.3632 | 61.9545
inmap | geo_advanced_hd | System cost | 2020 | 46.5335 | 53.8815
inmap | geo_advanced_hd | System cost | 2021 | 45.7022 | 53.0427
inmap | geo_advanced_hd | System cost | 2022 | 56.3517 | 65.0782
inmap | geo_advanced_hd | System cost | 2023 | 55.3413 | 64.0593
inmap | geo_advanced_hd | System cost | 2024 | 49.3309 | 53.6888
inmap | geo_advanced_hd | System cost | 2025 | 48.7648 | 53.1181
inmap | geo_advanced_hd | System cost | 2026 | 48.1794 | 51.2175
inmap | geo_advanced_hd | System cost | 2027 | 47.6313 | 50.6652
inmap | geo_advanced_hd | System cost | 2028 | 47.3083 | 48.9081
inmap | geo_advanced_hd | System cost | 2029 | 47.0425 | 48.6387
inmap | geo_advanced_hd | System cost | 2030 | 46.4537 | 47.7413
inmap | geo_advanced_hd | System cost | 2031 | 46.4537 | 47.7386
inmap | geo_advanced_hd | System cost | 2032 | 45.9184 | 47.128
inmap | geo_advanced_hd | System cost | 2033 | 45.9184 | 47.1257
inmap | geo_advanced_hd | System cost | 2034 | 46.2668 | 47.3374
inmap | geo_advanced_hd | System cost | 2035 | 46.2668 | 47.336
inmap | geo_advanced_hd | System cost | 2036 | 45.8644 | 46.8557
inmap | geo_advanced_hd | System cost | 2037 | 45.8644 | 46.8541
inmap | geo_advanced_hd | System cost | 2038 | 46.5272 | 47.4412
inmap | geo_advanced_hd | System cost | 2039 | 46.5272 | 47.4398
inmap | geo_advanced_hd | System cost | 2040 | 47.6748 | 48.5557
inmap | geo_advanced_hd | System cost | 2041 | 47.6748 | 48.5544
inmap | geo_advanced_hd | System cost | 2042 | 46.4987 | 47.4419
inmap | geo_advanced_hd | System cost | 2043 | 46.4987 | 47.4419
inmap | geo_advanced_hd | System cost | 2044 | 46.4418 | 47.3837
inmap | geo_advanced_hd | System cost | 2045 | 46.4418 | 47.3836
inmap | geo_advanced_hd | System cost | 2046 | 47.0937 | 48.0056
inmap | geo_advanced_hd | System cost | 2047 | 47.0937 | 48.0053
inmap | geo_advanced_hd | System cost | 2048 | 47.5954 | 48.5945
inmap | geo_advanced_hd | System cost | 2049 | 47.5954 | 48.5942
inmap | geo_advanced_hd | System cost | 2050 | 47.403 | 48.42
inmap | geo_advanced_hd | System cost + health | 2010 | 22.1319 | 84.0153
inmap | geo_advanced_hd | System cost + health | 2011 | 22.0289 | 83.5163
inmap | geo_advanced_hd | System cost + health | 2012 | 14.1804 | 68.9824
inmap | geo_advanced_hd | System cost + health | 2013 | 14.1714 | 68.7026
inmap | geo_advanced_hd | System cost + health | 2014 | 18.9194 | 79.6584
inmap | geo_advanced_hd | System cost + health | 2015 | 18.8887 | 79.2539
inmap | geo_advanced_hd | System cost + health | 2016 | 10.638 | 61.9231
inmap | geo_advanced_hd | System cost + health | 2017 | 10.6345 | 61.8371
inmap | geo_advanced_hd | System cost + health | 2018 | 9.5961 | 62.1655
inmap | geo_advanced_hd | System cost + health | 2019 | 9.5914 | 61.9545
inmap | geo_advanced_hd | System cost + health | 2020 | 7.348 | 53.8815
inmap | geo_advanced_hd | System cost + health | 2021 | 7.3405 | 53.0427
inmap | geo_advanced_hd | System cost + health | 2022 | 8.7265 | 65.0782
inmap | geo_advanced_hd | System cost + health | 2023 | 8.718 | 64.0593
inmap | geo_advanced_hd | System cost + health | 2024 | 4.358 | 53.6888
inmap | geo_advanced_hd | System cost + health | 2025 | 4.3533 | 53.1181
inmap | geo_advanced_hd | System cost + health | 2026 | 3.0381 | 51.2175
inmap | geo_advanced_hd | System cost + health | 2027 | 3.0338 | 50.6652
inmap | geo_advanced_hd | System cost + health | 2028 | 1.5997 | 48.9081
inmap | geo_advanced_hd | System cost + health | 2029 | 1.5962 | 48.6387
inmap | geo_advanced_hd | System cost + health | 2030 | 1.2877 | 47.7413
inmap | geo_advanced_hd | System cost + health | 2031 | 1.285 | 47.7386
inmap | geo_advanced_hd | System cost + health | 2032 | 1.2096 | 47.128
inmap | geo_advanced_hd | System cost + health | 2033 | 1.2073 | 47.1257
inmap | geo_advanced_hd | System cost + health | 2034 | 1.0706 | 47.3374
inmap | geo_advanced_hd | System cost + health | 2035 | 1.0692 | 47.336
inmap | geo_advanced_hd | System cost + health | 2036 | 0.9913 | 46.8557
inmap | geo_advanced_hd | System cost + health | 2037 | 0.98977 | 46.8541
inmap | geo_advanced_hd | System cost + health | 2038 | 0.91394 | 47.4412
inmap | geo_advanced_hd | System cost + health | 2039 | 0.91257 | 47.4398
inmap | geo_advanced_hd | System cost + health | 2040 | 0.88088 | 48.5557
inmap | geo_advanced_hd | System cost + health | 2041 | 0.87957 | 48.5544
inmap | geo_advanced_hd | System cost + health | 2042 | 0.94321 | 47.4419
inmap | geo_advanced_hd | System cost + health | 2043 | 0.94321 | 47.4419
inmap | geo_advanced_hd | System cost + health | 2044 | 0.94196 | 47.3837
inmap | geo_advanced_hd | System cost + health | 2045 | 0.94181 | 47.3836
inmap | geo_advanced_hd | System cost + health | 2046 | 0.91188 | 48.0056
inmap | geo_advanced_hd | System cost + health | 2047 | 0.91159 | 48.0053
inmap | geo_advanced_hd | System cost + health | 2048 | 0.99905 | 48.5945
inmap | geo_advanced_hd | System cost + health | 2049 | 0.99875 | 48.5942
inmap | geo_advanced_hd | System cost + health | 2050 | 1.017 | 48.42

## 49_System cost + health damages
model | scenario | cost_type | year | Average cost ($/MWh) | Net Level Average cost ($/MWh)
ap2 | geo_advanced_hd | System cost | 2010 | 61.8834 | 109.2496
ap2 | geo_advanced_hd | System cost | 2011 | 61.4874 | 108.2094
ap2 | geo_advanced_hd | System cost | 2012 | 54.802 | 84.6188
ap2 | geo_advanced_hd | System cost | 2013 | 54.5312 | 84.2924
ap2 | geo_advanced_hd | System cost | 2014 | 60.7389 | 100.4819
ap2 | geo_advanced_hd | System cost | 2015 | 60.3652 | 99.918
ap2 | geo_advanced_hd | System cost | 2016 | 51.2851 | 73.8688
ap2 | geo_advanced_hd | System cost | 2017 | 51.2025 | 73.7653
ap2 | geo_advanced_hd | System cost | 2018 | 52.5694 | 72.7684
ap2 | geo_advanced_hd | System cost | 2019 | 52.3632 | 72.5386
ap2 | geo_advanced_hd | System cost | 2020 | 46.5335 | 62.0527
ap2 | geo_advanced_hd | System cost | 2021 | 45.7022 | 61.1804
ap2 | geo_advanced_hd | System cost | 2022 | 56.3517 | 74.7126
ap2 | geo_advanced_hd | System cost | 2023 | 55.3413 | 73.6539
ap2 | geo_advanced_hd | System cost | 2024 | 49.3309 | 58.6544
ap2 | geo_advanced_hd | System cost | 2025 | 48.7648 | 58.0639
ap2 | geo_advanced_hd | System cost | 2026 | 48.1794 | 54.62
ap2 | geo_advanced_hd | System cost | 2027 | 47.6313 | 54.0495
ap2 | geo_advanced_hd | System cost | 2028 | 47.3083 | 50.5261
ap2 | geo_advanced_hd | System cost | 2029 | 47.0425 | 50.2408
ap2 | geo_advanced_hd | System cost | 2030 | 46.4537 | 49.0175
ap2 | geo_advanced_hd | System cost | 2031 | 46.4537 | 49.0022
ap2 | geo_advanced_hd | System cost | 2032 | 45.9184 | 48.3101
ap2 | geo_advanced_hd | System cost | 2033 | 45.9184 | 48.2963
ap2 | geo_advanced_hd | System cost | 2034 | 46.2668 | 48.3616
ap2 | geo_advanced_hd | System cost | 2035 | 46.2668 | 48.3526
ap2 | geo_advanced_hd | System cost | 2036 | 45.8644 | 47.7712
ap2 | geo_advanced_hd | System cost | 2037 | 45.8644 | 47.7615
ap2 | geo_advanced_hd | System cost | 2038 | 46.5272 | 48.264
ap2 | geo_advanced_hd | System cost | 2039 | 46.5272 | 48.2552
ap2 | geo_advanced_hd | System cost | 2040 | 47.6748 | 49.3469
ap2 | geo_advanced_hd | System cost | 2041 | 47.6748 | 49.3384
ap2 | geo_advanced_hd | System cost | 2042 | 46.4987 | 48.2637
ap2 | geo_advanced_hd | System cost | 2043 | 46.4987 | 48.2637
ap2 | geo_advanced_hd | System cost | 2044 | 46.4418 | 48.2173
ap2 | geo_advanced_hd | System cost | 2045 | 46.4418 | 48.2167
ap2 | geo_advanced_hd | System cost | 2046 | 47.0937 | 48.8407
ap2 | geo_advanced_hd | System cost | 2047 | 47.0937 | 48.8396
ap2 | geo_advanced_hd | System cost | 2048 | 47.5954 | 49.4714
ap2 | geo_advanced_hd | System cost | 2049 | 47.5954 | 49.4702
ap2 | geo_advanced_hd | System cost | 2050 | 47.403 | 49.2852
ap2 | geo_advanced_hd | System cost + health | 2010 | 47.3662 | 109.2496
ap2 | geo_advanced_hd | System cost + health | 2011 | 46.722 | 108.2094
ap2 | geo_advanced_hd | System cost + health | 2012 | 29.8168 | 84.6188
ap2 | geo_advanced_hd | System cost + health | 2013 | 29.7612 | 84.2924
ap2 | geo_advanced_hd | System cost + health | 2014 | 39.743 | 100.4819
ap2 | geo_advanced_hd | System cost + health | 2015 | 39.5529 | 99.918
ap2 | geo_advanced_hd | System cost + health | 2016 | 22.5837 | 73.8688
ap2 | geo_advanced_hd | System cost + health | 2017 | 22.5628 | 73.7653
ap2 | geo_advanced_hd | System cost + health | 2018 | 20.199 | 72.7684
ap2 | geo_advanced_hd | System cost + health | 2019 | 20.1755 | 72.5386
ap2 | geo_advanced_hd | System cost + health | 2020 | 15.5192 | 62.0527
ap2 | geo_advanced_hd | System cost + health | 2021 | 15.4782 | 61.1804
ap2 | geo_advanced_hd | System cost + health | 2022 | 18.3609 | 74.7126
ap2 | geo_advanced_hd | System cost + health | 2023 | 18.3125 | 73.6539
ap2 | geo_advanced_hd | System cost + health | 2024 | 9.3235 | 58.6544
ap2 | geo_advanced_hd | System cost + health | 2025 | 9.2991 | 58.0639
ap2 | geo_advanced_hd | System cost + health | 2026 | 6.4406 | 54.62
ap2 | geo_advanced_hd | System cost + health | 2027 | 6.4182 | 54.0495
ap2 | geo_advanced_hd | System cost + health | 2028 | 3.2178 | 50.5261
ap2 | geo_advanced_hd | System cost + health | 2029 | 3.1983 | 50.2408
ap2 | geo_advanced_hd | System cost + health | 2030 | 2.5639 | 49.0175
ap2 | geo_advanced_hd | System cost + health | 2031 | 2.5486 | 49.0022
ap2 | geo_advanced_hd | System cost + health | 2032 | 2.3917 | 48.3101
ap2 | geo_advanced_hd | System cost + health | 2033 | 2.3779 | 48.2963
ap2 | geo_advanced_hd | System cost + health | 2034 | 2.0948 | 48.3616
ap2 | geo_advanced_hd | System cost + health | 2035 | 2.0858 | 48.3526
ap2 | geo_advanced_hd | System cost + health | 2036 | 1.9068 | 47.7712
ap2 | geo_advanced_hd | System cost + health | 2037 | 1.8972 | 47.7615
ap2 | geo_advanced_hd | System cost + health | 2038 | 1.7368 | 48.264
ap2 | geo_advanced_hd | System cost + health | 2039 | 1.728 | 48.2552
ap2 | geo_advanced_hd | System cost + health | 2040 | 1.672 | 49.3469
ap2 | geo_advanced_hd | System cost + health | 2041 | 1.6636 | 49.3384
ap2 | geo_advanced_hd | System cost + health | 2042 | 1.765 | 48.2637
ap2 | geo_advanced_hd | System cost + health | 2043 | 1.765 | 48.2637
ap2 | geo_advanced_hd | System cost + health | 2044 | 1.7756 | 48.2173
ap2 | geo_advanced_hd | System cost + health | 2045 | 1.775 | 48.2167
ap2 | geo_advanced_hd | System cost + health | 2046 | 1.747 | 48.8407
ap2 | geo_advanced_hd | System cost + health | 2047 | 1.7459 | 48.8396
ap2 | geo_advanced_hd | System cost + health | 2048 | 1.876 | 49.4714
ap2 | geo_advanced_hd | System cost + health | 2049 | 1.8748 | 49.4702
ap2 | geo_advanced_hd | System cost + health | 2050 | 1.8822 | 49.2852
easiur | geo_advanced_hd | System cost | 2010 | 61.8834 | 114.3126
easiur | geo_advanced_hd | System cost | 2011 | 61.4874 | 113.4299
easiur | geo_advanced_hd | System cost | 2012 | 54.802 | 88.2024
easiur | geo_advanced_hd | System cost | 2013 | 54.5312 | 87.8883
easiur | geo_advanced_hd | System cost | 2014 | 60.7389 | 105.0215
easiur | geo_advanced_hd | System cost | 2015 | 60.3652 | 104.5001
easiur | geo_advanced_hd | System cost | 2016 | 51.2851 | 76.6113
easiur | geo_advanced_hd | System cost | 2017 | 51.2025 | 76.5115
easiur | geo_advanced_hd | System cost | 2018 | 52.5694 | 75.0302
easiur | geo_advanced_hd | System cost | 2019 | 52.3632 | 74.7951
easiur | geo_advanced_hd | System cost | 2020 | 46.5335 | 64.2889
easiur | geo_advanced_hd | System cost | 2021 | 45.7022 | 63.4162
easiur | geo_advanced_hd | System cost | 2022 | 56.3517 | 76.6226
easiur | geo_advanced_hd | System cost | 2023 | 55.3413 | 75.5659
easiur | geo_advanced_hd | System cost | 2024 | 49.3309 | 59.8851
easiur | geo_advanced_hd | System cost | 2025 | 48.7648 | 59.2912
easiur | geo_advanced_hd | System cost | 2026 | 48.1794 | 55.5436
easiur | geo_advanced_hd | System cost | 2027 | 47.6313 | 54.9705
easiur | geo_advanced_hd | System cost | 2028 | 47.3083 | 51.1996
easiur | geo_advanced_hd | System cost | 2029 | 47.0425 | 50.9137
easiur | geo_advanced_hd | System cost | 2030 | 46.4537 | 49.6462
easiur | geo_advanced_hd | System cost | 2031 | 46.4537 | 49.6316
easiur | geo_advanced_hd | System cost | 2032 | 45.9184 | 48.8973
easiur | geo_advanced_hd | System cost | 2033 | 45.9184 | 48.885
easiur | geo_advanced_hd | System cost | 2034 | 46.2668 | 48.8814
easiur | geo_advanced_hd | System cost | 2035 | 46.2668 | 48.8742
easiur | geo_advanced_hd | System cost | 2036 | 45.8644 | 48.2712
easiur | geo_advanced_hd | System cost | 2037 | 45.8644 | 48.264
easiur | geo_advanced_hd | System cost | 2038 | 46.5272 | 48.7746
easiur | geo_advanced_hd | System cost | 2039 | 46.5272 | 48.7685
easiur | geo_advanced_hd | System cost | 2040 | 47.6748 | 49.8387
easiur | geo_advanced_hd | System cost | 2041 | 47.6748 | 49.8329
easiur | geo_advanced_hd | System cost | 2042 | 46.4987 | 48.8056
easiur | geo_advanced_hd | System cost | 2043 | 46.4987 | 48.8056
easiur | geo_advanced_hd | System cost | 2044 | 46.4418 | 48.769
easiur | geo_advanced_hd | System cost | 2045 | 46.4418 | 48.7678
easiur | geo_advanced_hd | System cost | 2046 | 47.0937 | 49.3607
easiur | geo_advanced_hd | System cost | 2047 | 47.0937 | 49.3586
easiur | geo_advanced_hd | System cost | 2048 | 47.5954 | 50.103
easiur | geo_advanced_hd | System cost | 2049 | 47.5954 | 50.1008
easiur | geo_advanced_hd | System cost | 2050 | 47.403 | 49.9544
easiur | geo_advanced_hd | System cost + health | 2010 | 52.4292 | 114.3126
easiur | geo_advanced_hd | System cost + health | 2011 | 51.9425 | 113.4299
easiur | geo_advanced_hd | System cost + health | 2012 | 33.4004 | 88.2024
easiur | geo_advanced_hd | System cost + health | 2013 | 33.3571 | 87.8883
easiur | geo_advanced_hd | System cost + health | 2014 | 44.2826 | 105.0215
easiur | geo_advanced_hd | System cost + health | 2015 | 44.1349 | 104.5001
easiur | geo_advanced_hd | System cost + health | 2016 | 25.3262 | 76.6113
easiur | geo_advanced_hd | System cost + health | 2017 | 25.309 | 76.5115
easiur | geo_advanced_hd | System cost + health | 2018 | 22.4608 | 75.0302
easiur | geo_advanced_hd | System cost + health | 2019 | 22.4319 | 74.7951
easiur | geo_advanced_hd | System cost + health | 2020 | 17.7553 | 64.2889
easiur | geo_advanced_hd | System cost + health | 2021 | 17.714 | 63.4162
easiur | geo_advanced_hd | System cost + health | 2022 | 20.2709 | 76.6226
easiur | geo_advanced_hd | System cost + health | 2023 | 20.2245 | 75.5659
easiur | geo_advanced_hd | System cost + health | 2024 | 10.5542 | 59.8851
easiur | geo_advanced_hd | System cost + health | 2025 | 10.5264 | 59.2912
easiur | geo_advanced_hd | System cost + health | 2026 | 7.3643 | 55.5436
easiur | geo_advanced_hd | System cost + health | 2027 | 7.3391 | 54.9705
easiur | geo_advanced_hd | System cost + health | 2028 | 3.8913 | 51.1996
easiur | geo_advanced_hd | System cost + health | 2029 | 3.8712 | 50.9137
easiur | geo_advanced_hd | System cost + health | 2030 | 3.1925 | 49.6462
easiur | geo_advanced_hd | System cost + health | 2031 | 3.178 | 49.6316
easiur | geo_advanced_hd | System cost + health | 2032 | 2.9789 | 48.8973
easiur | geo_advanced_hd | System cost + health | 2033 | 2.9666 | 48.885
easiur | geo_advanced_hd | System cost + health | 2034 | 2.6146 | 48.8814
easiur | geo_advanced_hd | System cost + health | 2035 | 2.6074 | 48.8742
easiur | geo_advanced_hd | System cost + health | 2036 | 2.4068 | 48.2712
easiur | geo_advanced_hd | System cost + health | 2037 | 2.3997 | 48.264
easiur | geo_advanced_hd | System cost + health | 2038 | 2.2474 | 48.7746
easiur | geo_advanced_hd | System cost + health | 2039 | 2.2413 | 48.7685
easiur | geo_advanced_hd | System cost + health | 2040 | 2.1639 | 49.8387
easiur | geo_advanced_hd | System cost + health | 2041 | 2.1581 | 49.8329
easiur | geo_advanced_hd | System cost + health | 2042 | 2.3069 | 48.8056
easiur | geo_advanced_hd | System cost + health | 2043 | 2.3069 | 48.8056
easiur | geo_advanced_hd | System cost + health | 2044 | 2.3273 | 48.769
easiur | geo_advanced_hd | System cost + health | 2045 | 2.3261 | 48.7678
easiur | geo_advanced_hd | System cost + health | 2046 | 2.267 | 49.3607
easiur | geo_advanced_hd | System cost + health | 2047 | 2.2648 | 49.3586
easiur | geo_advanced_hd | System cost + health | 2048 | 2.5076 | 50.103
easiur | geo_advanced_hd | System cost + health | 2049 | 2.5054 | 50.1008
easiur | geo_advanced_hd | System cost + health | 2050 | 2.5514 | 49.9544
inmap | geo_advanced_hd | System cost | 2010 | 61.8834 | 118.7453
inmap | geo_advanced_hd | System cost | 2011 | 61.4874 | 118.0847
inmap | geo_advanced_hd | System cost | 2012 | 54.802 | 91.2346
inmap | geo_advanced_hd | System cost | 2013 | 54.5312 | 90.9407
inmap | geo_advanced_hd | System cost | 2014 | 60.7389 | 109.3473
inmap | geo_advanced_hd | System cost | 2015 | 60.3652 | 108.8946
inmap | geo_advanced_hd | System cost | 2016 | 51.2851 | 78.6166
inmap | geo_advanced_hd | System cost | 2017 | 51.2025 | 78.5251
inmap | geo_advanced_hd | System cost | 2018 | 52.5694 | 77.2238
inmap | geo_advanced_hd | System cost | 2019 | 52.3632 | 77.0055
inmap | geo_advanced_hd | System cost | 2020 | 46.5335 | 65.4121
inmap | geo_advanced_hd | System cost | 2021 | 45.7022 | 64.5616
inmap | geo_advanced_hd | System cost | 2022 | 56.3517 | 78.772
inmap | geo_advanced_hd | System cost | 2023 | 55.3413 | 77.7397
inmap | geo_advanced_hd | System cost | 2024 | 49.3309 | 60.5274
inmap | geo_advanced_hd | System cost | 2025 | 48.7648 | 59.9493
inmap | geo_advanced_hd | System cost | 2026 | 48.1794 | 55.9849
inmap | geo_advanced_hd | System cost | 2027 | 47.6313 | 55.4259
inmap | geo_advanced_hd | System cost | 2028 | 47.3083 | 51.4184
inmap | geo_advanced_hd | System cost | 2029 | 47.0425 | 51.1434
inmap | geo_advanced_hd | System cost | 2030 | 46.4537 | 49.7619
inmap | geo_advanced_hd | System cost | 2031 | 46.4537 | 49.755
inmap | geo_advanced_hd | System cost | 2032 | 45.9184 | 49.0262
inmap | geo_advanced_hd | System cost | 2033 | 45.9184 | 49.0201
inmap | geo_advanced_hd | System cost | 2034 | 46.2668 | 49.0175
inmap | geo_advanced_hd | System cost | 2035 | 46.2668 | 49.0137
inmap | geo_advanced_hd | System cost | 2036 | 45.8644 | 48.4112
inmap | geo_advanced_hd | System cost | 2037 | 45.8644 | 48.4073
inmap | geo_advanced_hd | System cost | 2038 | 46.5272 | 48.8753
inmap | geo_advanced_hd | System cost | 2039 | 46.5272 | 48.8718
inmap | geo_advanced_hd | System cost | 2040 | 47.6748 | 49.938
inmap | geo_advanced_hd | System cost | 2041 | 47.6748 | 49.9346
inmap | geo_advanced_hd | System cost | 2042 | 46.4987 | 48.922
inmap | geo_advanced_hd | System cost | 2043 | 46.4987 | 48.922
inmap | geo_advanced_hd | System cost | 2044 | 46.4418 | 48.8618
inmap | geo_advanced_hd | System cost | 2045 | 46.4418 | 48.8614
inmap | geo_advanced_hd | System cost | 2046 | 47.0937 | 49.4365
inmap | geo_advanced_hd | System cost | 2047 | 47.0937 | 49.4358
inmap | geo_advanced_hd | System cost | 2048 | 47.5954 | 50.1622
inmap | geo_advanced_hd | System cost | 2049 | 47.5954 | 50.1614
inmap | geo_advanced_hd | System cost | 2050 | 47.403 | 50.0158
inmap | geo_advanced_hd | System cost + health | 2010 | 56.8618 | 118.7453
inmap | geo_advanced_hd | System cost + health | 2011 | 56.5973 | 118.0847
inmap | geo_advanced_hd | System cost + health | 2012 | 36.4326 | 91.2346
inmap | geo_advanced_hd | System cost + health | 2013 | 36.4095 | 90.9407
inmap | geo_advanced_hd | System cost + health | 2014 | 48.6083 | 109.3473
inmap | geo_advanced_hd | System cost + health | 2015 | 48.5294 | 108.8946
inmap | geo_advanced_hd | System cost + health | 2016 | 27.3314 | 78.6166
inmap | geo_advanced_hd | System cost + health | 2017 | 27.3225 | 78.5251
inmap | geo_advanced_hd | System cost + health | 2018 | 24.6544 | 77.2238
inmap | geo_advanced_hd | System cost + health | 2019 | 24.6423 | 77.0055
inmap | geo_advanced_hd | System cost + health | 2020 | 18.8785 | 65.4121
inmap | geo_advanced_hd | System cost + health | 2021 | 18.8595 | 64.5616
inmap | geo_advanced_hd | System cost + health | 2022 | 22.4203 | 78.772
inmap | geo_advanced_hd | System cost + health | 2023 | 22.3983 | 77.7397
inmap | geo_advanced_hd | System cost + health | 2024 | 11.1966 | 60.5274
inmap | geo_advanced_hd | System cost + health | 2025 | 11.1845 | 59.9493
inmap | geo_advanced_hd | System cost + health | 2026 | 7.8055 | 55.9849
inmap | geo_advanced_hd | System cost + health | 2027 | 7.7945 | 55.4259
inmap | geo_advanced_hd | System cost + health | 2028 | 4.1101 | 51.4184
inmap | geo_advanced_hd | System cost + health | 2029 | 4.1009 | 51.1434
inmap | geo_advanced_hd | System cost + health | 2030 | 3.3083 | 49.7619
inmap | geo_advanced_hd | System cost + health | 2031 | 3.3013 | 49.755
inmap | geo_advanced_hd | System cost + health | 2032 | 3.1078 | 49.0262
inmap | geo_advanced_hd | System cost + health | 2033 | 3.1017 | 49.0201
inmap | geo_advanced_hd | System cost + health | 2034 | 2.7507 | 49.0175
inmap | geo_advanced_hd | System cost + health | 2035 | 2.7469 | 49.0137
inmap | geo_advanced_hd | System cost + health | 2036 | 2.5469 | 48.4112
inmap | geo_advanced_hd | System cost + health | 2037 | 2.5429 | 48.4073
inmap | geo_advanced_hd | System cost + health | 2038 | 2.3481 | 48.8753
inmap | geo_advanced_hd | System cost + health | 2039 | 2.3446 | 48.8718
inmap | geo_advanced_hd | System cost + health | 2040 | 2.2632 | 49.938
inmap | geo_advanced_hd | System cost + health | 2041 | 2.2598 | 49.9346
inmap | geo_advanced_hd | System cost + health | 2042 | 2.4233 | 48.922
inmap | geo_advanced_hd | System cost + health | 2043 | 2.4233 | 48.922
inmap | geo_advanced_hd | System cost + health | 2044 | 2.4201 | 48.8618
inmap | geo_advanced_hd | System cost + health | 2045 | 2.4197 | 48.8614
inmap | geo_advanced_hd | System cost + health | 2046 | 2.3428 | 49.4365
inmap | geo_advanced_hd | System cost + health | 2047 | 2.3421 | 49.4358
inmap | geo_advanced_hd | System cost + health | 2048 | 2.5668 | 50.1622
inmap | geo_advanced_hd | System cost + health | 2049 | 2.566 | 50.1614
inmap | geo_advanced_hd | System cost + health | 2050 | 2.6128 | 50.0158

## 50_Runtime (hours)
process | scenario | processtime | Net Level processtime
input_processing/calc_financial_inputs.py | geo_advanced_hd | 0.00083591 | 21.018
input_processing/fuelcostprep.py | geo_advanced_hd | 4.9724e-05 | 21.018
input_processing/writecapdat.py | geo_advanced_hd | 0.00041247 | 21.018
input_processing/writesupplycurves.py | geo_advanced_hd | 0.0056703 | 21.018
input_processing/cfgather.py | geo_advanced_hd | 0.00010004 | 21.018
input_processing/writedrshift.py | geo_advanced_hd | 3.227e-05 | 21.018
input_processing/plantcostprep.py | geo_advanced_hd | 9.7815e-05 | 21.018
input_processing/all_year_load.py | geo_advanced_hd | 0.012216 | 21.018
input_processing/climateprep.py | geo_advanced_hd | 2.7736e-06 | 21.018
input_processing/ldc_prep.py | geo_advanced_hd | 0.012788 | 21.018
input_processing/writehintage.py | geo_advanced_hd | 0.0072931 | 21.018
input_processing/transmission_multilink.py | geo_advanced_hd | 0.0022873 | 21.018
input_processing/hourly_process.py | geo_advanced_hd | 1.1114e-06 | 21.018
createmodel.gms | geo_advanced_hd | 0.019889 | 21.018
d_solveoneyear.gms | geo_advanced_hd | 16.0713 | 21.018
reeds_augur/a_prep_data.py | geo_advanced_hd | 0.44414 | 21.018
reeds_augur/b1_osprey.gms | geo_advanced_hd | 3.6329 | 21.018
reeds_augur/b2_gdx_dump.gms | geo_advanced_hd | 0.056346 | 21.018
reeds_augur/c1_existing_curtailment.py | geo_advanced_hd | 0.083557 | 21.018
reeds_augur/c2_marginal_curtailment.py | geo_advanced_hd | 0.17402 | 21.018
reeds_augur/d_condor.py | geo_advanced_hd | 3.325e-06 | 21.018
reeds_augur/e_capacity_credit.py | geo_advanced_hd | 0.23763 | 21.018
reeds_augur/f_plots.py | geo_advanced_hd | 0.12873 | 21.018
e_report.gms | geo_advanced_hd | 0.12219 | 21.018
e_report_dump.gms | geo_advanced_hd | 0.0055453 | 21.018

## 51_Runtime by year (hours)
scenario | process | year | processtime | Net Level processtime
geo_advanced_hd | input_processing/calc_financial_inputs.py | 2000 | 0.00083591 | 0.18941
geo_advanced_hd | input_processing/fuelcostprep.py | 2000 | 4.9724e-05 | 0.18941
geo_advanced_hd | input_processing/writecapdat.py | 2000 | 0.00041247 | 0.18941
geo_advanced_hd | input_processing/writesupplycurves.py | 2000 | 0.0056703 | 0.18941
geo_advanced_hd | input_processing/cfgather.py | 2000 | 0.00010004 | 0.18941
geo_advanced_hd | input_processing/writedrshift.py | 2000 | 3.227e-05 | 0.18941
geo_advanced_hd | input_processing/plantcostprep.py | 2000 | 9.7815e-05 | 0.18941
geo_advanced_hd | input_processing/all_year_load.py | 2000 | 0.012216 | 0.18941
geo_advanced_hd | input_processing/climateprep.py | 2000 | 2.7736e-06 | 0.18941
geo_advanced_hd | input_processing/ldc_prep.py | 2000 | 0.012788 | 0.18941
geo_advanced_hd | input_processing/writehintage.py | 2000 | 0.0072931 | 0.18941
geo_advanced_hd | input_processing/transmission_multilink.py | 2000 | 0.0022873 | 0.18941
geo_advanced_hd | input_processing/hourly_process.py | 2000 | 1.1114e-06 | 0.18941
geo_advanced_hd | createmodel.gms | 2000 | 0.019889 | 0.18941
geo_advanced_hd | d_solveoneyear.gms | 2010 | 0.016028 | 0.016028
geo_advanced_hd | d_solveoneyear.gms | 2012 | 0.020434 | 0.020434
geo_advanced_hd | d_solveoneyear.gms | 2014 | 0.021386 | 0.021386
geo_advanced_hd | d_solveoneyear.gms | 2016 | 0.023389 | 0.023389
geo_advanced_hd | d_solveoneyear.gms | 2018 | 0.024778 | 0.024778
geo_advanced_hd | d_solveoneyear.gms | 2020 | 0.035687 | 0.402
geo_advanced_hd | d_solveoneyear.gms | 2022 | 0.49902 | 0.94243
geo_advanced_hd | d_solveoneyear.gms | 2024 | 0.4182 | 0.61631
geo_advanced_hd | d_solveoneyear.gms | 2026 | 0.42126 | 0.71963
geo_advanced_hd | d_solveoneyear.gms | 2028 | 1.5658 | 1.7805
geo_advanced_hd | d_solveoneyear.gms | 2030 | 2.7102 | 2.9243
geo_advanced_hd | d_solveoneyear.gms | 2032 | 0.47182 | 0.65688
geo_advanced_hd | d_solveoneyear.gms | 2034 | 0.5512 | 0.73883
geo_advanced_hd | d_solveoneyear.gms | 2036 | 2.3904 | 2.818
geo_advanced_hd | d_solveoneyear.gms | 2038 | 2.0697 | 2.3605
geo_advanced_hd | d_solveoneyear.gms | 2040 | 1.302 | 1.6455
geo_advanced_hd | d_solveoneyear.gms | 2042 | 0.51501 | 0.8794
geo_advanced_hd | d_solveoneyear.gms | 2044 | 0.5115 | 0.87558
geo_advanced_hd | d_solveoneyear.gms | 2046 | 0.85292 | 1.2936
geo_advanced_hd | d_solveoneyear.gms | 2048 | 0.56686 | 0.98542
geo_advanced_hd | d_solveoneyear.gms | 2050 | 1.0837 | 1.0837
geo_advanced_hd | reeds_augur/a_prep_data.py | 2020 | 0.040225 | 0.402
geo_advanced_hd | reeds_augur/a_prep_data.py | 2022 | 0.035112 | 0.94243
geo_advanced_hd | reeds_augur/a_prep_data.py | 2024 | 0.025549 | 0.61631
geo_advanced_hd | reeds_augur/a_prep_data.py | 2026 | 0.026272 | 0.71963
geo_advanced_hd | reeds_augur/a_prep_data.py | 2028 | 0.025269 | 1.7805
geo_advanced_hd | reeds_augur/a_prep_data.py | 2030 | 0.025049 | 2.9243
geo_advanced_hd | reeds_augur/a_prep_data.py | 2032 | 0.024722 | 0.65688
geo_advanced_hd | reeds_augur/a_prep_data.py | 2034 | 0.024828 | 0.73883
geo_advanced_hd | reeds_augur/a_prep_data.py | 2036 | 0.024923 | 2.818
geo_advanced_hd | reeds_augur/a_prep_data.py | 2038 | 0.025558 | 2.3605
geo_advanced_hd | reeds_augur/a_prep_data.py | 2040 | 0.033505 | 1.6455
geo_advanced_hd | reeds_augur/a_prep_data.py | 2042 | 0.025559 | 0.8794
geo_advanced_hd | reeds_augur/a_prep_data.py | 2044 | 0.035235 | 0.87558
geo_advanced_hd | reeds_augur/a_prep_data.py | 2046 | 0.035996 | 1.2936
geo_advanced_hd | reeds_augur/a_prep_data.py | 2048 | 0.036336 | 0.98542
geo_advanced_hd | reeds_augur/b1_osprey.gms | 2020 | 0.283 | 0.402
geo_advanced_hd | reeds_augur/b1_osprey.gms | 2022 | 0.33219 | 0.94243
geo_advanced_hd | reeds_augur/b1_osprey.gms | 2024 | 0.14541 | 0.61631
geo_advanced_hd | reeds_augur/b1_osprey.gms | 2026 | 0.23604 | 0.71963
geo_advanced_hd | reeds_augur/b1_osprey.gms | 2028 | 0.16243 | 1.7805
geo_advanced_hd | reeds_augur/b1_osprey.gms | 2030 | 0.13988 | 2.9243
geo_advanced_hd | reeds_augur/b1_osprey.gms | 2032 | 0.13459 | 0.65688
geo_advanced_hd | reeds_augur/b1_osprey.gms | 2034 | 0.13699 | 0.73883
geo_advanced_hd | reeds_augur/b1_osprey.gms | 2036 | 0.32768 | 2.818
geo_advanced_hd | reeds_augur/b1_osprey.gms | 2038 | 0.22323 | 2.3605
geo_advanced_hd | reeds_augur/b1_osprey.gms | 2040 | 0.23669 | 1.6455
geo_advanced_hd | reeds_augur/b1_osprey.gms | 2042 | 0.29459 | 0.8794
geo_advanced_hd | reeds_augur/b1_osprey.gms | 2044 | 0.28427 | 0.87558
geo_advanced_hd | reeds_augur/b1_osprey.gms | 2046 | 0.35904 | 1.2936
geo_advanced_hd | reeds_augur/b1_osprey.gms | 2048 | 0.33686 | 0.98542
geo_advanced_hd | reeds_augur/b2_gdx_dump.gms | 2020 | 0.0051448 | 0.402
geo_advanced_hd | reeds_augur/b2_gdx_dump.gms | 2022 | 0.0050161 | 0.94243
geo_advanced_hd | reeds_augur/b2_gdx_dump.gms | 2024 | 0.0032389 | 0.61631
geo_advanced_hd | reeds_augur/b2_gdx_dump.gms | 2026 | 0.0041615 | 0.71963
geo_advanced_hd | reeds_augur/b2_gdx_dump.gms | 2028 | 0.0030102 | 1.7805
geo_advanced_hd | reeds_augur/b2_gdx_dump.gms | 2030 | 0.0029368 | 2.9243
geo_advanced_hd | reeds_augur/b2_gdx_dump.gms | 2032 | 0.0027604 | 0.65688
geo_advanced_hd | reeds_augur/b2_gdx_dump.gms | 2034 | 0.0027292 | 0.73883
geo_advanced_hd | reeds_augur/b2_gdx_dump.gms | 2036 | 0.0035225 | 2.818
geo_advanced_hd | reeds_augur/b2_gdx_dump.gms | 2038 | 0.0035319 | 2.3605
geo_advanced_hd | reeds_augur/b2_gdx_dump.gms | 2040 | 0.0034789 | 1.6455
geo_advanced_hd | reeds_augur/b2_gdx_dump.gms | 2042 | 0.0037975 | 0.8794
geo_advanced_hd | reeds_augur/b2_gdx_dump.gms | 2044 | 0.0039769 | 0.87558
geo_advanced_hd | reeds_augur/b2_gdx_dump.gms | 2046 | 0.0046678 | 1.2936
geo_advanced_hd | reeds_augur/b2_gdx_dump.gms | 2048 | 0.0043722 | 0.98542
geo_advanced_hd | reeds_augur/c1_existing_curtailment.py | 2020 | 0.0075496 | 0.402
geo_advanced_hd | reeds_augur/c1_existing_curtailment.py | 2022 | 0.0080063 | 0.94243
geo_advanced_hd | reeds_augur/c1_existing_curtailment.py | 2024 | 0.0046465 | 0.61631
geo_advanced_hd | reeds_augur/c1_existing_curtailment.py | 2026 | 0.0060637 | 0.71963
geo_advanced_hd | reeds_augur/c1_existing_curtailment.py | 2028 | 0.0042735 | 1.7805
geo_advanced_hd | reeds_augur/c1_existing_curtailment.py | 2030 | 0.0038974 | 2.9243
geo_advanced_hd | reeds_augur/c1_existing_curtailment.py | 2032 | 0.0036744 | 0.65688
geo_advanced_hd | reeds_augur/c1_existing_curtailment.py | 2034 | 0.0035287 | 0.73883
geo_advanced_hd | reeds_augur/c1_existing_curtailment.py | 2036 | 0.0055165 | 2.818
geo_advanced_hd | reeds_augur/c1_existing_curtailment.py | 2038 | 0.0056549 | 2.3605
geo_advanced_hd | reeds_augur/c1_existing_curtailment.py | 2040 | 0.0052549 | 1.6455
geo_advanced_hd | reeds_augur/c1_existing_curtailment.py | 2042 | 0.0061017 | 0.8794
geo_advanced_hd | reeds_augur/c1_existing_curtailment.py | 2044 | 0.0061277 | 0.87558
geo_advanced_hd | reeds_augur/c1_existing_curtailment.py | 2046 | 0.0067126 | 1.2936
geo_advanced_hd | reeds_augur/c1_existing_curtailment.py | 2048 | 0.0065484 | 0.98542
geo_advanced_hd | reeds_augur/c2_marginal_curtailment.py | 2020 | 0.012314 | 0.402
geo_advanced_hd | reeds_augur/c2_marginal_curtailment.py | 2022 | 0.012537 | 0.94243
geo_advanced_hd | reeds_augur/c2_marginal_curtailment.py | 2024 | 0.0088546 | 0.61631
geo_advanced_hd | reeds_augur/c2_marginal_curtailment.py | 2026 | 0.011945 | 0.71963
geo_advanced_hd | reeds_augur/c2_marginal_curtailment.py | 2028 | 0.0089134 | 1.7805
geo_advanced_hd | reeds_augur/c2_marginal_curtailment.py | 2030 | 0.0086243 | 2.9243
geo_advanced_hd | reeds_augur/c2_marginal_curtailment.py | 2032 | 0.0087378 | 0.65688
geo_advanced_hd | reeds_augur/c2_marginal_curtailment.py | 2034 | 0.0086378 | 0.73883
geo_advanced_hd | reeds_augur/c2_marginal_curtailment.py | 2036 | 0.013217 | 2.818
geo_advanced_hd | reeds_augur/c2_marginal_curtailment.py | 2038 | 0.013747 | 2.3605
geo_advanced_hd | reeds_augur/c2_marginal_curtailment.py | 2040 | 0.012822 | 1.6455
geo_advanced_hd | reeds_augur/c2_marginal_curtailment.py | 2042 | 0.013667 | 0.8794
geo_advanced_hd | reeds_augur/c2_marginal_curtailment.py | 2044 | 0.013232 | 0.87558
geo_advanced_hd | reeds_augur/c2_marginal_curtailment.py | 2046 | 0.013506 | 1.2936
geo_advanced_hd | reeds_augur/c2_marginal_curtailment.py | 2048 | 0.013263 | 0.98542
geo_advanced_hd | reeds_augur/d_condor.py | 2020 | 5.5556e-07 | 0.402
geo_advanced_hd | reeds_augur/d_condor.py | 2022 | 5.55e-07 | 0.94243
geo_advanced_hd | reeds_augur/d_condor.py | 2024 | 5.5556e-07 | 0.61631
geo_advanced_hd | reeds_augur/d_condor.py | 2026 | 2.7806e-07 | 0.71963
geo_advanced_hd | reeds_augur/d_condor.py | 2028 | 2.6694e-07 | 1.7805
geo_advanced_hd | reeds_augur/d_condor.py | 2030 | 2.7889e-07 | 2.9243
geo_advanced_hd | reeds_augur/d_condor.py | 2032 | 2.8167e-07 | 0.65688
geo_advanced_hd | reeds_augur/d_condor.py | 2034 | 2.7556e-07 | 0.73883
geo_advanced_hd | reeds_augur/d_condor.py | 2036 | 0 | 2.818
geo_advanced_hd | reeds_augur/d_condor.py | 2038 | 0 | 2.3605
geo_advanced_hd | reeds_augur/d_condor.py | 2040 | 2.7778e-07 | 1.6455
geo_advanced_hd | reeds_augur/d_condor.py | 2042 | 0 | 0.8794
geo_advanced_hd | reeds_augur/d_condor.py | 2044 | 0 | 0.87558
geo_advanced_hd | reeds_augur/d_condor.py | 2046 | 0 | 1.2936
geo_advanced_hd | reeds_augur/d_condor.py | 2048 | 0 | 0.98542
geo_advanced_hd | reeds_augur/e_capacity_credit.py | 2020 | 0.018087 | 0.402
geo_advanced_hd | reeds_augur/e_capacity_credit.py | 2022 | 0.014659 | 0.94243
geo_advanced_hd | reeds_augur/e_capacity_credit.py | 2024 | 0.010406 | 0.61631
geo_advanced_hd | reeds_augur/e_capacity_credit.py | 2026 | 0.013888 | 0.71963
geo_advanced_hd | reeds_augur/e_capacity_credit.py | 2028 | 0.010856 | 1.7805
geo_advanced_hd | reeds_augur/e_capacity_credit.py | 2030 | 0.010298 | 2.9243
geo_advanced_hd | reeds_augur/e_capacity_credit.py | 2032 | 0.010575 | 0.65688
geo_advanced_hd | reeds_augur/e_capacity_credit.py | 2034 | 0.010913 | 0.73883
geo_advanced_hd | reeds_augur/e_capacity_credit.py | 2036 | 0.017356 | 2.818
geo_advanced_hd | reeds_augur/e_capacity_credit.py | 2038 | 0.019053 | 2.3605
geo_advanced_hd | reeds_augur/e_capacity_credit.py | 2040 | 0.017702 | 1.6455
geo_advanced_hd | reeds_augur/e_capacity_credit.py | 2042 | 0.020681 | 0.8794
geo_advanced_hd | reeds_augur/e_capacity_credit.py | 2044 | 0.02124 | 0.87558
geo_advanced_hd | reeds_augur/e_capacity_credit.py | 2046 | 0.02073 | 1.2936
geo_advanced_hd | reeds_augur/e_capacity_credit.py | 2048 | 0.021185 | 0.98542
geo_advanced_hd | reeds_augur/f_plots.py | 2022 | 0.035899 | 0.94243
geo_advanced_hd | reeds_augur/f_plots.py | 2030 | 0.023454 | 2.9243
geo_advanced_hd | reeds_augur/f_plots.py | 2036 | 0.035386 | 2.818
geo_advanced_hd | reeds_augur/f_plots.py | 2040 | 0.033987 | 1.6455
geo_advanced_hd | e_report.gms | 2000 | 0.12219 | 0.18941
geo_advanced_hd | e_report_dump.gms | 2000 | 0.0055453 | 0.18941