## meta
Build date/time: 2023-08-21-20-14-38
Data Source(s):
C:\Users\cc143\Documents\GitHub\ReEDS_OpenAccess\runs\geo_advanced_lowtrans
Default Config:
var_dollar_year: 2021
var_discount_rate: 0.05
var_pv_year: 2022
var_end_year: 2050

## 1_Error Check
scenario | type | Value | Net Level Value
geo_advanced_lowtrans | m_rsc_dat | -114107.5656 | -114107.5656
geo_advanced_lowtrans | z | 0.02842 | 0.02842

## 2_Intertemporal Capacity by Ite
tech | vintage | year | iter | Capacity (GW) | scenario | rs | rb | st | rto | interconnect | country | cendiv

## 3_Generation (TWh)
scenario | tech | year | Generation (TWh) | Net Level Generation (TWh)
geo_advanced_lowtrans | nuclear | 2010 | 834.9503 | 3994.9126
geo_advanced_lowtrans | nuclear | 2012 | 834.7267 | 3920.0669
geo_advanced_lowtrans | nuclear | 2014 | 801.4862 | 3982.4821
geo_advanced_lowtrans | nuclear | 2016 | 805.9371 | 3937.413
geo_advanced_lowtrans | nuclear | 2018 | 801.0722 | 3949.771
geo_advanced_lowtrans | nuclear | 2020 | 776.1313 | 4066.5101
geo_advanced_lowtrans | nuclear | 2022 | 777.8876 | 4107.4051
geo_advanced_lowtrans | nuclear | 2024 | 774.0859 | 4188.4879
geo_advanced_lowtrans | nuclear | 2026 | 775.0878 | 4268.8025
geo_advanced_lowtrans | nuclear | 2028 | 772.5994 | 4372.6417
geo_advanced_lowtrans | nuclear | 2030 | 748.8498 | 4500.5527
geo_advanced_lowtrans | nuclear | 2032 | 745.2366 | 4630.0903
geo_advanced_lowtrans | nuclear | 2034 | 687.8655 | 4768.2958
geo_advanced_lowtrans | nuclear | 2036 | 675.4851 | 4916.681
geo_advanced_lowtrans | nuclear | 2038 | 674.0799 | 5080.6012
geo_advanced_lowtrans | nuclear | 2040 | 669.8845 | 5235.8326
geo_advanced_lowtrans | nuclear | 2042 | 648.7649 | 5385.1885
geo_advanced_lowtrans | nuclear | 2044 | 659.4233 | 5507.5582
geo_advanced_lowtrans | nuclear | 2046 | 674.5101 | 5633.6253
geo_advanced_lowtrans | nuclear | 2048 | 679.212 | 5747.4565
geo_advanced_lowtrans | nuclear | 2050 | 659.9004 | 5872.7909
geo_advanced_lowtrans | coal | 2010 | 1856.0729 | 3994.9126
geo_advanced_lowtrans | coal | 2012 | 1207.8406 | 3920.0669
geo_advanced_lowtrans | coal | 2014 | 1687.8536 | 3982.4821
geo_advanced_lowtrans | coal | 2016 | 936.5183 | 3937.413
geo_advanced_lowtrans | coal | 2018 | 944.953 | 3949.771
geo_advanced_lowtrans | coal | 2020 | 644.7938 | 4066.5101
geo_advanced_lowtrans | coal | 2022 | 919.9739 | 4107.4051
geo_advanced_lowtrans | coal | 2024 | 459.348 | 4188.4879
geo_advanced_lowtrans | coal | 2026 | 298.9721 | 4268.8025
geo_advanced_lowtrans | coal | 2028 | 170.498 | 4372.6417
geo_advanced_lowtrans | coal | 2030 | 113.7339 | 4500.5527
geo_advanced_lowtrans | coal | 2032 | 113.1548 | 4630.0903
geo_advanced_lowtrans | coal | 2034 | 113.7063 | 4768.2958
geo_advanced_lowtrans | coal | 2036 | 113.6253 | 4916.681
geo_advanced_lowtrans | coal | 2038 | 101.0466 | 5080.6012
geo_advanced_lowtrans | coal | 2040 | 93.8564 | 5235.8326
geo_advanced_lowtrans | coal | 2042 | 89.1275 | 5385.1885
geo_advanced_lowtrans | coal | 2044 | 88.6603 | 5507.5582
geo_advanced_lowtrans | coal | 2046 | 83.354 | 5633.6253
geo_advanced_lowtrans | coal | 2048 | 74.767 | 5747.4565
geo_advanced_lowtrans | coal | 2050 | 81.6249 | 5872.7909
geo_advanced_lowtrans | gas-cc | 2010 | 722.7504 | 3994.9126
geo_advanced_lowtrans | gas-cc | 2012 | 1198.672 | 3920.0669
geo_advanced_lowtrans | gas-cc | 2014 | 778.5047 | 3982.4821
geo_advanced_lowtrans | gas-cc | 2016 | 1354.5372 | 3937.413
geo_advanced_lowtrans | gas-cc | 2018 | 1280.3879 | 3949.771
geo_advanced_lowtrans | gas-cc | 2020 | 1558.0776 | 4066.5101
geo_advanced_lowtrans | gas-cc | 2022 | 1137.6796 | 4107.4051
geo_advanced_lowtrans | gas-cc | 2024 | 1111.2407 | 4188.4879
geo_advanced_lowtrans | gas-cc | 2026 | 971.0763 | 4268.8025
geo_advanced_lowtrans | gas-cc | 2028 | 800.5834 | 4372.6417
geo_advanced_lowtrans | gas-cc | 2030 | 657.821 | 4500.5527
geo_advanced_lowtrans | gas-cc | 2032 | 679.1481 | 4630.0903
geo_advanced_lowtrans | gas-cc | 2034 | 646.3233 | 4768.2958
geo_advanced_lowtrans | gas-cc | 2036 | 630.0938 | 4916.681
geo_advanced_lowtrans | gas-cc | 2038 | 622.8167 | 5080.6012
geo_advanced_lowtrans | gas-cc | 2040 | 628.5339 | 5235.8326
geo_advanced_lowtrans | gas-cc | 2042 | 634.8769 | 5385.1885
geo_advanced_lowtrans | gas-cc | 2044 | 752.6468 | 5507.5582
geo_advanced_lowtrans | gas-cc | 2046 | 880.4669 | 5633.6253
geo_advanced_lowtrans | gas-cc | 2048 | 964.6093 | 5747.4565
geo_advanced_lowtrans | gas-cc | 2050 | 1081.4304 | 5872.7909
geo_advanced_lowtrans | gas-cc-ccs_mod_upgrade | 2010 | 0 | 3994.9126
geo_advanced_lowtrans | gas-cc-ccs_mod_upgrade | 2012 | 0 | 3920.0669
geo_advanced_lowtrans | gas-cc-ccs_mod_upgrade | 2014 | 0 | 3982.4821
geo_advanced_lowtrans | gas-cc-ccs_mod_upgrade | 2016 | 0 | 3937.413
geo_advanced_lowtrans | gas-cc-ccs_mod_upgrade | 2018 | 0 | 3949.771
geo_advanced_lowtrans | gas-cc-ccs_mod_upgrade | 2020 | 0 | 4066.5101
geo_advanced_lowtrans | gas-cc-ccs_mod_upgrade | 2022 | 0 | 4107.4051
geo_advanced_lowtrans | gas-cc-ccs_mod_upgrade | 2024 | 0 | 4188.4879
geo_advanced_lowtrans | gas-cc-ccs_mod_upgrade | 2026 | 0 | 4268.8025
geo_advanced_lowtrans | gas-cc-ccs_mod_upgrade | 2028 | 75.2961 | 4372.6417
geo_advanced_lowtrans | gas-cc-ccs_mod_upgrade | 2030 | 75.2961 | 4500.5527
geo_advanced_lowtrans | gas-cc-ccs_mod_upgrade | 2032 | 75.2961 | 4630.0903
geo_advanced_lowtrans | gas-cc-ccs_mod_upgrade | 2034 | 75.2961 | 4768.2958
geo_advanced_lowtrans | gas-cc-ccs_mod_upgrade | 2036 | 75.296 | 4916.681
geo_advanced_lowtrans | gas-cc-ccs_mod_upgrade | 2038 | 75.2439 | 5080.6012
geo_advanced_lowtrans | gas-cc-ccs_mod_upgrade | 2040 | 4.7242 | 5235.8326
geo_advanced_lowtrans | gas-cc-ccs_mod_upgrade | 2042 | 4.9701 | 5385.1885
geo_advanced_lowtrans | gas-cc-ccs_mod_upgrade | 2044 | 5.1566 | 5507.5582
geo_advanced_lowtrans | gas-cc-ccs_mod_upgrade | 2046 | 12.0826 | 5633.6253
geo_advanced_lowtrans | gas-cc-ccs_mod_upgrade | 2048 | 12.0826 | 5747.4565
geo_advanced_lowtrans | gas-cc-ccs_mod_upgrade | 2050 | 12.0826 | 5872.7909
geo_advanced_lowtrans | gas-ct | 2010 | 61.8761 | 3994.9126
geo_advanced_lowtrans | gas-ct | 2012 | 63.4986 | 3920.0669
geo_advanced_lowtrans | gas-ct | 2014 | 65.332 | 3982.4821
geo_advanced_lowtrans | gas-ct | 2016 | 67.8944 | 3937.413
geo_advanced_lowtrans | gas-ct | 2018 | 68.3779 | 3949.771
geo_advanced_lowtrans | gas-ct | 2020 | 78.4049 | 4066.5101
geo_advanced_lowtrans | gas-ct | 2022 | 68.4565 | 4107.4051
geo_advanced_lowtrans | gas-ct | 2024 | 60.7064 | 4188.4879
geo_advanced_lowtrans | gas-ct | 2026 | 59.4964 | 4268.8025
geo_advanced_lowtrans | gas-ct | 2028 | 59.7585 | 4372.6417
geo_advanced_lowtrans | gas-ct | 2030 | 58.6897 | 4500.5527
geo_advanced_lowtrans | gas-ct | 2032 | 57.3372 | 4630.0903
geo_advanced_lowtrans | gas-ct | 2034 | 57.239 | 4768.2958
geo_advanced_lowtrans | gas-ct | 2036 | 58.7098 | 4916.681
geo_advanced_lowtrans | gas-ct | 2038 | 60.2081 | 5080.6012
geo_advanced_lowtrans | gas-ct | 2040 | 62.0118 | 5235.8326
geo_advanced_lowtrans | gas-ct | 2042 | 66.276 | 5385.1885
geo_advanced_lowtrans | gas-ct | 2044 | 76.608 | 5507.5582
geo_advanced_lowtrans | gas-ct | 2046 | 96.4895 | 5633.6253
geo_advanced_lowtrans | gas-ct | 2048 | 113.7678 | 5747.4565
geo_advanced_lowtrans | gas-ct | 2050 | 132.2351 | 5872.7909
geo_advanced_lowtrans | o-g-s | 2010 | 78.4914 | 3994.9126
geo_advanced_lowtrans | o-g-s | 2012 | 73.6314 | 3920.0669
geo_advanced_lowtrans | o-g-s | 2014 | 69.8186 | 3982.4821
geo_advanced_lowtrans | o-g-s | 2016 | 74.8848 | 3937.413
geo_advanced_lowtrans | o-g-s | 2018 | 53.8656 | 3949.771
geo_advanced_lowtrans | o-g-s | 2020 | 74.0218 | 4066.5101
geo_advanced_lowtrans | o-g-s | 2022 | 44.7389 | 4107.4051
geo_advanced_lowtrans | o-g-s | 2024 | 18.5877 | 4188.4879
geo_advanced_lowtrans | o-g-s | 2026 | 17.2643 | 4268.8025
geo_advanced_lowtrans | o-g-s | 2028 | 15.7663 | 4372.6417
geo_advanced_lowtrans | o-g-s | 2030 | 13.0665 | 4500.5527
geo_advanced_lowtrans | o-g-s | 2032 | 12.7393 | 4630.0903
geo_advanced_lowtrans | o-g-s | 2034 | 12.1831 | 4768.2958
geo_advanced_lowtrans | o-g-s | 2036 | 11.9708 | 4916.681
geo_advanced_lowtrans | o-g-s | 2038 | 11.6603 | 5080.6012
geo_advanced_lowtrans | o-g-s | 2040 | 10.782 | 5235.8326
geo_advanced_lowtrans | o-g-s | 2042 | 10.0099 | 5385.1885
geo_advanced_lowtrans | o-g-s | 2044 | 8.9127 | 5507.5582
geo_advanced_lowtrans | o-g-s | 2046 | 7.8546 | 5633.6253
geo_advanced_lowtrans | o-g-s | 2048 | 6.0081 | 5747.4565
geo_advanced_lowtrans | o-g-s | 2050 | 3.4791 | 5872.7909
geo_advanced_lowtrans | hydro | 2010 | 266.3173 | 3994.9126
geo_advanced_lowtrans | hydro | 2012 | 276.4933 | 3920.0669
geo_advanced_lowtrans | hydro | 2014 | 263.7925 | 3982.4821
geo_advanced_lowtrans | hydro | 2016 | 271.1607 | 3937.413
geo_advanced_lowtrans | hydro | 2018 | 292.1765 | 3949.771
geo_advanced_lowtrans | hydro | 2020 | 288.9615 | 4066.5101
geo_advanced_lowtrans | hydro | 2022 | 289.3794 | 4107.4051
geo_advanced_lowtrans | hydro | 2024 | 290.4409 | 4188.4879
geo_advanced_lowtrans | hydro | 2026 | 297.0461 | 4268.8025
geo_advanced_lowtrans | hydro | 2028 | 301.034 | 4372.6417
geo_advanced_lowtrans | hydro | 2030 | 301.3677 | 4500.5527
geo_advanced_lowtrans | hydro | 2032 | 301.4836 | 4630.0903
geo_advanced_lowtrans | hydro | 2034 | 301.6206 | 4768.2958
geo_advanced_lowtrans | hydro | 2036 | 301.7535 | 4916.681
geo_advanced_lowtrans | hydro | 2038 | 299.9007 | 5080.6012
geo_advanced_lowtrans | hydro | 2040 | 293.5208 | 5235.8326
geo_advanced_lowtrans | hydro | 2042 | 293.8162 | 5385.1885
geo_advanced_lowtrans | hydro | 2044 | 287.8561 | 5507.5582
geo_advanced_lowtrans | hydro | 2046 | 294.8009 | 5633.6253
geo_advanced_lowtrans | hydro | 2048 | 299.5735 | 5747.4565
geo_advanced_lowtrans | hydro | 2050 | 306.805 | 5872.7909
geo_advanced_lowtrans | geothermal | 2010 | 1.4612 | 3994.9126
geo_advanced_lowtrans | geothermal | 2012 | 2.4666 | 3920.0669
geo_advanced_lowtrans | geothermal | 2014 | 3.1026 | 3982.4821
geo_advanced_lowtrans | geothermal | 2016 | 3.4749 | 3937.413
geo_advanced_lowtrans | geothermal | 2018 | 3.924 | 3949.771
geo_advanced_lowtrans | geothermal | 2020 | 12.4652 | 4066.5101
geo_advanced_lowtrans | geothermal | 2022 | 12.778 | 4107.4051
geo_advanced_lowtrans | geothermal | 2024 | 12.778 | 4188.4879
geo_advanced_lowtrans | geothermal | 2026 | 12.778 | 4268.8025
geo_advanced_lowtrans | geothermal | 2028 | 30.8439 | 4372.6417
geo_advanced_lowtrans | geothermal | 2030 | 30.8439 | 4500.5527
geo_advanced_lowtrans | geothermal | 2032 | 30.8336 | 4630.0903
geo_advanced_lowtrans | geothermal | 2034 | 30.8439 | 4768.2958
geo_advanced_lowtrans | geothermal | 2036 | 37.8104 | 4916.681
geo_advanced_lowtrans | geothermal | 2038 | 36.0949 | 5080.6012
geo_advanced_lowtrans | geothermal | 2040 | 38.3752 | 5235.8326
geo_advanced_lowtrans | geothermal | 2042 | 35.4148 | 5385.1885
geo_advanced_lowtrans | geothermal | 2044 | 36.6118 | 5507.5582
geo_advanced_lowtrans | geothermal | 2046 | 38.4365 | 5633.6253
geo_advanced_lowtrans | geothermal | 2048 | 54.9308 | 5747.4565
geo_advanced_lowtrans | geothermal | 2050 | 49.4929 | 5872.7909
geo_advanced_lowtrans | biopower | 2010 | 3.4412 | 3994.9126
geo_advanced_lowtrans | biopower | 2012 | 2.0263 | 3920.0669
geo_advanced_lowtrans | biopower | 2014 | 5.2588 | 3982.4821
geo_advanced_lowtrans | biopower | 2016 | 3.2086 | 3937.413
geo_advanced_lowtrans | biopower | 2018 | 3.7143 | 3949.771
geo_advanced_lowtrans | biopower | 2020 | 4.2748 | 4066.5101
geo_advanced_lowtrans | biopower | 2022 | 5.5182 | 4107.4051
geo_advanced_lowtrans | biopower | 2024 | 1.5925 | 4188.4879
geo_advanced_lowtrans | biopower | 2026 | 1.518 | 4268.8025
geo_advanced_lowtrans | biopower | 2028 | 1.3819 | 4372.6417
geo_advanced_lowtrans | biopower | 2030 | 1.2578 | 4500.5527
geo_advanced_lowtrans | biopower | 2032 | 1.1033 | 4630.0903
geo_advanced_lowtrans | biopower | 2034 | 0.90398 | 4768.2958
geo_advanced_lowtrans | biopower | 2036 | 0.79571 | 4916.681
geo_advanced_lowtrans | biopower | 2038 | 0.72207 | 5080.6012
geo_advanced_lowtrans | biopower | 2040 | 0.70367 | 5235.8326
geo_advanced_lowtrans | biopower | 2042 | 0.6601 | 5385.1885
geo_advanced_lowtrans | biopower | 2044 | 0.61543 | 5507.5582
geo_advanced_lowtrans | biopower | 2046 | 0.84197 | 5633.6253
geo_advanced_lowtrans | biopower | 2048 | 0.76631 | 5747.4565
geo_advanced_lowtrans | biopower | 2050 | 0.75489 | 5872.7909
geo_advanced_lowtrans | lfill-gas | 2010 | 15.6245 | 3994.9126
geo_advanced_lowtrans | lfill-gas | 2012 | 16.6925 | 3920.0669
geo_advanced_lowtrans | lfill-gas | 2014 | 17.1768 | 3982.4821
geo_advanced_lowtrans | lfill-gas | 2016 | 17.0968 | 3937.413
geo_advanced_lowtrans | lfill-gas | 2018 | 16.836 | 3949.771
geo_advanced_lowtrans | lfill-gas | 2020 | 15.8043 | 4066.5101
geo_advanced_lowtrans | lfill-gas | 2022 | 15.9761 | 4107.4051
geo_advanced_lowtrans | lfill-gas | 2024 | 15.5621 | 4188.4879
geo_advanced_lowtrans | lfill-gas | 2026 | 15.522 | 4268.8025
geo_advanced_lowtrans | lfill-gas | 2028 | 15.2948 | 4372.6417
geo_advanced_lowtrans | lfill-gas | 2030 | 15.1433 | 4500.5527
geo_advanced_lowtrans | lfill-gas | 2032 | 15.147 | 4630.0903
geo_advanced_lowtrans | lfill-gas | 2034 | 15.153 | 4768.2958
geo_advanced_lowtrans | lfill-gas | 2036 | 14.9697 | 4916.681
geo_advanced_lowtrans | lfill-gas | 2038 | 14.7007 | 5080.6012
geo_advanced_lowtrans | lfill-gas | 2040 | 14.6791 | 5235.8326
geo_advanced_lowtrans | lfill-gas | 2042 | 14.5869 | 5385.1885
geo_advanced_lowtrans | lfill-gas | 2044 | 14.8719 | 5507.5582
geo_advanced_lowtrans | lfill-gas | 2046 | 15.0039 | 5633.6253
geo_advanced_lowtrans | lfill-gas | 2048 | 15.1103 | 5747.4565
geo_advanced_lowtrans | lfill-gas | 2050 | 15.1786 | 5872.7909
geo_advanced_lowtrans | wind-ons | 2010 | 112.854 | 3994.9126
geo_advanced_lowtrans | wind-ons | 2012 | 178.255 | 3920.0669
geo_advanced_lowtrans | wind-ons | 2014 | 198.4896 | 3982.4821
geo_advanced_lowtrans | wind-ons | 2016 | 259.0285 | 3937.413
geo_advanced_lowtrans | wind-ons | 2018 | 302.6392 | 3949.771
geo_advanced_lowtrans | wind-ons | 2020 | 390.5627 | 4066.5101
geo_advanced_lowtrans | wind-ons | 2022 | 526.4608 | 4107.4051
geo_advanced_lowtrans | wind-ons | 2024 | 756.6677 | 4188.4879
geo_advanced_lowtrans | wind-ons | 2026 | 915.9601 | 4268.8025
geo_advanced_lowtrans | wind-ons | 2028 | 1042.9892 | 4372.6417
geo_advanced_lowtrans | wind-ons | 2030 | 1172.527 | 4500.5527
geo_advanced_lowtrans | wind-ons | 2032 | 1220.5678 | 4630.0903
geo_advanced_lowtrans | wind-ons | 2034 | 1368.1858 | 4768.2958
geo_advanced_lowtrans | wind-ons | 2036 | 1443.1593 | 4916.681
geo_advanced_lowtrans | wind-ons | 2038 | 1532.2866 | 5080.6012
geo_advanced_lowtrans | wind-ons | 2040 | 1641.7581 | 5235.8326
geo_advanced_lowtrans | wind-ons | 2042 | 1706.0109 | 5385.1885
geo_advanced_lowtrans | wind-ons | 2044 | 1704.5418 | 5507.5582
geo_advanced_lowtrans | wind-ons | 2046 | 1639.3201 | 5633.6253
geo_advanced_lowtrans | wind-ons | 2048 | 1611.1991 | 5747.4565
geo_advanced_lowtrans | wind-ons | 2050 | 1577.9464 | 5872.7909
geo_advanced_lowtrans | wind-ofs | 2010 | 0 | 3994.9126
geo_advanced_lowtrans | wind-ofs | 2012 | 0 | 3920.0669
geo_advanced_lowtrans | wind-ofs | 2014 | 0 | 3982.4821
geo_advanced_lowtrans | wind-ofs | 2016 | 0.1046 | 3937.413
geo_advanced_lowtrans | wind-ofs | 2018 | 0.10404 | 3949.771
geo_advanced_lowtrans | wind-ofs | 2020 | 0.14625 | 4066.5101
geo_advanced_lowtrans | wind-ofs | 2022 | 0.093384 | 4107.4051
geo_advanced_lowtrans | wind-ofs | 2024 | 14.3351 | 4188.4879
geo_advanced_lowtrans | wind-ofs | 2026 | 41.9855 | 4268.8025
geo_advanced_lowtrans | wind-ofs | 2028 | 68.0146 | 4372.6417
geo_advanced_lowtrans | wind-ofs | 2030 | 83.6649 | 4500.5527
geo_advanced_lowtrans | wind-ofs | 2032 | 97.443 | 4630.0903
geo_advanced_lowtrans | wind-ofs | 2034 | 116.7927 | 4768.2958
geo_advanced_lowtrans | wind-ofs | 2036 | 138.134 | 4916.681
geo_advanced_lowtrans | wind-ofs | 2038 | 146.4917 | 5080.6012
geo_advanced_lowtrans | wind-ofs | 2040 | 163.5305 | 5235.8326
geo_advanced_lowtrans | wind-ofs | 2042 | 193.2845 | 5385.1885
geo_advanced_lowtrans | wind-ofs | 2044 | 197.7042 | 5507.5582
geo_advanced_lowtrans | wind-ofs | 2046 | 208.7846 | 5633.6253
geo_advanced_lowtrans | wind-ofs | 2048 | 219.09 | 5747.4565
geo_advanced_lowtrans | wind-ofs | 2050 | 223.8072 | 5872.7909
geo_advanced_lowtrans | csp | 2010 | 0 | 3994.9126
geo_advanced_lowtrans | csp | 2012 | 0 | 3920.0669
geo_advanced_lowtrans | csp | 2014 | 3.3461 | 3982.4821
geo_advanced_lowtrans | csp | 2016 | 3.6495 | 3937.413
geo_advanced_lowtrans | csp | 2018 | 3.6495 | 3949.771
geo_advanced_lowtrans | csp | 2020 | 3.6495 | 4066.5101
geo_advanced_lowtrans | csp | 2022 | 2.9224 | 4107.4051
geo_advanced_lowtrans | csp | 2024 | 3.6097 | 4188.4879
geo_advanced_lowtrans | csp | 2026 | 3.6327 | 4268.8025
geo_advanced_lowtrans | csp | 2028 | 3.0983 | 4372.6417
geo_advanced_lowtrans | csp | 2030 | 3.0812 | 4500.5527
geo_advanced_lowtrans | csp | 2032 | 3.1999 | 4630.0903
geo_advanced_lowtrans | csp | 2034 | 3.3712 | 4768.2958
geo_advanced_lowtrans | csp | 2036 | 0.69739 | 4916.681
geo_advanced_lowtrans | csp | 2038 | 2.218 | 5080.6012
geo_advanced_lowtrans | csp | 2040 | 2.0571 | 5235.8326
geo_advanced_lowtrans | csp | 2042 | 1.662 | 5385.1885
geo_advanced_lowtrans | csp | 2044 | 0.034462 | 5507.5582
geo_advanced_lowtrans | csp | 2046 | 4.6715 | 5633.6253
geo_advanced_lowtrans | csp | 2048 | 4.6715 | 5747.4565
geo_advanced_lowtrans | csp | 2050 | 4.6715 | 5872.7909
geo_advanced_lowtrans | upv | 2010 | 0.38609 | 3994.9126
geo_advanced_lowtrans | upv | 2012 | 5.1238 | 3920.0669
geo_advanced_lowtrans | upv | 2014 | 18.6393 | 3982.4821
geo_advanced_lowtrans | upv | 2016 | 42.5536 | 3937.413
geo_advanced_lowtrans | upv | 2018 | 61.7145 | 3949.771
geo_advanced_lowtrans | upv | 2020 | 95.1368 | 4066.5101
geo_advanced_lowtrans | upv | 2022 | 202.6686 | 4107.4051
geo_advanced_lowtrans | upv | 2024 | 516.3759 | 4188.4879
geo_advanced_lowtrans | upv | 2026 | 691.1842 | 4268.8025
geo_advanced_lowtrans | upv | 2028 | 825.8353 | 4372.6417
geo_advanced_lowtrans | upv | 2030 | 1010.0346 | 4500.5527
geo_advanced_lowtrans | upv | 2032 | 1036.4574 | 4630.0903
geo_advanced_lowtrans | upv | 2034 | 1071.8771 | 4768.2958
geo_advanced_lowtrans | upv | 2036 | 1154.7536 | 4916.681
geo_advanced_lowtrans | upv | 2038 | 1202.0968 | 5080.6012
geo_advanced_lowtrans | upv | 2040 | 1295.4289 | 5235.8326
geo_advanced_lowtrans | upv | 2042 | 1375.9107 | 5385.1885
geo_advanced_lowtrans | upv | 2044 | 1349.2454 | 5507.5582
geo_advanced_lowtrans | upv | 2046 | 1369.8872 | 5633.6253
geo_advanced_lowtrans | upv | 2048 | 1383.2388 | 5747.4565
geo_advanced_lowtrans | upv | 2050 | 1412.5243 | 5872.7909
geo_advanced_lowtrans | dupv | 2010 | 0.13735 | 3994.9126
geo_advanced_lowtrans | dupv | 2012 | 1.2948 | 3920.0669
geo_advanced_lowtrans | dupv | 2014 | 3.3451 | 3982.4821
geo_advanced_lowtrans | dupv | 2016 | 5.839 | 3937.413
geo_advanced_lowtrans | dupv | 2018 | 8.8723 | 3949.771
geo_advanced_lowtrans | dupv | 2020 | 11.6108 | 4066.5101
geo_advanced_lowtrans | dupv | 2022 | 9.8834 | 4107.4051
geo_advanced_lowtrans | dupv | 2024 | 12.006 | 4188.4879
geo_advanced_lowtrans | dupv | 2026 | 12.3221 | 4268.8025
geo_advanced_lowtrans | dupv | 2028 | 11.0115 | 4372.6417
geo_advanced_lowtrans | dupv | 2030 | 10.3226 | 4500.5527
geo_advanced_lowtrans | dupv | 2032 | 9.6869 | 4630.0903
geo_advanced_lowtrans | dupv | 2034 | 9.8987 | 4768.2958
geo_advanced_lowtrans | dupv | 2036 | 8.6471 | 4916.681
geo_advanced_lowtrans | dupv | 2038 | 9.0829 | 5080.6012
geo_advanced_lowtrans | dupv | 2040 | 9.5882 | 5235.8326
geo_advanced_lowtrans | dupv | 2042 | 9.047 | 5385.1885
geo_advanced_lowtrans | dupv | 2044 | 7.9018 | 5507.5582
geo_advanced_lowtrans | dupv | 2046 | 5.7414 | 5633.6253
geo_advanced_lowtrans | dupv | 2048 | 4.1302 | 5747.4565
geo_advanced_lowtrans | dupv | 2050 | 2.6259 | 5872.7909
geo_advanced_lowtrans | distpv | 2010 | 1.7991 | 3994.9126
geo_advanced_lowtrans | distpv | 2012 | 5.9313 | 3920.0669
geo_advanced_lowtrans | distpv | 2014 | 11.885 | 3982.4821
geo_advanced_lowtrans | distpv | 2016 | 22.5707 | 3937.413
geo_advanced_lowtrans | distpv | 2018 | 35.2646 | 3949.771
geo_advanced_lowtrans | distpv | 2020 | 41.0495 | 4066.5101
geo_advanced_lowtrans | distpv | 2022 | 43.9799 | 4107.4051
geo_advanced_lowtrans | distpv | 2024 | 57.8163 | 4188.4879
geo_advanced_lowtrans | distpv | 2026 | 73.931 | 4268.8025
geo_advanced_lowtrans | distpv | 2028 | 93.4984 | 4372.6417
geo_advanced_lowtrans | distpv | 2030 | 103.3432 | 4500.5527
geo_advanced_lowtrans | distpv | 2032 | 121.5942 | 4630.0903
geo_advanced_lowtrans | distpv | 2034 | 130.0964 | 4768.2958
geo_advanced_lowtrans | distpv | 2036 | 124.5961 | 4916.681
geo_advanced_lowtrans | distpv | 2038 | 126.757 | 5080.6012
geo_advanced_lowtrans | distpv | 2040 | 151.6722 | 5235.8326
geo_advanced_lowtrans | distpv | 2042 | 139.2449 | 5385.1885
geo_advanced_lowtrans | distpv | 2044 | 167.334 | 5507.5582
geo_advanced_lowtrans | distpv | 2046 | 160.8621 | 5633.6253
geo_advanced_lowtrans | distpv | 2048 | 193.7698 | 5747.4565
geo_advanced_lowtrans | distpv | 2050 | 199.3886 | 5872.7909
geo_advanced_lowtrans | pvb | 2010 | 0 | 3994.9126
geo_advanced_lowtrans | pvb | 2012 | 0.0080369 | 3920.0669
geo_advanced_lowtrans | pvb | 2014 | 0.099394 | 3982.4821
geo_advanced_lowtrans | pvb | 2016 | 1.3411 | 3937.413
geo_advanced_lowtrans | pvb | 2018 | 1.9353 | 3949.771
geo_advanced_lowtrans | pvb | 2020 | 4.9149 | 4066.5101
geo_advanced_lowtrans | pvb | 2022 | 16.0714 | 4107.4051
geo_advanced_lowtrans | pvb | 2024 | 28.9741 | 4188.4879
geo_advanced_lowtrans | pvb | 2026 | 28.8339 | 4268.8025
geo_advanced_lowtrans | pvb | 2028 | 35.2803 | 4372.6417
geo_advanced_lowtrans | pvb | 2030 | 66.2291 | 4500.5527
geo_advanced_lowtrans | pvb | 2032 | 78.3812 | 4630.0903
geo_advanced_lowtrans | pvb | 2034 | 101.97 | 4768.2958
geo_advanced_lowtrans | pvb | 2036 | 104.9887 | 4916.681
geo_advanced_lowtrans | pvb | 2038 | 151.8914 | 5080.6012
geo_advanced_lowtrans | pvb | 2040 | 149.1941 | 5235.8326
geo_advanced_lowtrans | pvb | 2042 | 166.4592 | 5385.1885
geo_advanced_lowtrans | pvb | 2044 | 150.226 | 5507.5582
geo_advanced_lowtrans | pvb | 2046 | 137.1154 | 5633.6253
geo_advanced_lowtrans | pvb | 2048 | 107.1169 | 5747.4565
geo_advanced_lowtrans | pvb | 2050 | 106.6149 | 5872.7909
geo_advanced_lowtrans | battery_2 | 2010 | -0.0015691 | 3994.9126
geo_advanced_lowtrans | battery_2 | 2012 | -0.0046569 | 3920.0669
geo_advanced_lowtrans | battery_2 | 2014 | -0.0082905 | 3982.4821
geo_advanced_lowtrans | battery_2 | 2016 | -0.015086 | 3937.413
geo_advanced_lowtrans | battery_2 | 2018 | -0.025182 | 3949.771
geo_advanced_lowtrans | battery_2 | 2020 | -0.047497 | 4066.5101
geo_advanced_lowtrans | battery_2 | 2022 | -3.0088 | 4107.4051
geo_advanced_lowtrans | battery_2 | 2024 | -1.5148 | 4188.4879
geo_advanced_lowtrans | battery_2 | 2026 | -1.8457 | 4268.8025
geo_advanced_lowtrans | battery_2 | 2028 | -2.4062 | 4372.6417
geo_advanced_lowtrans | battery_2 | 2030 | -2.6053 | 4500.5527
geo_advanced_lowtrans | battery_2 | 2032 | -2.021 | 4630.0903
geo_advanced_lowtrans | battery_2 | 2034 | -1.9512 | 4768.2958
geo_advanced_lowtrans | battery_2 | 2036 | -1.8748 | 4916.681
geo_advanced_lowtrans | battery_2 | 2038 | -2.5001 | 5080.6012
geo_advanced_lowtrans | battery_2 | 2040 | -1.7926 | 5235.8326
geo_advanced_lowtrans | battery_2 | 2042 | -3.3163 | 5385.1885
geo_advanced_lowtrans | battery_2 | 2044 | -2.5181 | 5507.5582
geo_advanced_lowtrans | battery_2 | 2046 | -2.6907 | 5633.6253
geo_advanced_lowtrans | battery_2 | 2048 | -2.6456 | 5747.4565
geo_advanced_lowtrans | battery_2 | 2050 | -2.0909 | 5872.7909
geo_advanced_lowtrans | battery_4 | 2010 | 0 | 3994.9126
geo_advanced_lowtrans | battery_4 | 2012 | -0.00016207 | 3920.0669
geo_advanced_lowtrans | battery_4 | 2014 | -0.00080947 | 3982.4821
geo_advanced_lowtrans | battery_4 | 2016 | -0.0083375 | 3937.413
geo_advanced_lowtrans | battery_4 | 2018 | -0.017294 | 3949.771
geo_advanced_lowtrans | battery_4 | 2020 | -0.037958 | 4066.5101
geo_advanced_lowtrans | battery_4 | 2022 | -1.2965 | 4107.4051
geo_advanced_lowtrans | battery_4 | 2024 | -1.4542 | 4188.4879
geo_advanced_lowtrans | battery_4 | 2026 | -8.2432 | 4268.8025
geo_advanced_lowtrans | battery_4 | 2028 | -11.1965 | 4372.6417
geo_advanced_lowtrans | battery_4 | 2030 | -15.0988 | 4500.5527
geo_advanced_lowtrans | battery_4 | 2032 | -15.6969 | 4630.0903
geo_advanced_lowtrans | battery_4 | 2034 | -14.6755 | 4768.2958
geo_advanced_lowtrans | battery_4 | 2036 | -15.4962 | 4916.681
geo_advanced_lowtrans | battery_4 | 2038 | -16.3511 | 5080.6012
geo_advanced_lowtrans | battery_4 | 2040 | -18.8117 | 5235.8326
geo_advanced_lowtrans | battery_4 | 2042 | -18.7978 | 5385.1885
geo_advanced_lowtrans | battery_4 | 2044 | -23.1925 | 5507.5582
geo_advanced_lowtrans | battery_4 | 2046 | -23.4165 | 5633.6253
geo_advanced_lowtrans | battery_4 | 2048 | -24.627 | 5747.4565
geo_advanced_lowtrans | battery_4 | 2050 | -23.5459 | 5872.7909
geo_advanced_lowtrans | battery_6 | 2010 | 0 | 3994.9126
geo_advanced_lowtrans | battery_6 | 2012 | 0 | 3920.0669
geo_advanced_lowtrans | battery_6 | 2014 | 0 | 3982.4821
geo_advanced_lowtrans | battery_6 | 2016 | 0 | 3937.413
geo_advanced_lowtrans | battery_6 | 2018 | 0 | 3949.771
geo_advanced_lowtrans | battery_6 | 2020 | 0 | 4066.5101
geo_advanced_lowtrans | battery_6 | 2022 | -0.14881 | 4107.4051
geo_advanced_lowtrans | battery_6 | 2024 | -0.034944 | 4188.4879
geo_advanced_lowtrans | battery_6 | 2026 | -0.44565 | 4268.8025
geo_advanced_lowtrans | battery_6 | 2028 | -8.6329 | 4372.6417
geo_advanced_lowtrans | battery_6 | 2030 | -19.5456 | 4500.5527
geo_advanced_lowtrans | battery_6 | 2032 | -23.0368 | 4630.0903
geo_advanced_lowtrans | battery_6 | 2034 | -29.741 | 4768.2958
geo_advanced_lowtrans | battery_6 | 2036 | -31.9856 | 4916.681
geo_advanced_lowtrans | battery_6 | 2038 | -36.3411 | 5080.6012
geo_advanced_lowtrans | battery_6 | 2040 | -40.2404 | 5235.8326
geo_advanced_lowtrans | battery_6 | 2042 | -46.8899 | 5385.1885
geo_advanced_lowtrans | battery_6 | 2044 | -39.8911 | 5507.5582
geo_advanced_lowtrans | battery_6 | 2046 | -35.4435 | 5633.6253
geo_advanced_lowtrans | battery_6 | 2048 | -37.6669 | 5747.4565
geo_advanced_lowtrans | battery_6 | 2050 | -42.1406 | 5872.7909
geo_advanced_lowtrans | battery_8 | 2010 | 0 | 3994.9126
geo_advanced_lowtrans | battery_8 | 2012 | 0 | 3920.0669
geo_advanced_lowtrans | battery_8 | 2014 | 0 | 3982.4821
geo_advanced_lowtrans | battery_8 | 2016 | 0 | 3937.413
geo_advanced_lowtrans | battery_8 | 2018 | 0 | 3949.771
geo_advanced_lowtrans | battery_8 | 2020 | 0 | 4066.5101
geo_advanced_lowtrans | battery_8 | 2022 | 0 | 4107.4051
geo_advanced_lowtrans | battery_8 | 2024 | 0 | 4188.4879
geo_advanced_lowtrans | battery_8 | 2026 | 0 | 4268.8025
geo_advanced_lowtrans | battery_8 | 2028 | 0 | 4372.6417
geo_advanced_lowtrans | battery_8 | 2030 | -4.4389 | 4500.5527
geo_advanced_lowtrans | battery_8 | 2032 | -8.2053 | 4630.0903
geo_advanced_lowtrans | battery_8 | 2034 | -9.2026 | 4768.2958
geo_advanced_lowtrans | battery_8 | 2036 | -8.1726 | 4916.681
geo_advanced_lowtrans | battery_8 | 2038 | -8.9689 | 5080.6012
geo_advanced_lowtrans | battery_8 | 2040 | -10.3023 | 5235.8326
geo_advanced_lowtrans | battery_8 | 2042 | -12.716 | 5385.1885
geo_advanced_lowtrans | battery_8 | 2044 | -12.1139 | 5507.5582
geo_advanced_lowtrans | battery_8 | 2046 | -12.1681 | 5633.6253
geo_advanced_lowtrans | battery_8 | 2048 | -8.7811 | 5747.4565
geo_advanced_lowtrans | battery_8 | 2050 | -7.2895 | 5872.7909
geo_advanced_lowtrans | battery_10 | 2010 | 0 | 3994.9126
geo_advanced_lowtrans | battery_10 | 2012 | 0 | 3920.0669
geo_advanced_lowtrans | battery_10 | 2014 | 0 | 3982.4821
geo_advanced_lowtrans | battery_10 | 2016 | 0 | 3937.413
geo_advanced_lowtrans | battery_10 | 2018 | 0 | 3949.771
geo_advanced_lowtrans | battery_10 | 2020 | 0 | 4066.5101
geo_advanced_lowtrans | battery_10 | 2022 | 0 | 4107.4051
geo_advanced_lowtrans | battery_10 | 2024 | 0 | 4188.4879
geo_advanced_lowtrans | battery_10 | 2026 | 0 | 4268.8025
geo_advanced_lowtrans | battery_10 | 2028 | 0 | 4372.6417
geo_advanced_lowtrans | battery_10 | 2030 | 0 | 4500.5527
geo_advanced_lowtrans | battery_10 | 2032 | 0 | 4630.0903
geo_advanced_lowtrans | battery_10 | 2034 | -0.0029799 | 4768.2958
geo_advanced_lowtrans | battery_10 | 2036 | -0.0013507 | 4916.681
geo_advanced_lowtrans | battery_10 | 2038 | -0.20605 | 5080.6012
geo_advanced_lowtrans | battery_10 | 2040 | -0.10854 | 5235.8326
geo_advanced_lowtrans | battery_10 | 2042 | -0.11781 | 5385.1885
geo_advanced_lowtrans | battery_10 | 2044 | -0.12189 | 5507.5582
geo_advanced_lowtrans | battery_10 | 2046 | -0.11297 | 5633.6253
geo_advanced_lowtrans | battery_10 | 2048 | -0.097284 | 5747.4565
geo_advanced_lowtrans | battery_10 | 2050 | -0.069667 | 5872.7909
geo_advanced_lowtrans | pumped-hydro | 2010 | -5.6355 | 3994.9126
geo_advanced_lowtrans | pumped-hydro | 2012 | -4.4538 | 3920.0669
geo_advanced_lowtrans | pumped-hydro | 2014 | -4.4337 | 3982.4821
geo_advanced_lowtrans | pumped-hydro | 2016 | -4.4174 | 3937.413
geo_advanced_lowtrans | pumped-hydro | 2018 | -4.1155 | 3949.771
geo_advanced_lowtrans | pumped-hydro | 2020 | -4.8066 | 4066.5101
geo_advanced_lowtrans | pumped-hydro | 2022 | -4.5185 | 4107.4051
geo_advanced_lowtrans | pumped-hydro | 2024 | -6.841 | 4188.4879
geo_advanced_lowtrans | pumped-hydro | 2026 | -8.3338 | 4268.8025
geo_advanced_lowtrans | pumped-hydro | 2028 | -8.2826 | 4372.6417
geo_advanced_lowtrans | pumped-hydro | 2030 | -5.1087 | 4500.5527
geo_advanced_lowtrans | pumped-hydro | 2032 | -1.5501 | 4630.0903
geo_advanced_lowtrans | pumped-hydro | 2034 | -0.67748 | 4768.2958
geo_advanced_lowtrans | pumped-hydro | 2036 | -0.59003 | 4916.681
geo_advanced_lowtrans | pumped-hydro | 2038 | -0.74925 | 5080.6012
geo_advanced_lowtrans | pumped-hydro | 2040 | -0.95767 | 5235.8326
geo_advanced_lowtrans | pumped-hydro | 2042 | -0.84129 | 5385.1885
geo_advanced_lowtrans | pumped-hydro | 2044 | -0.69983 | 5507.5582
geo_advanced_lowtrans | pumped-hydro | 2046 | -0.51132 | 5633.6253
geo_advanced_lowtrans | pumped-hydro | 2048 | -0.51468 | 5747.4565
geo_advanced_lowtrans | pumped-hydro | 2050 | -0.38018 | 5872.7909
geo_advanced_lowtrans | Canada | 2010 | 44.3879 | 3994.9126
geo_advanced_lowtrans | Canada | 2012 | 57.8645 | 3920.0669
geo_advanced_lowtrans | Canada | 2014 | 58.7947 | 3982.4821
geo_advanced_lowtrans | Canada | 2016 | 72.054 | 3937.413
geo_advanced_lowtrans | Canada | 2018 | 74.4421 | 3949.771
geo_advanced_lowtrans | Canada | 2020 | 71.3966 | 4066.5101
geo_advanced_lowtrans | Canada | 2022 | 41.9094 | 4107.4051
geo_advanced_lowtrans | Canada | 2024 | 64.2059 | 4188.4879
geo_advanced_lowtrans | Canada | 2026 | 71.0602 | 4268.8025
geo_advanced_lowtrans | Canada | 2028 | 80.3761 | 4372.6417
geo_advanced_lowtrans | Canada | 2030 | 82.0777 | 4500.5527
geo_advanced_lowtrans | Canada | 2032 | 81.7904 | 4630.0903
geo_advanced_lowtrans | Canada | 2034 | 81.2197 | 4768.2958
geo_advanced_lowtrans | Canada | 2036 | 79.3154 | 4916.681
geo_advanced_lowtrans | Canada | 2038 | 78.4195 | 5080.6012
geo_advanced_lowtrans | Canada | 2040 | 77.745 | 5235.8326
geo_advanced_lowtrans | Canada | 2042 | 77.745 | 5385.1885
geo_advanced_lowtrans | Canada | 2044 | 77.745 | 5507.5582
geo_advanced_lowtrans | Canada | 2046 | 77.745 | 5633.6253
geo_advanced_lowtrans | Canada | 2048 | 77.745 | 5747.4565
geo_advanced_lowtrans | Canada | 2050 | 77.745 | 5872.7909

## 4_Capacity (GW)
scenario | tech | year | Capacity (GW) | Net Level Capacity (GW)
geo_advanced_lowtrans | nuclear | 2010 | 103.7491 | 1017.0194
geo_advanced_lowtrans | nuclear | 2012 | 103.7491 | 1048.9632
geo_advanced_lowtrans | nuclear | 2014 | 99.5688 | 1056.475
geo_advanced_lowtrans | nuclear | 2016 | 100.208 | 1068.4014
geo_advanced_lowtrans | nuclear | 2018 | 99.6003 | 1089.511
geo_advanced_lowtrans | nuclear | 2020 | 96.5236 | 1118.0471
geo_advanced_lowtrans | nuclear | 2022 | 96.9468 | 1266.4517
geo_advanced_lowtrans | nuclear | 2024 | 96.9468 | 1371.2573
geo_advanced_lowtrans | nuclear | 2026 | 96.9468 | 1531.6518
geo_advanced_lowtrans | nuclear | 2028 | 96.9468 | 1687.0099
geo_advanced_lowtrans | nuclear | 2030 | 94.7068 | 1872.0253
geo_advanced_lowtrans | nuclear | 2032 | 94.7068 | 1980.1346
geo_advanced_lowtrans | nuclear | 2034 | 86.9631 | 2123.426
geo_advanced_lowtrans | nuclear | 2036 | 86.9631 | 2247.08
geo_advanced_lowtrans | nuclear | 2038 | 86.9631 | 2376.0571
geo_advanced_lowtrans | nuclear | 2040 | 86.9631 | 2522.1199
geo_advanced_lowtrans | nuclear | 2042 | 85.0091 | 2610.6392
geo_advanced_lowtrans | nuclear | 2044 | 85.0091 | 2641.6945
geo_advanced_lowtrans | nuclear | 2046 | 85.0091 | 2650.2057
geo_advanced_lowtrans | nuclear | 2048 | 85.0091 | 2667.4457
geo_advanced_lowtrans | nuclear | 2050 | 82.2999 | 2689.6821
geo_advanced_lowtrans | coal | 2010 | 296.7419 | 1017.0194
geo_advanced_lowtrans | coal | 2012 | 291.2386 | 1048.9632
geo_advanced_lowtrans | coal | 2014 | 281.2835 | 1056.475
geo_advanced_lowtrans | coal | 2016 | 258.6969 | 1068.4014
geo_advanced_lowtrans | coal | 2018 | 237.8386 | 1089.511
geo_advanced_lowtrans | coal | 2020 | 220.2663 | 1118.0471
geo_advanced_lowtrans | coal | 2022 | 202.02 | 1266.4517
geo_advanced_lowtrans | coal | 2024 | 189.2385 | 1371.2573
geo_advanced_lowtrans | coal | 2026 | 178.3255 | 1531.6518
geo_advanced_lowtrans | coal | 2028 | 155.2304 | 1687.0099
geo_advanced_lowtrans | coal | 2030 | 132.0848 | 1872.0253
geo_advanced_lowtrans | coal | 2032 | 127.932 | 1980.1346
geo_advanced_lowtrans | coal | 2034 | 124.8287 | 2123.426
geo_advanced_lowtrans | coal | 2036 | 123.7066 | 2247.08
geo_advanced_lowtrans | coal | 2038 | 121.8061 | 2376.0571
geo_advanced_lowtrans | coal | 2040 | 118.4701 | 2522.1199
geo_advanced_lowtrans | coal | 2042 | 114.195 | 2610.6392
geo_advanced_lowtrans | coal | 2044 | 104.5279 | 2641.6945
geo_advanced_lowtrans | coal | 2046 | 91.6144 | 2650.2057
geo_advanced_lowtrans | coal | 2048 | 78.5805 | 2667.4457
geo_advanced_lowtrans | coal | 2050 | 67.4289 | 2689.6821
geo_advanced_lowtrans | gas-cc | 2010 | 201.204 | 1017.0194
geo_advanced_lowtrans | gas-cc | 2012 | 215.7431 | 1048.9632
geo_advanced_lowtrans | gas-cc | 2014 | 225.5781 | 1056.475
geo_advanced_lowtrans | gas-cc | 2016 | 234.2477 | 1068.4014
geo_advanced_lowtrans | gas-cc | 2018 | 257.9461 | 1089.511
geo_advanced_lowtrans | gas-cc | 2020 | 268.2452 | 1118.0471
geo_advanced_lowtrans | gas-cc | 2022 | 280.4123 | 1266.4517
geo_advanced_lowtrans | gas-cc | 2024 | 280.8246 | 1371.2573
geo_advanced_lowtrans | gas-cc | 2026 | 281.7694 | 1531.6518
geo_advanced_lowtrans | gas-cc | 2028 | 272.7864 | 1687.0099
geo_advanced_lowtrans | gas-cc | 2030 | 269.4043 | 1872.0253
geo_advanced_lowtrans | gas-cc | 2032 | 268.0119 | 1980.1346
geo_advanced_lowtrans | gas-cc | 2034 | 268.1131 | 2123.426
geo_advanced_lowtrans | gas-cc | 2036 | 267.4736 | 2247.08
geo_advanced_lowtrans | gas-cc | 2038 | 272.0485 | 2376.0571
geo_advanced_lowtrans | gas-cc | 2040 | 275.3216 | 2522.1199
geo_advanced_lowtrans | gas-cc | 2042 | 280.2466 | 2610.6392
geo_advanced_lowtrans | gas-cc | 2044 | 287.6124 | 2641.6945
geo_advanced_lowtrans | gas-cc | 2046 | 294.0944 | 2650.2057
geo_advanced_lowtrans | gas-cc | 2048 | 303.6207 | 2667.4457
geo_advanced_lowtrans | gas-cc | 2050 | 318.061 | 2689.6821
geo_advanced_lowtrans | gas-cc-ccs_mod_upgrade | 2010 | 0 | 1017.0194
geo_advanced_lowtrans | gas-cc-ccs_mod_upgrade | 2012 | 0 | 1048.9632
geo_advanced_lowtrans | gas-cc-ccs_mod_upgrade | 2014 | 0 | 1056.475
geo_advanced_lowtrans | gas-cc-ccs_mod_upgrade | 2016 | 0 | 1068.4014
geo_advanced_lowtrans | gas-cc-ccs_mod_upgrade | 2018 | 0 | 1089.511
geo_advanced_lowtrans | gas-cc-ccs_mod_upgrade | 2020 | 0 | 1118.0471
geo_advanced_lowtrans | gas-cc-ccs_mod_upgrade | 2022 | 0 | 1266.4517
geo_advanced_lowtrans | gas-cc-ccs_mod_upgrade | 2024 | 0 | 1371.2573
geo_advanced_lowtrans | gas-cc-ccs_mod_upgrade | 2026 | 0 | 1531.6518
geo_advanced_lowtrans | gas-cc-ccs_mod_upgrade | 2028 | 9.8109 | 1687.0099
geo_advanced_lowtrans | gas-cc-ccs_mod_upgrade | 2030 | 9.8109 | 1872.0253
geo_advanced_lowtrans | gas-cc-ccs_mod_upgrade | 2032 | 9.8109 | 1980.1346
geo_advanced_lowtrans | gas-cc-ccs_mod_upgrade | 2034 | 9.8109 | 2123.426
geo_advanced_lowtrans | gas-cc-ccs_mod_upgrade | 2036 | 9.8109 | 2247.08
geo_advanced_lowtrans | gas-cc-ccs_mod_upgrade | 2038 | 9.8109 | 2376.0571
geo_advanced_lowtrans | gas-cc-ccs_mod_upgrade | 2040 | 8.9881 | 2522.1199
geo_advanced_lowtrans | gas-cc-ccs_mod_upgrade | 2042 | 9.4561 | 2610.6392
geo_advanced_lowtrans | gas-cc-ccs_mod_upgrade | 2044 | 9.8109 | 2641.6945
geo_advanced_lowtrans | gas-cc-ccs_mod_upgrade | 2046 | 10.9933 | 2650.2057
geo_advanced_lowtrans | gas-cc-ccs_mod_upgrade | 2048 | 10.9933 | 2667.4457
geo_advanced_lowtrans | gas-cc-ccs_mod_upgrade | 2050 | 10.9933 | 2689.6821
geo_advanced_lowtrans | gas-ct | 2010 | 117.7247 | 1017.0194
geo_advanced_lowtrans | gas-ct | 2012 | 120.8117 | 1048.9632
geo_advanced_lowtrans | gas-ct | 2014 | 123.8407 | 1056.475
geo_advanced_lowtrans | gas-ct | 2016 | 124.6101 | 1068.4014
geo_advanced_lowtrans | gas-ct | 2018 | 126.4455 | 1089.511
geo_advanced_lowtrans | gas-ct | 2020 | 127.2613 | 1118.0471
geo_advanced_lowtrans | gas-ct | 2022 | 130.2445 | 1266.4517
geo_advanced_lowtrans | gas-ct | 2024 | 115.4992 | 1371.2573
geo_advanced_lowtrans | gas-ct | 2026 | 113.1971 | 1531.6518
geo_advanced_lowtrans | gas-ct | 2028 | 113.6958 | 1687.0099
geo_advanced_lowtrans | gas-ct | 2030 | 111.6622 | 1872.0253
geo_advanced_lowtrans | gas-ct | 2032 | 109.0891 | 1980.1346
geo_advanced_lowtrans | gas-ct | 2034 | 108.9022 | 2123.426
geo_advanced_lowtrans | gas-ct | 2036 | 111.7004 | 2247.08
geo_advanced_lowtrans | gas-ct | 2038 | 114.5511 | 2376.0571
geo_advanced_lowtrans | gas-ct | 2040 | 117.983 | 2522.1199
geo_advanced_lowtrans | gas-ct | 2042 | 126.096 | 2610.6392
geo_advanced_lowtrans | gas-ct | 2044 | 145.7535 | 2641.6945
geo_advanced_lowtrans | gas-ct | 2046 | 183.5797 | 2650.2057
geo_advanced_lowtrans | gas-ct | 2048 | 216.4532 | 2667.4457
geo_advanced_lowtrans | gas-ct | 2050 | 251.5889 | 2689.6821
geo_advanced_lowtrans | o-g-s | 2010 | 140.2354 | 1017.0194
geo_advanced_lowtrans | o-g-s | 2012 | 132.4567 | 1048.9632
geo_advanced_lowtrans | o-g-s | 2014 | 123.1645 | 1056.475
geo_advanced_lowtrans | o-g-s | 2016 | 110.9605 | 1068.4014
geo_advanced_lowtrans | o-g-s | 2018 | 96.372 | 1089.511
geo_advanced_lowtrans | o-g-s | 2020 | 89.885 | 1118.0471
geo_advanced_lowtrans | o-g-s | 2022 | 85.1197 | 1266.4517
geo_advanced_lowtrans | o-g-s | 2024 | 35.3648 | 1371.2573
geo_advanced_lowtrans | o-g-s | 2026 | 32.8469 | 1531.6518
geo_advanced_lowtrans | o-g-s | 2028 | 29.9967 | 1687.0099
geo_advanced_lowtrans | o-g-s | 2030 | 24.8602 | 1872.0253
geo_advanced_lowtrans | o-g-s | 2032 | 24.2376 | 1980.1346
geo_advanced_lowtrans | o-g-s | 2034 | 23.1795 | 2123.426
geo_advanced_lowtrans | o-g-s | 2036 | 22.7754 | 2247.08
geo_advanced_lowtrans | o-g-s | 2038 | 22.1847 | 2376.0571
geo_advanced_lowtrans | o-g-s | 2040 | 20.5137 | 2522.1199
geo_advanced_lowtrans | o-g-s | 2042 | 19.0447 | 2610.6392
geo_advanced_lowtrans | o-g-s | 2044 | 16.9571 | 2641.6945
geo_advanced_lowtrans | o-g-s | 2046 | 14.944 | 2650.2057
geo_advanced_lowtrans | o-g-s | 2048 | 11.4309 | 2667.4457
geo_advanced_lowtrans | o-g-s | 2050 | 6.6192 | 2689.6821
geo_advanced_lowtrans | hydro | 2010 | 78.6295 | 1017.0194
geo_advanced_lowtrans | hydro | 2012 | 79.1425 | 1048.9632
geo_advanced_lowtrans | hydro | 2014 | 79.7221 | 1056.475
geo_advanced_lowtrans | hydro | 2016 | 80.2284 | 1068.4014
geo_advanced_lowtrans | hydro | 2018 | 80.5711 | 1089.511
geo_advanced_lowtrans | hydro | 2020 | 80.7368 | 1118.0471
geo_advanced_lowtrans | hydro | 2022 | 80.8246 | 1266.4517
geo_advanced_lowtrans | hydro | 2024 | 80.8856 | 1371.2573
geo_advanced_lowtrans | hydro | 2026 | 82.5066 | 1531.6518
geo_advanced_lowtrans | hydro | 2028 | 83.6785 | 1687.0099
geo_advanced_lowtrans | hydro | 2030 | 83.7583 | 1872.0253
geo_advanced_lowtrans | hydro | 2032 | 83.7679 | 1980.1346
geo_advanced_lowtrans | hydro | 2034 | 83.8077 | 2123.426
geo_advanced_lowtrans | hydro | 2036 | 83.932 | 2247.08
geo_advanced_lowtrans | hydro | 2038 | 84.1024 | 2376.0571
geo_advanced_lowtrans | hydro | 2040 | 84.2755 | 2522.1199
geo_advanced_lowtrans | hydro | 2042 | 84.5341 | 2610.6392
geo_advanced_lowtrans | hydro | 2044 | 84.7623 | 2641.6945
geo_advanced_lowtrans | hydro | 2046 | 85.0353 | 2650.2057
geo_advanced_lowtrans | hydro | 2048 | 85.2338 | 2667.4457
geo_advanced_lowtrans | hydro | 2050 | 85.4513 | 2689.6821
geo_advanced_lowtrans | geothermal | 2010 | 2.6812 | 1017.0194
geo_advanced_lowtrans | geothermal | 2012 | 2.8162 | 1048.9632
geo_advanced_lowtrans | geothermal | 2014 | 2.9016 | 1056.475
geo_advanced_lowtrans | geothermal | 2016 | 2.9516 | 1068.4014
geo_advanced_lowtrans | geothermal | 2018 | 3.0119 | 1089.511
geo_advanced_lowtrans | geothermal | 2020 | 4.1588 | 1118.0471
geo_advanced_lowtrans | geothermal | 2022 | 4.2008 | 1266.4517
geo_advanced_lowtrans | geothermal | 2024 | 4.2008 | 1371.2573
geo_advanced_lowtrans | geothermal | 2026 | 4.2008 | 1531.6518
geo_advanced_lowtrans | geothermal | 2028 | 6.6267 | 1687.0099
geo_advanced_lowtrans | geothermal | 2030 | 6.6267 | 1872.0253
geo_advanced_lowtrans | geothermal | 2032 | 6.6267 | 1980.1346
geo_advanced_lowtrans | geothermal | 2034 | 6.6267 | 2123.426
geo_advanced_lowtrans | geothermal | 2036 | 7.5642 | 2247.08
geo_advanced_lowtrans | geothermal | 2038 | 7.5642 | 2376.0571
geo_advanced_lowtrans | geothermal | 2040 | 7.6409 | 2522.1199
geo_advanced_lowtrans | geothermal | 2042 | 7.5059 | 2610.6392
geo_advanced_lowtrans | geothermal | 2044 | 7.4704 | 2641.6945
geo_advanced_lowtrans | geothermal | 2046 | 7.8726 | 2650.2057
geo_advanced_lowtrans | geothermal | 2048 | 9.8728 | 2667.4457
geo_advanced_lowtrans | geothermal | 2050 | 9.1416 | 2689.6821
geo_advanced_lowtrans | biopower | 2010 | 2.8885 | 1017.0194
geo_advanced_lowtrans | biopower | 2012 | 2.9776 | 1048.9632
geo_advanced_lowtrans | biopower | 2014 | 3.4299 | 1056.475
geo_advanced_lowtrans | biopower | 2016 | 3.2245 | 1068.4014
geo_advanced_lowtrans | biopower | 2018 | 3.184 | 1089.511
geo_advanced_lowtrans | biopower | 2020 | 3.0193 | 1118.0471
geo_advanced_lowtrans | biopower | 2022 | 2.8851 | 1266.4517
geo_advanced_lowtrans | biopower | 2024 | 2.8881 | 1371.2573
geo_advanced_lowtrans | biopower | 2026 | 2.8881 | 1531.6518
geo_advanced_lowtrans | biopower | 2028 | 2.6292 | 1687.0099
geo_advanced_lowtrans | biopower | 2030 | 2.393 | 1872.0253
geo_advanced_lowtrans | biopower | 2032 | 2.0992 | 1980.1346
geo_advanced_lowtrans | biopower | 2034 | 1.7199 | 2123.426
geo_advanced_lowtrans | biopower | 2036 | 1.5139 | 2247.08
geo_advanced_lowtrans | biopower | 2038 | 1.3738 | 2376.0571
geo_advanced_lowtrans | biopower | 2040 | 1.3388 | 2522.1199
geo_advanced_lowtrans | biopower | 2042 | 1.2559 | 2610.6392
geo_advanced_lowtrans | biopower | 2044 | 1.1709 | 2641.6945
geo_advanced_lowtrans | biopower | 2046 | 1.1659 | 2650.2057
geo_advanced_lowtrans | biopower | 2048 | 1.1329 | 2667.4457
geo_advanced_lowtrans | biopower | 2050 | 1.1286 | 2689.6821
geo_advanced_lowtrans | lfill-gas | 2010 | 3.4027 | 1017.0194
geo_advanced_lowtrans | lfill-gas | 2012 | 3.6413 | 1048.9632
geo_advanced_lowtrans | lfill-gas | 2014 | 3.7416 | 1056.475
geo_advanced_lowtrans | lfill-gas | 2016 | 3.7374 | 1068.4014
geo_advanced_lowtrans | lfill-gas | 2018 | 3.6803 | 1089.511
geo_advanced_lowtrans | lfill-gas | 2020 | 3.5039 | 1118.0471
geo_advanced_lowtrans | lfill-gas | 2022 | 3.5006 | 1266.4517
geo_advanced_lowtrans | lfill-gas | 2024 | 3.5006 | 1371.2573
geo_advanced_lowtrans | lfill-gas | 2026 | 3.5006 | 1531.6518
geo_advanced_lowtrans | lfill-gas | 2028 | 3.4646 | 1687.0099
geo_advanced_lowtrans | lfill-gas | 2030 | 3.4646 | 1872.0253
geo_advanced_lowtrans | lfill-gas | 2032 | 3.4646 | 1980.1346
geo_advanced_lowtrans | lfill-gas | 2034 | 3.4646 | 2123.426
geo_advanced_lowtrans | lfill-gas | 2036 | 3.4646 | 2247.08
geo_advanced_lowtrans | lfill-gas | 2038 | 3.4646 | 2376.0571
geo_advanced_lowtrans | lfill-gas | 2040 | 3.4646 | 2522.1199
geo_advanced_lowtrans | lfill-gas | 2042 | 3.4646 | 2610.6392
geo_advanced_lowtrans | lfill-gas | 2044 | 3.4646 | 2641.6945
geo_advanced_lowtrans | lfill-gas | 2046 | 3.4646 | 2650.2057
geo_advanced_lowtrans | lfill-gas | 2048 | 3.4646 | 2667.4457
geo_advanced_lowtrans | lfill-gas | 2050 | 3.4646 | 2689.6821
geo_advanced_lowtrans | wind-ons | 2010 | 39.7293 | 1017.0194
geo_advanced_lowtrans | wind-ons | 2012 | 59.5118 | 1048.9632
geo_advanced_lowtrans | wind-ons | 2014 | 65.2507 | 1056.475
geo_advanced_lowtrans | wind-ons | 2016 | 81.6007 | 1068.4014
geo_advanced_lowtrans | wind-ons | 2018 | 94.4256 | 1089.511
geo_advanced_lowtrans | wind-ons | 2020 | 117.897 | 1118.0471
geo_advanced_lowtrans | wind-ons | 2022 | 184.0246 | 1266.4517
geo_advanced_lowtrans | wind-ons | 2024 | 216.19 | 1371.2573
geo_advanced_lowtrans | wind-ons | 2026 | 259.4548 | 1531.6518
geo_advanced_lowtrans | wind-ons | 2028 | 301.2192 | 1687.0099
geo_advanced_lowtrans | wind-ons | 2030 | 344.0285 | 1872.0253
geo_advanced_lowtrans | wind-ons | 2032 | 369.4675 | 1980.1346
geo_advanced_lowtrans | wind-ons | 2034 | 412.9226 | 2123.426
geo_advanced_lowtrans | wind-ons | 2036 | 443.6003 | 2247.08
geo_advanced_lowtrans | wind-ons | 2038 | 468.8486 | 2376.0571
geo_advanced_lowtrans | wind-ons | 2040 | 504.1846 | 2522.1199
geo_advanced_lowtrans | wind-ons | 2042 | 512.7612 | 2610.6392
geo_advanced_lowtrans | wind-ons | 2044 | 517.057 | 2641.6945
geo_advanced_lowtrans | wind-ons | 2046 | 500.9188 | 2650.2057
geo_advanced_lowtrans | wind-ons | 2048 | 488.9748 | 2667.4457
geo_advanced_lowtrans | wind-ons | 2050 | 472.0208 | 2689.6821
geo_advanced_lowtrans | wind-ofs | 2010 | 0 | 1017.0194
geo_advanced_lowtrans | wind-ofs | 2012 | 0 | 1048.9632
geo_advanced_lowtrans | wind-ofs | 2014 | 0 | 1056.475
geo_advanced_lowtrans | wind-ofs | 2016 | 0.0293 | 1068.4014
geo_advanced_lowtrans | wind-ofs | 2018 | 0.0293 | 1089.511
geo_advanced_lowtrans | wind-ofs | 2020 | 0.042 | 1118.0471
geo_advanced_lowtrans | wind-ofs | 2022 | 0.054 | 1266.4517
geo_advanced_lowtrans | wind-ofs | 2024 | 5.545 | 1371.2573
geo_advanced_lowtrans | wind-ofs | 2026 | 12.685 | 1531.6518
geo_advanced_lowtrans | wind-ofs | 2028 | 19.615 | 1687.0099
geo_advanced_lowtrans | wind-ofs | 2030 | 24.242 | 1872.0253
geo_advanced_lowtrans | wind-ofs | 2032 | 29.466 | 1980.1346
geo_advanced_lowtrans | wind-ofs | 2034 | 37.566 | 2123.426
geo_advanced_lowtrans | wind-ofs | 2036 | 43.766 | 2247.08
geo_advanced_lowtrans | wind-ofs | 2038 | 47.766 | 2376.0571
geo_advanced_lowtrans | wind-ofs | 2040 | 51.766 | 2522.1199
geo_advanced_lowtrans | wind-ofs | 2042 | 55.766 | 2610.6392
geo_advanced_lowtrans | wind-ofs | 2044 | 59.766 | 2641.6945
geo_advanced_lowtrans | wind-ofs | 2046 | 60.766 | 2650.2057
geo_advanced_lowtrans | wind-ofs | 2048 | 60.766 | 2667.4457
geo_advanced_lowtrans | wind-ofs | 2050 | 60.766 | 2689.6821
geo_advanced_lowtrans | csp | 2010 | 0 | 1017.0194
geo_advanced_lowtrans | csp | 2012 | 0 | 1048.9632
geo_advanced_lowtrans | csp | 2014 | 1.2134 | 1056.475
geo_advanced_lowtrans | csp | 2016 | 1.3234 | 1068.4014
geo_advanced_lowtrans | csp | 2018 | 1.3234 | 1089.511
geo_advanced_lowtrans | csp | 2020 | 1.3234 | 1118.0471
geo_advanced_lowtrans | csp | 2022 | 1.3234 | 1266.4517
geo_advanced_lowtrans | csp | 2024 | 1.3234 | 1371.2573
geo_advanced_lowtrans | csp | 2026 | 1.3234 | 1531.6518
geo_advanced_lowtrans | csp | 2028 | 1.3234 | 1687.0099
geo_advanced_lowtrans | csp | 2030 | 1.3234 | 1872.0253
geo_advanced_lowtrans | csp | 2032 | 1.3234 | 1980.1346
geo_advanced_lowtrans | csp | 2034 | 1.3234 | 2123.426
geo_advanced_lowtrans | csp | 2036 | 1.3234 | 2247.08
geo_advanced_lowtrans | csp | 2038 | 1.3234 | 2376.0571
geo_advanced_lowtrans | csp | 2040 | 1.3234 | 2522.1199
geo_advanced_lowtrans | csp | 2042 | 1.3234 | 2610.6392
geo_advanced_lowtrans | csp | 2044 | 0.11 | 2641.6945
geo_advanced_lowtrans | csp | 2046 | 0.7182 | 2650.2057
geo_advanced_lowtrans | csp | 2048 | 0.7182 | 2667.4457
geo_advanced_lowtrans | csp | 2050 | 0.7182 | 2689.6821
geo_advanced_lowtrans | upv | 2010 | 0.1486 | 1017.0194
geo_advanced_lowtrans | upv | 2012 | 1.9455 | 1048.9632
geo_advanced_lowtrans | upv | 2014 | 6.9706 | 1056.475
geo_advanced_lowtrans | upv | 2016 | 16.4874 | 1068.4014
geo_advanced_lowtrans | upv | 2018 | 24.7075 | 1089.511
geo_advanced_lowtrans | upv | 2020 | 38.713 | 1118.0471
geo_advanced_lowtrans | upv | 2022 | 104.5464 | 1266.4517
geo_advanced_lowtrans | upv | 2024 | 229.6431 | 1371.2573
geo_advanced_lowtrans | upv | 2026 | 313.0351 | 1531.6518
geo_advanced_lowtrans | upv | 2028 | 383.2707 | 1687.0099
geo_advanced_lowtrans | upv | 2030 | 467.3452 | 1872.0253
geo_advanced_lowtrans | upv | 2032 | 487.3874 | 1980.1346
geo_advanced_lowtrans | upv | 2034 | 521.5663 | 2123.426
geo_advanced_lowtrans | upv | 2036 | 568.3139 | 2247.08
geo_advanced_lowtrans | upv | 2038 | 618.0716 | 2376.0571
geo_advanced_lowtrans | upv | 2040 | 684.52 | 2522.1199
geo_advanced_lowtrans | upv | 2042 | 715.1572 | 2610.6392
geo_advanced_lowtrans | upv | 2044 | 710.7175 | 2641.6945
geo_advanced_lowtrans | upv | 2046 | 709.2699 | 2650.2057
geo_advanced_lowtrans | upv | 2048 | 706.3398 | 2667.4457
geo_advanced_lowtrans | upv | 2050 | 703.5161 | 2689.6821
geo_advanced_lowtrans | dupv | 2010 | 0.059 | 1017.0194
geo_advanced_lowtrans | dupv | 2012 | 0.5619 | 1048.9632
geo_advanced_lowtrans | dupv | 2014 | 1.4614 | 1056.475
geo_advanced_lowtrans | dupv | 2016 | 2.5887 | 1068.4014
geo_advanced_lowtrans | dupv | 2018 | 4.0178 | 1089.511
geo_advanced_lowtrans | dupv | 2020 | 5.3436 | 1118.0471
geo_advanced_lowtrans | dupv | 2022 | 5.9339 | 1266.4517
geo_advanced_lowtrans | dupv | 2024 | 6.0927 | 1371.2573
geo_advanced_lowtrans | dupv | 2026 | 6.1848 | 1531.6518
geo_advanced_lowtrans | dupv | 2028 | 6.1848 | 1687.0099
geo_advanced_lowtrans | dupv | 2030 | 6.2027 | 1872.0253
geo_advanced_lowtrans | dupv | 2032 | 6.2046 | 1980.1346
geo_advanced_lowtrans | dupv | 2034 | 6.2997 | 2123.426
geo_advanced_lowtrans | dupv | 2036 | 6.2997 | 2247.08
geo_advanced_lowtrans | dupv | 2038 | 6.4501 | 2376.0571
geo_advanced_lowtrans | dupv | 2040 | 6.6551 | 2522.1199
geo_advanced_lowtrans | dupv | 2042 | 6.1534 | 2610.6392
geo_advanced_lowtrans | dupv | 2044 | 5.263 | 2641.6945
geo_advanced_lowtrans | dupv | 2046 | 4.1357 | 2650.2057
geo_advanced_lowtrans | dupv | 2048 | 2.7066 | 2667.4457
geo_advanced_lowtrans | dupv | 2050 | 1.3808 | 2689.6821
geo_advanced_lowtrans | distpv | 2010 | 1.0396 | 1017.0194
geo_advanced_lowtrans | distpv | 2012 | 3.697 | 1048.9632
geo_advanced_lowtrans | distpv | 2014 | 7.4412 | 1056.475
geo_advanced_lowtrans | distpv | 2016 | 14.1457 | 1068.4014
geo_advanced_lowtrans | distpv | 2018 | 22.2285 | 1089.511
geo_advanced_lowtrans | distpv | 2020 | 25.9105 | 1118.0471
geo_advanced_lowtrans | distpv | 2022 | 31.2507 | 1266.4517
geo_advanced_lowtrans | distpv | 2024 | 40.7227 | 1371.2573
geo_advanced_lowtrans | distpv | 2026 | 53.7938 | 1531.6518
geo_advanced_lowtrans | distpv | 2028 | 71.56 | 1687.0099
geo_advanced_lowtrans | distpv | 2030 | 96.3306 | 1872.0253
geo_advanced_lowtrans | distpv | 2032 | 115.4476 | 1980.1346
geo_advanced_lowtrans | distpv | 2034 | 128.2906 | 2123.426
geo_advanced_lowtrans | distpv | 2036 | 133.6587 | 2247.08
geo_advanced_lowtrans | distpv | 2038 | 138.6366 | 2376.0571
geo_advanced_lowtrans | distpv | 2040 | 143.4518 | 2522.1199
geo_advanced_lowtrans | distpv | 2042 | 148.4086 | 2610.6392
geo_advanced_lowtrans | distpv | 2044 | 154.0227 | 2641.6945
geo_advanced_lowtrans | distpv | 2046 | 159.5866 | 2650.2057
geo_advanced_lowtrans | distpv | 2048 | 165.9517 | 2667.4457
geo_advanced_lowtrans | distpv | 2050 | 173.0855 | 2689.6821
geo_advanced_lowtrans | pvb | 2010 | 0 | 1017.0194
geo_advanced_lowtrans | pvb | 2012 | 0.0026 | 1048.9632
geo_advanced_lowtrans | pvb | 2014 | 0.034135 | 1056.475
geo_advanced_lowtrans | pvb | 2016 | 0.44585 | 1068.4014
geo_advanced_lowtrans | pvb | 2018 | 0.64325 | 1089.511
geo_advanced_lowtrans | pvb | 2020 | 1.593 | 1118.0471
geo_advanced_lowtrans | pvb | 2022 | 9.0348 | 1266.4517
geo_advanced_lowtrans | pvb | 2024 | 13.364 | 1371.2573
geo_advanced_lowtrans | pvb | 2026 | 13.906 | 1531.6518
geo_advanced_lowtrans | pvb | 2028 | 16.1487 | 1687.0099
geo_advanced_lowtrans | pvb | 2030 | 25.2872 | 1872.0253
geo_advanced_lowtrans | pvb | 2032 | 28.9248 | 1980.1346
geo_advanced_lowtrans | pvb | 2034 | 39.0332 | 2123.426
geo_advanced_lowtrans | pvb | 2036 | 40.613 | 2247.08
geo_advanced_lowtrans | pvb | 2038 | 55.2602 | 2376.0571
geo_advanced_lowtrans | pvb | 2040 | 59.7461 | 2522.1199
geo_advanced_lowtrans | pvb | 2042 | 67.0973 | 2610.6392
geo_advanced_lowtrans | pvb | 2044 | 66.1359 | 2641.6945
geo_advanced_lowtrans | pvb | 2046 | 64.8813 | 2650.2057
geo_advanced_lowtrans | pvb | 2048 | 63.8138 | 2667.4457
geo_advanced_lowtrans | pvb | 2050 | 62.4215 | 2689.6821
geo_advanced_lowtrans | battery_2 | 2010 | 0.019 | 1017.0194
geo_advanced_lowtrans | battery_2 | 2012 | 0.0738 | 1048.9632
geo_advanced_lowtrans | battery_2 | 2014 | 0.1297 | 1056.475
geo_advanced_lowtrans | battery_2 | 2016 | 0.3537 | 1068.4014
geo_advanced_lowtrans | battery_2 | 2018 | 0.5001 | 1089.511
geo_advanced_lowtrans | battery_2 | 2020 | 0.7628 | 1118.0471
geo_advanced_lowtrans | battery_2 | 2022 | 9.1016 | 1266.4517
geo_advanced_lowtrans | battery_2 | 2024 | 11.8678 | 1371.2573
geo_advanced_lowtrans | battery_2 | 2026 | 13.9113 | 1531.6518
geo_advanced_lowtrans | battery_2 | 2028 | 17.0754 | 1687.0099
geo_advanced_lowtrans | battery_2 | 2030 | 19.2593 | 1872.0253
geo_advanced_lowtrans | battery_2 | 2032 | 19.036 | 1980.1346
geo_advanced_lowtrans | battery_2 | 2034 | 19.0506 | 2123.426
geo_advanced_lowtrans | battery_2 | 2036 | 19.0556 | 2247.08
geo_advanced_lowtrans | battery_2 | 2038 | 15.1312 | 2376.0571
geo_advanced_lowtrans | battery_2 | 2040 | 13.8941 | 2522.1199
geo_advanced_lowtrans | battery_2 | 2042 | 17.4844 | 2610.6392
geo_advanced_lowtrans | battery_2 | 2044 | 16.6441 | 2641.6945
geo_advanced_lowtrans | battery_2 | 2046 | 17.3333 | 2650.2057
geo_advanced_lowtrans | battery_2 | 2048 | 19.1581 | 2667.4457
geo_advanced_lowtrans | battery_2 | 2050 | 20.2612 | 2689.6821
geo_advanced_lowtrans | battery_4 | 2010 | 0 | 1017.0194
geo_advanced_lowtrans | battery_4 | 2012 | 0.002 | 1048.9632
geo_advanced_lowtrans | battery_4 | 2014 | 0.01 | 1056.475
geo_advanced_lowtrans | battery_4 | 2016 | 0.1019 | 1068.4014
geo_advanced_lowtrans | battery_4 | 2018 | 0.2147 | 1089.511
geo_advanced_lowtrans | battery_4 | 2020 | 0.4877 | 1118.0471
geo_advanced_lowtrans | battery_4 | 2022 | 3.3452 | 1266.4517
geo_advanced_lowtrans | battery_4 | 2024 | 5.4176 | 1371.2573
geo_advanced_lowtrans | battery_4 | 2026 | 25.1867 | 1531.6518
geo_advanced_lowtrans | battery_4 | 2028 | 39.209 | 1687.0099
geo_advanced_lowtrans | battery_4 | 2030 | 54.221 | 1872.0253
geo_advanced_lowtrans | battery_4 | 2032 | 66.2794 | 1980.1346
geo_advanced_lowtrans | battery_4 | 2034 | 73.8417 | 2123.426
geo_advanced_lowtrans | battery_4 | 2036 | 80.875 | 2247.08
geo_advanced_lowtrans | battery_4 | 2038 | 83.7028 | 2376.0571
geo_advanced_lowtrans | battery_4 | 2040 | 91.8826 | 2522.1199
geo_advanced_lowtrans | battery_4 | 2042 | 86.3623 | 2610.6392
geo_advanced_lowtrans | battery_4 | 2044 | 98.2845 | 2641.6945
geo_advanced_lowtrans | battery_4 | 2046 | 113.9676 | 2650.2057
geo_advanced_lowtrans | battery_4 | 2048 | 118.2678 | 2667.4457
geo_advanced_lowtrans | battery_4 | 2050 | 128.4683 | 2689.6821
geo_advanced_lowtrans | battery_6 | 2010 | 0 | 1017.0194
geo_advanced_lowtrans | battery_6 | 2012 | 0 | 1048.9632
geo_advanced_lowtrans | battery_6 | 2014 | 0 | 1056.475
geo_advanced_lowtrans | battery_6 | 2016 | 0 | 1068.4014
geo_advanced_lowtrans | battery_6 | 2018 | 0 | 1089.511
geo_advanced_lowtrans | battery_6 | 2020 | 0 | 1118.0471
geo_advanced_lowtrans | battery_6 | 2022 | 0.30617 | 1266.4517
geo_advanced_lowtrans | battery_6 | 2024 | 0.30617 | 1371.2573
geo_advanced_lowtrans | battery_6 | 2026 | 1.2036 | 1531.6518
geo_advanced_lowtrans | battery_6 | 2028 | 19.7432 | 1687.0099
geo_advanced_lowtrans | battery_6 | 2030 | 49.3196 | 1872.0253
geo_advanced_lowtrans | battery_6 | 2032 | 70.6475 | 1980.1346
geo_advanced_lowtrans | battery_6 | 2034 | 100.1429 | 2123.426
geo_advanced_lowtrans | battery_6 | 2036 | 120.5804 | 2247.08
geo_advanced_lowtrans | battery_6 | 2038 | 142.3177 | 2376.0571
geo_advanced_lowtrans | battery_6 | 2040 | 162.5055 | 2522.1199
geo_advanced_lowtrans | battery_6 | 2042 | 186.0778 | 2610.6392
geo_advanced_lowtrans | battery_6 | 2044 | 180.6822 | 2641.6945
geo_advanced_lowtrans | battery_6 | 2046 | 157.3129 | 2650.2057
geo_advanced_lowtrans | battery_6 | 2048 | 156.8452 | 2667.4457
geo_advanced_lowtrans | battery_6 | 2050 | 159.1706 | 2689.6821
geo_advanced_lowtrans | battery_8 | 2010 | 0 | 1017.0194
geo_advanced_lowtrans | battery_8 | 2012 | 0 | 1048.9632
geo_advanced_lowtrans | battery_8 | 2014 | 0 | 1056.475
geo_advanced_lowtrans | battery_8 | 2016 | 0 | 1068.4014
geo_advanced_lowtrans | battery_8 | 2018 | 0 | 1089.511
geo_advanced_lowtrans | battery_8 | 2020 | 0 | 1118.0471
geo_advanced_lowtrans | battery_8 | 2022 | 0 | 1266.4517
geo_advanced_lowtrans | battery_8 | 2024 | 0 | 1371.2573
geo_advanced_lowtrans | battery_8 | 2026 | 0 | 1531.6518
geo_advanced_lowtrans | battery_8 | 2028 | 0 | 1687.0099
geo_advanced_lowtrans | battery_8 | 2030 | 8.6294 | 1872.0253
geo_advanced_lowtrans | battery_8 | 2032 | 18.3431 | 1980.1346
geo_advanced_lowtrans | battery_8 | 2034 | 28.0298 | 2123.426
geo_advanced_lowtrans | battery_8 | 2036 | 32.3948 | 2247.08
geo_advanced_lowtrans | battery_8 | 2038 | 36.7879 | 2376.0571
geo_advanced_lowtrans | battery_8 | 2040 | 39.2036 | 2522.1199
geo_advanced_lowtrans | battery_8 | 2042 | 45.1861 | 2610.6392
geo_advanced_lowtrans | battery_8 | 2044 | 48.419 | 2641.6945
geo_advanced_lowtrans | battery_8 | 2046 | 45.4884 | 2650.2057
geo_advanced_lowtrans | battery_8 | 2048 | 40.0585 | 2667.4457
geo_advanced_lowtrans | battery_8 | 2050 | 33.6464 | 2689.6821
geo_advanced_lowtrans | battery_10 | 2010 | 0 | 1017.0194
geo_advanced_lowtrans | battery_10 | 2012 | 0 | 1048.9632
geo_advanced_lowtrans | battery_10 | 2014 | 0 | 1056.475
geo_advanced_lowtrans | battery_10 | 2016 | 0 | 1068.4014
geo_advanced_lowtrans | battery_10 | 2018 | 0 | 1089.511
geo_advanced_lowtrans | battery_10 | 2020 | 0 | 1118.0471
geo_advanced_lowtrans | battery_10 | 2022 | 0 | 1266.4517
geo_advanced_lowtrans | battery_10 | 2024 | 0 | 1371.2573
geo_advanced_lowtrans | battery_10 | 2026 | 0 | 1531.6518
geo_advanced_lowtrans | battery_10 | 2028 | 0 | 1687.0099
geo_advanced_lowtrans | battery_10 | 2030 | 0 | 1872.0253
geo_advanced_lowtrans | battery_10 | 2032 | 0 | 1980.1346
geo_advanced_lowtrans | battery_10 | 2034 | 0.0043069 | 2123.426
geo_advanced_lowtrans | battery_10 | 2036 | 0.0043069 | 2247.08
geo_advanced_lowtrans | battery_10 | 2038 | 0.31667 | 2376.0571
geo_advanced_lowtrans | battery_10 | 2040 | 0.31667 | 2522.1199
geo_advanced_lowtrans | battery_10 | 2042 | 0.31667 | 2610.6392
geo_advanced_lowtrans | battery_10 | 2044 | 0.31667 | 2641.6945
geo_advanced_lowtrans | battery_10 | 2046 | 0.31667 | 2650.2057
geo_advanced_lowtrans | battery_10 | 2048 | 0.31667 | 2667.4457
geo_advanced_lowtrans | battery_10 | 2050 | 0.31236 | 2689.6821
geo_advanced_lowtrans | pumped-hydro | 2010 | 22.9772 | 1017.0194
geo_advanced_lowtrans | pumped-hydro | 2012 | 23.0442 | 1048.9632
geo_advanced_lowtrans | pumped-hydro | 2014 | 23.0642 | 1056.475
geo_advanced_lowtrans | pumped-hydro | 2016 | 23.0612 | 1068.4014
geo_advanced_lowtrans | pumped-hydro | 2018 | 23.0612 | 1089.511
geo_advanced_lowtrans | pumped-hydro | 2020 | 23.0612 | 1118.0471
geo_advanced_lowtrans | pumped-hydro | 2022 | 23.0612 | 1266.4517
geo_advanced_lowtrans | pumped-hydro | 2024 | 23.0612 | 1371.2573
geo_advanced_lowtrans | pumped-hydro | 2026 | 25.3765 | 1531.6518
geo_advanced_lowtrans | pumped-hydro | 2028 | 26.3108 | 1687.0099
geo_advanced_lowtrans | pumped-hydro | 2030 | 26.3088 | 1872.0253
geo_advanced_lowtrans | pumped-hydro | 2032 | 27.1923 | 1980.1346
geo_advanced_lowtrans | pumped-hydro | 2034 | 27.3446 | 2123.426
geo_advanced_lowtrans | pumped-hydro | 2036 | 27.3446 | 2247.08
geo_advanced_lowtrans | pumped-hydro | 2038 | 27.3462 | 2376.0571
geo_advanced_lowtrans | pumped-hydro | 2040 | 27.5703 | 2522.1199
geo_advanced_lowtrans | pumped-hydro | 2042 | 27.5963 | 2610.6392
geo_advanced_lowtrans | pumped-hydro | 2044 | 27.5963 | 2641.6945
geo_advanced_lowtrans | pumped-hydro | 2046 | 27.5963 | 2650.2057
geo_advanced_lowtrans | pumped-hydro | 2048 | 27.5963 | 2667.4457
geo_advanced_lowtrans | pumped-hydro | 2050 | 27.5963 | 2689.6821
geo_advanced_lowtrans | Canada | 2010 | 5.7897 | 1017.0194
geo_advanced_lowtrans | Canada | 2012 | 7.5475 | 1048.9632
geo_advanced_lowtrans | Canada | 2014 | 7.6689 | 1056.475
geo_advanced_lowtrans | Canada | 2016 | 9.3983 | 1068.4014
geo_advanced_lowtrans | Canada | 2018 | 9.7098 | 1089.511
geo_advanced_lowtrans | Canada | 2020 | 9.3126 | 1118.0471
geo_advanced_lowtrans | Canada | 2022 | 8.3152 | 1266.4517
geo_advanced_lowtrans | Canada | 2024 | 8.3747 | 1371.2573
geo_advanced_lowtrans | Canada | 2026 | 9.4089 | 1531.6518
geo_advanced_lowtrans | Canada | 2028 | 10.4838 | 1687.0099
geo_advanced_lowtrans | Canada | 2030 | 10.7558 | 1872.0253
geo_advanced_lowtrans | Canada | 2032 | 10.6683 | 1980.1346
geo_advanced_lowtrans | Canada | 2034 | 10.5939 | 2123.426
geo_advanced_lowtrans | Canada | 2036 | 10.3455 | 2247.08
geo_advanced_lowtrans | Canada | 2038 | 10.2286 | 2376.0571
geo_advanced_lowtrans | Canada | 2040 | 10.1407 | 2522.1199
geo_advanced_lowtrans | Canada | 2042 | 10.1407 | 2610.6392
geo_advanced_lowtrans | Canada | 2044 | 10.1407 | 2641.6945
geo_advanced_lowtrans | Canada | 2046 | 10.1407 | 2650.2057
geo_advanced_lowtrans | Canada | 2048 | 10.1407 | 2667.4457
geo_advanced_lowtrans | Canada | 2050 | 10.1407 | 2689.6821

## 5_New Annual Capacity (GW)
scenario | tech | year | Capacity (GW) | Net Level Capacity (GW)
geo_advanced_lowtrans | nuclear | 2012 | 0 | 26.5763
geo_advanced_lowtrans | nuclear | 2014 | 0 | 17.8324
geo_advanced_lowtrans | nuclear | 2016 | 0.561 | 26.9063
geo_advanced_lowtrans | nuclear | 2018 | 0 | 30.0447
geo_advanced_lowtrans | nuclear | 2020 | 0.009 | 29.8361
geo_advanced_lowtrans | nuclear | 2022 | 1.114 | 88.1363
geo_advanced_lowtrans | nuclear | 2024 | 0 | 94.4745
geo_advanced_lowtrans | nuclear | 2026 | 0 | 87.8413
geo_advanced_lowtrans | nuclear | 2028 | 0 | 97.1523
geo_advanced_lowtrans | nuclear | 2030 | 0 | 111.0329
geo_advanced_lowtrans | nuclear | 2032 | 0 | 60.2308
geo_advanced_lowtrans | nuclear | 2034 | 0 | 79.8313
geo_advanced_lowtrans | nuclear | 2036 | 0 | 65.6798
geo_advanced_lowtrans | nuclear | 2038 | 0 | 75.8974
geo_advanced_lowtrans | nuclear | 2040 | 0 | 91.6168
geo_advanced_lowtrans | nuclear | 2042 | 0 | 71.8926
geo_advanced_lowtrans | nuclear | 2044 | 0 | 47.6406
geo_advanced_lowtrans | nuclear | 2046 | 0 | 70.1692
geo_advanced_lowtrans | nuclear | 2048 | 0 | 52.9806
geo_advanced_lowtrans | nuclear | 2050 | 0 | 70.0485
geo_advanced_lowtrans | coal | 2012 | 3.9104 | 26.5763
geo_advanced_lowtrans | coal | 2014 | 0.9693 | 17.8324
geo_advanced_lowtrans | coal | 2016 | 1.2039 | 26.9063
geo_advanced_lowtrans | coal | 2018 | 0 | 30.0447
geo_advanced_lowtrans | coal | 2020 | 0 | 29.8361
geo_advanced_lowtrans | coal | 2022 | 0 | 88.1363
geo_advanced_lowtrans | coal | 2024 | 0 | 94.4745
geo_advanced_lowtrans | coal | 2026 | 0 | 87.8413
geo_advanced_lowtrans | coal | 2028 | 0 | 97.1523
geo_advanced_lowtrans | coal | 2030 | 0 | 111.0329
geo_advanced_lowtrans | coal | 2032 | 0 | 60.2308
geo_advanced_lowtrans | coal | 2034 | 0 | 79.8313
geo_advanced_lowtrans | coal | 2036 | 0 | 65.6798
geo_advanced_lowtrans | coal | 2038 | 0 | 75.8974
geo_advanced_lowtrans | coal | 2040 | 0 | 91.6168
geo_advanced_lowtrans | coal | 2042 | 0 | 71.8926
geo_advanced_lowtrans | coal | 2044 | 0 | 47.6406
geo_advanced_lowtrans | coal | 2046 | 0 | 70.1692
geo_advanced_lowtrans | coal | 2048 | 0 | 52.9806
geo_advanced_lowtrans | coal | 2050 | 0 | 70.0485
geo_advanced_lowtrans | gas-cc | 2012 | 7.3043 | 26.5763
geo_advanced_lowtrans | gas-cc | 2014 | 5.6437 | 17.8324
geo_advanced_lowtrans | gas-cc | 2016 | 4.7389 | 26.9063
geo_advanced_lowtrans | gas-cc | 2018 | 12.5635 | 30.0447
geo_advanced_lowtrans | gas-cc | 2020 | 5.6226 | 29.8361
geo_advanced_lowtrans | gas-cc | 2022 | 6.3932 | 88.1363
geo_advanced_lowtrans | gas-cc | 2024 | 2.4084 | 94.4745
geo_advanced_lowtrans | gas-cc | 2026 | 0.63743 | 87.8413
geo_advanced_lowtrans | gas-cc | 2028 | 1.25 | 97.1523
geo_advanced_lowtrans | gas-cc | 2030 | 0.032574 | 111.0329
geo_advanced_lowtrans | gas-cc | 2032 | 0.048087 | 60.2308
geo_advanced_lowtrans | gas-cc | 2034 | 0.18812 | 79.8313
geo_advanced_lowtrans | gas-cc | 2036 | 0.21127 | 65.6798
geo_advanced_lowtrans | gas-cc | 2038 | 2.3239 | 75.8974
geo_advanced_lowtrans | gas-cc | 2040 | 2.4493 | 91.6168
geo_advanced_lowtrans | gas-cc | 2042 | 3.1744 | 71.8926
geo_advanced_lowtrans | gas-cc | 2044 | 4.2966 | 47.6406
geo_advanced_lowtrans | gas-cc | 2046 | 11.6189 | 70.1692
geo_advanced_lowtrans | gas-cc | 2048 | 6.3078 | 52.9806
geo_advanced_lowtrans | gas-cc | 2050 | 10.2424 | 70.0485
geo_advanced_lowtrans | gas-cc-ccs_mod_upgrade | 2012 | 0 | 26.5763
geo_advanced_lowtrans | gas-cc-ccs_mod_upgrade | 2014 | 0 | 17.8324
geo_advanced_lowtrans | gas-cc-ccs_mod_upgrade | 2016 | 0 | 26.9063
geo_advanced_lowtrans | gas-cc-ccs_mod_upgrade | 2018 | 0 | 30.0447
geo_advanced_lowtrans | gas-cc-ccs_mod_upgrade | 2020 | 0 | 29.8361
geo_advanced_lowtrans | gas-cc-ccs_mod_upgrade | 2022 | 0 | 88.1363
geo_advanced_lowtrans | gas-cc-ccs_mod_upgrade | 2024 | 0 | 94.4745
geo_advanced_lowtrans | gas-cc-ccs_mod_upgrade | 2026 | 0 | 87.8413
geo_advanced_lowtrans | gas-cc-ccs_mod_upgrade | 2028 | 4.9054 | 97.1523
geo_advanced_lowtrans | gas-cc-ccs_mod_upgrade | 2030 | 0 | 111.0329
geo_advanced_lowtrans | gas-cc-ccs_mod_upgrade | 2032 | 0 | 60.2308
geo_advanced_lowtrans | gas-cc-ccs_mod_upgrade | 2034 | 0 | 79.8313
geo_advanced_lowtrans | gas-cc-ccs_mod_upgrade | 2036 | 0 | 65.6798
geo_advanced_lowtrans | gas-cc-ccs_mod_upgrade | 2038 | 0 | 75.8974
geo_advanced_lowtrans | gas-cc-ccs_mod_upgrade | 2040 | 0 | 91.6168
geo_advanced_lowtrans | gas-cc-ccs_mod_upgrade | 2042 | 0 | 71.8926
geo_advanced_lowtrans | gas-cc-ccs_mod_upgrade | 2044 | 0 | 47.6406
geo_advanced_lowtrans | gas-cc-ccs_mod_upgrade | 2046 | 0.5912 | 70.1692
geo_advanced_lowtrans | gas-cc-ccs_mod_upgrade | 2048 | 0 | 52.9806
geo_advanced_lowtrans | gas-cc-ccs_mod_upgrade | 2050 | 0 | 70.0485
geo_advanced_lowtrans | gas-ct | 2012 | 2.2089 | 26.5763
geo_advanced_lowtrans | gas-ct | 2014 | 2.0575 | 17.8324
geo_advanced_lowtrans | gas-ct | 2016 | 2.4183 | 26.9063
geo_advanced_lowtrans | gas-ct | 2018 | 1.5825 | 30.0447
geo_advanced_lowtrans | gas-ct | 2020 | 1.3155 | 29.8361
geo_advanced_lowtrans | gas-ct | 2022 | 1.9523 | 88.1363
geo_advanced_lowtrans | gas-ct | 2024 | 1.0113 | 94.4745
geo_advanced_lowtrans | gas-ct | 2026 | 0 | 87.8413
geo_advanced_lowtrans | gas-ct | 2028 | 1.25 | 97.1523
geo_advanced_lowtrans | gas-ct | 2030 | 0.020169 | 111.0329
geo_advanced_lowtrans | gas-ct | 2032 | 0.20124 | 60.2308
geo_advanced_lowtrans | gas-ct | 2034 | 0.29805 | 79.8313
geo_advanced_lowtrans | gas-ct | 2036 | 1.9324 | 65.6798
geo_advanced_lowtrans | gas-ct | 2038 | 1.4584 | 75.8974
geo_advanced_lowtrans | gas-ct | 2040 | 2.0292 | 91.6168
geo_advanced_lowtrans | gas-ct | 2042 | 4.415 | 71.8926
geo_advanced_lowtrans | gas-ct | 2044 | 10.7193 | 47.6406
geo_advanced_lowtrans | gas-ct | 2046 | 26.7392 | 70.1692
geo_advanced_lowtrans | gas-ct | 2048 | 17.5092 | 52.9806
geo_advanced_lowtrans | gas-ct | 2050 | 19.7128 | 70.0485
geo_advanced_lowtrans | o-g-s | 2012 | 0.1104 | 26.5763
geo_advanced_lowtrans | o-g-s | 2014 | 0.10575 | 17.8324
geo_advanced_lowtrans | o-g-s | 2016 | 0.0329 | 26.9063
geo_advanced_lowtrans | o-g-s | 2018 | 0.07755 | 30.0447
geo_advanced_lowtrans | o-g-s | 2020 | 0.0475 | 29.8361
geo_advanced_lowtrans | o-g-s | 2022 | 0.04175 | 88.1363
geo_advanced_lowtrans | o-g-s | 2024 | 0.1675 | 94.4745
geo_advanced_lowtrans | o-g-s | 2026 | 0 | 87.8413
geo_advanced_lowtrans | o-g-s | 2028 | 0 | 97.1523
geo_advanced_lowtrans | o-g-s | 2030 | 0 | 111.0329
geo_advanced_lowtrans | o-g-s | 2032 | 0 | 60.2308
geo_advanced_lowtrans | o-g-s | 2034 | 0 | 79.8313
geo_advanced_lowtrans | o-g-s | 2036 | 0 | 65.6798
geo_advanced_lowtrans | o-g-s | 2038 | 0 | 75.8974
geo_advanced_lowtrans | o-g-s | 2040 | 0 | 91.6168
geo_advanced_lowtrans | o-g-s | 2042 | 0 | 71.8926
geo_advanced_lowtrans | o-g-s | 2044 | 0 | 47.6406
geo_advanced_lowtrans | o-g-s | 2046 | 0 | 70.1692
geo_advanced_lowtrans | o-g-s | 2048 | 0 | 52.9806
geo_advanced_lowtrans | o-g-s | 2050 | 0 | 70.0485
geo_advanced_lowtrans | hydro | 2012 | 0.2565 | 26.5763
geo_advanced_lowtrans | hydro | 2014 | 0.2898 | 17.8324
geo_advanced_lowtrans | hydro | 2016 | 0.25315 | 26.9063
geo_advanced_lowtrans | hydro | 2018 | 0.17135 | 30.0447
geo_advanced_lowtrans | hydro | 2020 | 0.08285 | 29.8361
geo_advanced_lowtrans | hydro | 2022 | 0.0439 | 88.1363
geo_advanced_lowtrans | hydro | 2024 | 0.0305 | 94.4745
geo_advanced_lowtrans | hydro | 2026 | 0.81051 | 87.8413
geo_advanced_lowtrans | hydro | 2028 | 0.58595 | 97.1523
geo_advanced_lowtrans | hydro | 2030 | 0.039869 | 111.0329
geo_advanced_lowtrans | hydro | 2032 | 0.00483 | 60.2308
geo_advanced_lowtrans | hydro | 2034 | 0.019885 | 79.8313
geo_advanced_lowtrans | hydro | 2036 | 0.062143 | 65.6798
geo_advanced_lowtrans | hydro | 2038 | 0.085192 | 75.8974
geo_advanced_lowtrans | hydro | 2040 | 0.086577 | 91.6168
geo_advanced_lowtrans | hydro | 2042 | 0.12928 | 71.8926
geo_advanced_lowtrans | hydro | 2044 | 0.1141 | 47.6406
geo_advanced_lowtrans | hydro | 2046 | 0.13652 | 70.1692
geo_advanced_lowtrans | hydro | 2048 | 0.099244 | 52.9806
geo_advanced_lowtrans | hydro | 2050 | 0.10877 | 70.0485
geo_advanced_lowtrans | geothermal | 2012 | 0.0675 | 26.5763
geo_advanced_lowtrans | geothermal | 2014 | 0.0427 | 17.8324
geo_advanced_lowtrans | geothermal | 2016 | 0.025 | 26.9063
geo_advanced_lowtrans | geothermal | 2018 | 0.03015 | 30.0447
geo_advanced_lowtrans | geothermal | 2020 | 0.57346 | 29.8361
geo_advanced_lowtrans | geothermal | 2022 | 0.021 | 88.1363
geo_advanced_lowtrans | geothermal | 2024 | 0 | 94.4745
geo_advanced_lowtrans | geothermal | 2026 | 0 | 87.8413
geo_advanced_lowtrans | geothermal | 2028 | 1.2129 | 97.1523
geo_advanced_lowtrans | geothermal | 2030 | 0 | 111.0329
geo_advanced_lowtrans | geothermal | 2032 | 0 | 60.2308
geo_advanced_lowtrans | geothermal | 2034 | 0 | 79.8313
geo_advanced_lowtrans | geothermal | 2036 | 0.46877 | 65.6798
geo_advanced_lowtrans | geothermal | 2038 | 0 | 75.8974
geo_advanced_lowtrans | geothermal | 2040 | 0.13641 | 91.6168
geo_advanced_lowtrans | geothermal | 2042 | 0 | 71.8926
geo_advanced_lowtrans | geothermal | 2044 | 0.024984 | 47.6406
geo_advanced_lowtrans | geothermal | 2046 | 0.22608 | 70.1692
geo_advanced_lowtrans | geothermal | 2048 | 1.0303 | 52.9806
geo_advanced_lowtrans | geothermal | 2050 | 0.20785 | 70.0485
geo_advanced_lowtrans | biopower | 2012 | 0.11705 | 26.5763
geo_advanced_lowtrans | biopower | 2014 | 0.2425 | 17.8324
geo_advanced_lowtrans | biopower | 2016 | 0.00805 | 26.9063
geo_advanced_lowtrans | biopower | 2018 | 0.03885 | 30.0447
geo_advanced_lowtrans | biopower | 2020 | 0.0836 | 29.8361
geo_advanced_lowtrans | biopower | 2022 | 0.0044 | 88.1363
geo_advanced_lowtrans | biopower | 2024 | 0.0095 | 94.4745
geo_advanced_lowtrans | biopower | 2026 | 0 | 87.8413
geo_advanced_lowtrans | biopower | 2028 | 0 | 97.1523
geo_advanced_lowtrans | biopower | 2030 | 0 | 111.0329
geo_advanced_lowtrans | biopower | 2032 | 0 | 60.2308
geo_advanced_lowtrans | biopower | 2034 | 0 | 79.8313
geo_advanced_lowtrans | biopower | 2036 | 0 | 65.6798
geo_advanced_lowtrans | biopower | 2038 | 0 | 75.8974
geo_advanced_lowtrans | biopower | 2040 | 0 | 91.6168
geo_advanced_lowtrans | biopower | 2042 | 0 | 71.8926
geo_advanced_lowtrans | biopower | 2044 | 0 | 47.6406
geo_advanced_lowtrans | biopower | 2046 | 0 | 70.1692
geo_advanced_lowtrans | biopower | 2048 | 0 | 52.9806
geo_advanced_lowtrans | biopower | 2050 | 0 | 70.0485
geo_advanced_lowtrans | lfill-gas | 2012 | 0.14965 | 26.5763
geo_advanced_lowtrans | lfill-gas | 2014 | 0.10055 | 17.8324
geo_advanced_lowtrans | lfill-gas | 2016 | 0.0901 | 26.9063
geo_advanced_lowtrans | lfill-gas | 2018 | 0.0165 | 30.0447
geo_advanced_lowtrans | lfill-gas | 2020 | 0.0066 | 29.8361
geo_advanced_lowtrans | lfill-gas | 2022 | 0.0023 | 88.1363
geo_advanced_lowtrans | lfill-gas | 2024 | 0 | 94.4745
geo_advanced_lowtrans | lfill-gas | 2026 | 0 | 87.8413
geo_advanced_lowtrans | lfill-gas | 2028 | 0 | 97.1523
geo_advanced_lowtrans | lfill-gas | 2030 | 0 | 111.0329
geo_advanced_lowtrans | lfill-gas | 2032 | 0 | 60.2308
geo_advanced_lowtrans | lfill-gas | 2034 | 0 | 79.8313
geo_advanced_lowtrans | lfill-gas | 2036 | 0 | 65.6798
geo_advanced_lowtrans | lfill-gas | 2038 | 0 | 75.8974
geo_advanced_lowtrans | lfill-gas | 2040 | 0 | 91.6168
geo_advanced_lowtrans | lfill-gas | 2042 | 0 | 71.8926
geo_advanced_lowtrans | lfill-gas | 2044 | 0 | 47.6406
geo_advanced_lowtrans | lfill-gas | 2046 | 0 | 70.1692
geo_advanced_lowtrans | lfill-gas | 2048 | 0 | 52.9806
geo_advanced_lowtrans | lfill-gas | 2050 | 0 | 70.0485
geo_advanced_lowtrans | wind-ons | 2012 | 9.9098 | 26.5763
geo_advanced_lowtrans | wind-ons | 2014 | 2.8817 | 17.8324
geo_advanced_lowtrans | wind-ons | 2016 | 8.4669 | 26.9063
geo_advanced_lowtrans | wind-ons | 2018 | 6.4669 | 30.0447
geo_advanced_lowtrans | wind-ons | 2020 | 11.8347 | 29.8361
geo_advanced_lowtrans | wind-ons | 2022 | 33.1922 | 88.1363
geo_advanced_lowtrans | wind-ons | 2024 | 16.0881 | 94.4745
geo_advanced_lowtrans | wind-ons | 2026 | 21.6624 | 87.8413
geo_advanced_lowtrans | wind-ons | 2028 | 20.8916 | 97.1523
geo_advanced_lowtrans | wind-ons | 2030 | 21.7807 | 111.0329
geo_advanced_lowtrans | wind-ons | 2032 | 13.7509 | 60.2308
geo_advanced_lowtrans | wind-ons | 2034 | 22.8736 | 79.8313
geo_advanced_lowtrans | wind-ons | 2036 | 16.5964 | 65.6798
geo_advanced_lowtrans | wind-ons | 2038 | 16.5553 | 75.8974
geo_advanced_lowtrans | wind-ons | 2040 | 29.1411 | 91.6168
geo_advanced_lowtrans | wind-ons | 2042 | 14.1981 | 71.8926
geo_advanced_lowtrans | wind-ons | 2044 | 5.0296 | 47.6406
geo_advanced_lowtrans | wind-ons | 2046 | 0.39785 | 70.1692
geo_advanced_lowtrans | wind-ons | 2048 | 0.49489 | 52.9806
geo_advanced_lowtrans | wind-ons | 2050 | 3.3577 | 70.0485
geo_advanced_lowtrans | wind-ofs | 2012 | 0 | 26.5763
geo_advanced_lowtrans | wind-ofs | 2014 | 0 | 17.8324
geo_advanced_lowtrans | wind-ofs | 2016 | 0.01465 | 26.9063
geo_advanced_lowtrans | wind-ofs | 2018 | 0 | 30.0447
geo_advanced_lowtrans | wind-ofs | 2020 | 0.00635 | 29.8361
geo_advanced_lowtrans | wind-ofs | 2022 | 0.006 | 88.1363
geo_advanced_lowtrans | wind-ofs | 2024 | 2.7455 | 94.4745
geo_advanced_lowtrans | wind-ofs | 2026 | 3.57 | 87.8413
geo_advanced_lowtrans | wind-ofs | 2028 | 3.465 | 97.1523
geo_advanced_lowtrans | wind-ofs | 2030 | 2.3135 | 111.0329
geo_advanced_lowtrans | wind-ofs | 2032 | 2.612 | 60.2308
geo_advanced_lowtrans | wind-ofs | 2034 | 4.05 | 79.8313
geo_advanced_lowtrans | wind-ofs | 2036 | 3.1 | 65.6798
geo_advanced_lowtrans | wind-ofs | 2038 | 2 | 75.8974
geo_advanced_lowtrans | wind-ofs | 2040 | 2 | 91.6168
geo_advanced_lowtrans | wind-ofs | 2042 | 2 | 71.8926
geo_advanced_lowtrans | wind-ofs | 2044 | 2 | 47.6406
geo_advanced_lowtrans | wind-ofs | 2046 | 0.51465 | 70.1692
geo_advanced_lowtrans | wind-ofs | 2048 | 0 | 52.9806
geo_advanced_lowtrans | wind-ofs | 2050 | 0.00635 | 70.0485
geo_advanced_lowtrans | csp | 2012 | 0 | 26.5763
geo_advanced_lowtrans | csp | 2014 | 0.6067 | 17.8324
geo_advanced_lowtrans | csp | 2016 | 0.055 | 26.9063
geo_advanced_lowtrans | csp | 2018 | 0 | 30.0447
geo_advanced_lowtrans | csp | 2020 | 0 | 29.8361
geo_advanced_lowtrans | csp | 2022 | 0 | 88.1363
geo_advanced_lowtrans | csp | 2024 | 0 | 94.4745
geo_advanced_lowtrans | csp | 2026 | 0 | 87.8413
geo_advanced_lowtrans | csp | 2028 | 0 | 97.1523
geo_advanced_lowtrans | csp | 2030 | 0 | 111.0329
geo_advanced_lowtrans | csp | 2032 | 0 | 60.2308
geo_advanced_lowtrans | csp | 2034 | 0 | 79.8313
geo_advanced_lowtrans | csp | 2036 | 0 | 65.6798
geo_advanced_lowtrans | csp | 2038 | 0 | 75.8974
geo_advanced_lowtrans | csp | 2040 | 0 | 91.6168
geo_advanced_lowtrans | csp | 2042 | 0 | 71.8926
geo_advanced_lowtrans | csp | 2044 | 0 | 47.6406
geo_advanced_lowtrans | csp | 2046 | 0.3591 | 70.1692
geo_advanced_lowtrans | csp | 2048 | 0 | 52.9806
geo_advanced_lowtrans | csp | 2050 | 0 | 70.0485
geo_advanced_lowtrans | upv | 2012 | 0.89845 | 26.5763
geo_advanced_lowtrans | upv | 2014 | 2.5126 | 17.8324
geo_advanced_lowtrans | upv | 2016 | 4.7584 | 26.9063
geo_advanced_lowtrans | upv | 2018 | 4.1101 | 30.0447
geo_advanced_lowtrans | upv | 2020 | 7.0027 | 29.8361
geo_advanced_lowtrans | upv | 2022 | 32.9167 | 88.1363
geo_advanced_lowtrans | upv | 2024 | 62.5483 | 94.4745
geo_advanced_lowtrans | upv | 2026 | 41.696 | 87.8413
geo_advanced_lowtrans | upv | 2028 | 35.1178 | 97.1523
geo_advanced_lowtrans | upv | 2030 | 42.0372 | 111.0329
geo_advanced_lowtrans | upv | 2032 | 10.0211 | 60.2308
geo_advanced_lowtrans | upv | 2034 | 17.0894 | 79.8313
geo_advanced_lowtrans | upv | 2036 | 23.3738 | 65.6798
geo_advanced_lowtrans | upv | 2038 | 24.8788 | 75.8974
geo_advanced_lowtrans | upv | 2040 | 33.2985 | 91.6168
geo_advanced_lowtrans | upv | 2042 | 16.2171 | 71.8926
geo_advanced_lowtrans | upv | 2044 | 0.29269 | 47.6406
geo_advanced_lowtrans | upv | 2046 | 4.0347 | 70.1692
geo_advanced_lowtrans | upv | 2048 | 2.645 | 52.9806
geo_advanced_lowtrans | upv | 2050 | 5.5909 | 70.0485
geo_advanced_lowtrans | dupv | 2012 | 0.25145 | 26.5763
geo_advanced_lowtrans | dupv | 2014 | 0.44975 | 17.8324
geo_advanced_lowtrans | dupv | 2016 | 0.56363 | 26.9063
geo_advanced_lowtrans | dupv | 2018 | 0.71455 | 30.0447
geo_advanced_lowtrans | dupv | 2020 | 0.6629 | 29.8361
geo_advanced_lowtrans | dupv | 2022 | 0.29515 | 88.1363
geo_advanced_lowtrans | dupv | 2024 | 0.079402 | 94.4745
geo_advanced_lowtrans | dupv | 2026 | 0.046058 | 87.8413
geo_advanced_lowtrans | dupv | 2028 | 0 | 97.1523
geo_advanced_lowtrans | dupv | 2030 | 0.0089723 | 111.0329
geo_advanced_lowtrans | dupv | 2032 | 0.00092286 | 60.2308
geo_advanced_lowtrans | dupv | 2034 | 0.047553 | 79.8313
geo_advanced_lowtrans | dupv | 2036 | 0 | 65.6798
geo_advanced_lowtrans | dupv | 2038 | 0.075187 | 75.8974
geo_advanced_lowtrans | dupv | 2040 | 0.132 | 91.6168
geo_advanced_lowtrans | dupv | 2042 | 0.0006 | 71.8926
geo_advanced_lowtrans | dupv | 2044 | 0.00455 | 47.6406
geo_advanced_lowtrans | dupv | 2046 | 0 | 70.1692
geo_advanced_lowtrans | dupv | 2048 | 0 | 52.9806
geo_advanced_lowtrans | dupv | 2050 | 0 | 70.0485
geo_advanced_lowtrans | distpv | 2012 | 1.3287 | 26.5763
geo_advanced_lowtrans | distpv | 2014 | 1.8721 | 17.8324
geo_advanced_lowtrans | distpv | 2016 | 3.3523 | 26.9063
geo_advanced_lowtrans | distpv | 2018 | 4.0414 | 30.0447
geo_advanced_lowtrans | distpv | 2020 | 1.841 | 29.8361
geo_advanced_lowtrans | distpv | 2022 | 2.6701 | 88.1363
geo_advanced_lowtrans | distpv | 2024 | 4.736 | 94.4745
geo_advanced_lowtrans | distpv | 2026 | 6.5355 | 87.8413
geo_advanced_lowtrans | distpv | 2028 | 8.8831 | 97.1523
geo_advanced_lowtrans | distpv | 2030 | 12.3853 | 111.0329
geo_advanced_lowtrans | distpv | 2032 | 9.5585 | 60.2308
geo_advanced_lowtrans | distpv | 2034 | 6.4215 | 79.8313
geo_advanced_lowtrans | distpv | 2036 | 2.684 | 65.6798
geo_advanced_lowtrans | distpv | 2038 | 2.489 | 75.8974
geo_advanced_lowtrans | distpv | 2040 | 2.4076 | 91.6168
geo_advanced_lowtrans | distpv | 2042 | 2.4784 | 71.8926
geo_advanced_lowtrans | distpv | 2044 | 2.807 | 47.6406
geo_advanced_lowtrans | distpv | 2046 | 2.782 | 70.1692
geo_advanced_lowtrans | distpv | 2048 | 3.1825 | 52.9806
geo_advanced_lowtrans | distpv | 2050 | 3.5669 | 70.0485
geo_advanced_lowtrans | pvb | 2012 | 0.0013 | 26.5763
geo_advanced_lowtrans | pvb | 2014 | 0.015786 | 17.8324
geo_advanced_lowtrans | pvb | 2016 | 0.2061 | 26.9063
geo_advanced_lowtrans | pvb | 2018 | 0.10182 | 30.0447
geo_advanced_lowtrans | pvb | 2020 | 0.47937 | 29.8361
geo_advanced_lowtrans | pvb | 2022 | 3.732 | 88.1363
geo_advanced_lowtrans | pvb | 2024 | 2.2278 | 94.4745
geo_advanced_lowtrans | pvb | 2026 | 0.36411 | 87.8413
geo_advanced_lowtrans | pvb | 2028 | 1.2183 | 97.1523
geo_advanced_lowtrans | pvb | 2030 | 4.6818 | 111.0329
geo_advanced_lowtrans | pvb | 2032 | 1.9952 | 60.2308
geo_advanced_lowtrans | pvb | 2034 | 5.2559 | 79.8313
geo_advanced_lowtrans | pvb | 2036 | 1.0627 | 65.6798
geo_advanced_lowtrans | pvb | 2038 | 7.6064 | 75.8974
geo_advanced_lowtrans | pvb | 2040 | 2.6289 | 91.6168
geo_advanced_lowtrans | pvb | 2042 | 4.0929 | 71.8926
geo_advanced_lowtrans | pvb | 2044 | 0.00065 | 47.6406
geo_advanced_lowtrans | pvb | 2046 | 0 | 70.1692
geo_advanced_lowtrans | pvb | 2048 | 0.0017643 | 52.9806
geo_advanced_lowtrans | pvb | 2050 | 0.13715 | 70.0485
geo_advanced_lowtrans | battery_2 | 2012 | 0.0274 | 26.5763
geo_advanced_lowtrans | battery_2 | 2014 | 0.02795 | 17.8324
geo_advanced_lowtrans | battery_2 | 2016 | 0.112 | 26.9063
geo_advanced_lowtrans | battery_2 | 2018 | 0.0732 | 30.0447
geo_advanced_lowtrans | battery_2 | 2020 | 0.13135 | 29.8361
geo_advanced_lowtrans | battery_2 | 2022 | 4.1694 | 88.1363
geo_advanced_lowtrans | battery_2 | 2024 | 1.3861 | 94.4745
geo_advanced_lowtrans | battery_2 | 2026 | 1.0283 | 87.8413
geo_advanced_lowtrans | battery_2 | 2028 | 1.6094 | 97.1523
geo_advanced_lowtrans | battery_2 | 2030 | 1.1199 | 111.0329
geo_advanced_lowtrans | battery_2 | 2032 | 0.00037081 | 60.2308
geo_advanced_lowtrans | battery_2 | 2034 | 0.080481 | 79.8313
geo_advanced_lowtrans | battery_2 | 2036 | 0.13387 | 65.6798
geo_advanced_lowtrans | battery_2 | 2038 | 2.2072 | 75.8974
geo_advanced_lowtrans | battery_2 | 2040 | 0.76751 | 91.6168
geo_advanced_lowtrans | battery_2 | 2042 | 2.8234 | 71.8926
geo_advanced_lowtrans | battery_2 | 2044 | 1.1893 | 47.6406
geo_advanced_lowtrans | battery_2 | 2046 | 1.4646 | 70.1692
geo_advanced_lowtrans | battery_2 | 2048 | 0.91274 | 52.9806
geo_advanced_lowtrans | battery_2 | 2050 | 0.63204 | 70.0485
geo_advanced_lowtrans | battery_4 | 2012 | 0.001 | 26.5763
geo_advanced_lowtrans | battery_4 | 2014 | 0.004 | 17.8324
geo_advanced_lowtrans | battery_4 | 2016 | 0.04595 | 26.9063
geo_advanced_lowtrans | battery_4 | 2018 | 0.0564 | 30.0447
geo_advanced_lowtrans | battery_4 | 2020 | 0.1365 | 29.8361
geo_advanced_lowtrans | battery_4 | 2022 | 1.4288 | 88.1363
geo_advanced_lowtrans | battery_4 | 2024 | 1.0362 | 94.4745
geo_advanced_lowtrans | battery_4 | 2026 | 9.8845 | 87.8413
geo_advanced_lowtrans | battery_4 | 2028 | 7.0121 | 97.1523
geo_advanced_lowtrans | battery_4 | 2030 | 7.51 | 111.0329
geo_advanced_lowtrans | battery_4 | 2032 | 6.0751 | 60.2308
geo_advanced_lowtrans | battery_4 | 2034 | 3.8376 | 79.8313
geo_advanced_lowtrans | battery_4 | 2036 | 3.6531 | 65.6798
geo_advanced_lowtrans | battery_4 | 2038 | 2.8427 | 75.8974
geo_advanced_lowtrans | battery_4 | 2040 | 5.1261 | 91.6168
geo_advanced_lowtrans | battery_4 | 2042 | 7.1244 | 71.8926
geo_advanced_lowtrans | battery_4 | 2044 | 12.9733 | 47.6406
geo_advanced_lowtrans | battery_4 | 2046 | 15.3516 | 70.1692
geo_advanced_lowtrans | battery_4 | 2048 | 8.2252 | 52.9806
geo_advanced_lowtrans | battery_4 | 2050 | 8.9378 | 70.0485
geo_advanced_lowtrans | battery_6 | 2012 | 0 | 26.5763
geo_advanced_lowtrans | battery_6 | 2014 | 0 | 17.8324
geo_advanced_lowtrans | battery_6 | 2016 | 0 | 26.9063
geo_advanced_lowtrans | battery_6 | 2018 | 0 | 30.0447
geo_advanced_lowtrans | battery_6 | 2020 | 0 | 29.8361
geo_advanced_lowtrans | battery_6 | 2022 | 0.15308 | 88.1363
geo_advanced_lowtrans | battery_6 | 2024 | 0 | 94.4745
geo_advanced_lowtrans | battery_6 | 2026 | 0.44871 | 87.8413
geo_advanced_lowtrans | battery_6 | 2028 | 9.2698 | 97.1523
geo_advanced_lowtrans | battery_6 | 2030 | 14.7882 | 111.0329
geo_advanced_lowtrans | battery_6 | 2032 | 10.6639 | 60.2308
geo_advanced_lowtrans | battery_6 | 2034 | 14.7477 | 79.8313
geo_advanced_lowtrans | battery_6 | 2036 | 10.2188 | 65.6798
geo_advanced_lowtrans | battery_6 | 2038 | 11.0217 | 75.8974
geo_advanced_lowtrans | battery_6 | 2040 | 10.0939 | 91.6168
geo_advanced_lowtrans | battery_6 | 2042 | 12.2349 | 71.8926
geo_advanced_lowtrans | battery_6 | 2044 | 6.572 | 47.6406
geo_advanced_lowtrans | battery_6 | 2046 | 3.1036 | 70.1692
geo_advanced_lowtrans | battery_6 | 2048 | 10.4301 | 52.9806
geo_advanced_lowtrans | battery_6 | 2050 | 15.9104 | 70.0485
geo_advanced_lowtrans | battery_8 | 2012 | 0 | 26.5763
geo_advanced_lowtrans | battery_8 | 2014 | 0 | 17.8324
geo_advanced_lowtrans | battery_8 | 2016 | 0 | 26.9063
geo_advanced_lowtrans | battery_8 | 2018 | 0 | 30.0447
geo_advanced_lowtrans | battery_8 | 2020 | 0 | 29.8361
geo_advanced_lowtrans | battery_8 | 2022 | 0 | 88.1363
geo_advanced_lowtrans | battery_8 | 2024 | 0 | 94.4745
geo_advanced_lowtrans | battery_8 | 2026 | 0 | 87.8413
geo_advanced_lowtrans | battery_8 | 2028 | 0 | 97.1523
geo_advanced_lowtrans | battery_8 | 2030 | 4.3147 | 111.0329
geo_advanced_lowtrans | battery_8 | 2032 | 4.8568 | 60.2308
geo_advanced_lowtrans | battery_8 | 2034 | 4.8433 | 79.8313
geo_advanced_lowtrans | battery_8 | 2036 | 2.1825 | 65.6798
geo_advanced_lowtrans | battery_8 | 2038 | 2.1966 | 75.8974
geo_advanced_lowtrans | battery_8 | 2040 | 1.2078 | 91.6168
geo_advanced_lowtrans | battery_8 | 2042 | 2.9912 | 71.8926
geo_advanced_lowtrans | battery_8 | 2044 | 1.6165 | 47.6406
geo_advanced_lowtrans | battery_8 | 2046 | 2.8494 | 70.1692
geo_advanced_lowtrans | battery_8 | 2048 | 2.1419 | 52.9806
geo_advanced_lowtrans | battery_8 | 2050 | 1.6373 | 70.0485
geo_advanced_lowtrans | battery_10 | 2012 | 0 | 26.5763
geo_advanced_lowtrans | battery_10 | 2014 | 0 | 17.8324
geo_advanced_lowtrans | battery_10 | 2016 | 0 | 26.9063
geo_advanced_lowtrans | battery_10 | 2018 | 0 | 30.0447
geo_advanced_lowtrans | battery_10 | 2020 | 0 | 29.8361
geo_advanced_lowtrans | battery_10 | 2022 | 0 | 88.1363
geo_advanced_lowtrans | battery_10 | 2024 | 0 | 94.4745
geo_advanced_lowtrans | battery_10 | 2026 | 0 | 87.8413
geo_advanced_lowtrans | battery_10 | 2028 | 0 | 97.1523
geo_advanced_lowtrans | battery_10 | 2030 | 0 | 111.0329
geo_advanced_lowtrans | battery_10 | 2032 | 0 | 60.2308
geo_advanced_lowtrans | battery_10 | 2034 | 0.0021535 | 79.8313
geo_advanced_lowtrans | battery_10 | 2036 | 0 | 65.6798
geo_advanced_lowtrans | battery_10 | 2038 | 0.15618 | 75.8974
geo_advanced_lowtrans | battery_10 | 2040 | 0 | 91.6168
geo_advanced_lowtrans | battery_10 | 2042 | 0 | 71.8926
geo_advanced_lowtrans | battery_10 | 2044 | 0 | 47.6406
geo_advanced_lowtrans | battery_10 | 2046 | 0 | 70.1692
geo_advanced_lowtrans | battery_10 | 2048 | 0 | 52.9806
geo_advanced_lowtrans | battery_10 | 2050 | 1.0287e-06 | 70.0485
geo_advanced_lowtrans | pumped-hydro | 2012 | 0.0335 | 26.5763
geo_advanced_lowtrans | pumped-hydro | 2014 | 0.01 | 17.8324
geo_advanced_lowtrans | pumped-hydro | 2016 | 0 | 26.9063
geo_advanced_lowtrans | pumped-hydro | 2018 | 0 | 30.0447
geo_advanced_lowtrans | pumped-hydro | 2020 | 0 | 29.8361
geo_advanced_lowtrans | pumped-hydro | 2022 | 0 | 88.1363
geo_advanced_lowtrans | pumped-hydro | 2024 | 0 | 94.4745
geo_advanced_lowtrans | pumped-hydro | 2026 | 1.1577 | 87.8413
geo_advanced_lowtrans | pumped-hydro | 2028 | 0.48081 | 97.1523
geo_advanced_lowtrans | pumped-hydro | 2030 | 0 | 111.0329
geo_advanced_lowtrans | pumped-hydro | 2032 | 0.44176 | 60.2308
geo_advanced_lowtrans | pumped-hydro | 2034 | 0.076128 | 79.8313
geo_advanced_lowtrans | pumped-hydro | 2036 | 0 | 65.6798
geo_advanced_lowtrans | pumped-hydro | 2038 | 0.00081187 | 75.8974
geo_advanced_lowtrans | pumped-hydro | 2040 | 0.11204 | 91.6168
geo_advanced_lowtrans | pumped-hydro | 2042 | 0.013036 | 71.8926
geo_advanced_lowtrans | pumped-hydro | 2044 | 0 | 47.6406
geo_advanced_lowtrans | pumped-hydro | 2046 | 0 | 70.1692
geo_advanced_lowtrans | pumped-hydro | 2048 | 0 | 52.9806
geo_advanced_lowtrans | pumped-hydro | 2050 | 0 | 70.0485

## 6_Annual Retirements (GW)
scenario | tech | year | Capacity (GW) | Net Level Capacity (GW)
geo_advanced_lowtrans | nuclear | 2012 | 0 | 10.6044
geo_advanced_lowtrans | nuclear | 2014 | 2.0901 | 14.0765
geo_advanced_lowtrans | nuclear | 2016 | 0.2414 | 20.9431
geo_advanced_lowtrans | nuclear | 2018 | 0.30385 | 19.4899
geo_advanced_lowtrans | nuclear | 2020 | 1.5474 | 15.568
geo_advanced_lowtrans | nuclear | 2022 | 0.9024 | 13.934
geo_advanced_lowtrans | nuclear | 2024 | 0 | 42.0717
geo_advanced_lowtrans | nuclear | 2026 | 0 | 7.6441
geo_advanced_lowtrans | nuclear | 2028 | 0 | 19.4733
geo_advanced_lowtrans | nuclear | 2030 | 1.12 | 18.5252
geo_advanced_lowtrans | nuclear | 2032 | 0 | 6.1762
geo_advanced_lowtrans | nuclear | 2034 | 3.8718 | 8.1856
geo_advanced_lowtrans | nuclear | 2036 | 0 | 3.8528
geo_advanced_lowtrans | nuclear | 2038 | 0 | 11.4089
geo_advanced_lowtrans | nuclear | 2040 | 0 | 18.5854
geo_advanced_lowtrans | nuclear | 2042 | 0.97704 | 27.6329
geo_advanced_lowtrans | nuclear | 2044 | 0 | 32.1129
geo_advanced_lowtrans | nuclear | 2046 | 0 | 65.9136
geo_advanced_lowtrans | nuclear | 2048 | 0 | 44.3606
geo_advanced_lowtrans | nuclear | 2050 | 1.3546 | 58.9303
geo_advanced_lowtrans | coal | 2012 | 6.6621 | 10.6044
geo_advanced_lowtrans | coal | 2014 | 5.9469 | 14.0765
geo_advanced_lowtrans | coal | 2016 | 12.4971 | 20.9431
geo_advanced_lowtrans | coal | 2018 | 10.4291 | 19.4899
geo_advanced_lowtrans | coal | 2020 | 8.7861 | 15.568
geo_advanced_lowtrans | coal | 2022 | 9.1232 | 13.934
geo_advanced_lowtrans | coal | 2024 | 6.3908 | 42.0717
geo_advanced_lowtrans | coal | 2026 | 5.4565 | 7.6441
geo_advanced_lowtrans | coal | 2028 | 11.5476 | 19.4733
geo_advanced_lowtrans | coal | 2030 | 11.5728 | 18.5252
geo_advanced_lowtrans | coal | 2032 | 2.0764 | 6.1762
geo_advanced_lowtrans | coal | 2034 | 1.5516 | 8.1856
geo_advanced_lowtrans | coal | 2036 | 0.56105 | 3.8528
geo_advanced_lowtrans | coal | 2038 | 0.95024 | 11.4089
geo_advanced_lowtrans | coal | 2040 | 1.668 | 18.5854
geo_advanced_lowtrans | coal | 2042 | 2.1375 | 27.6329
geo_advanced_lowtrans | coal | 2044 | 4.8335 | 32.1129
geo_advanced_lowtrans | coal | 2046 | 6.4568 | 65.9136
geo_advanced_lowtrans | coal | 2048 | 6.5169 | 44.3606
geo_advanced_lowtrans | coal | 2050 | 5.5758 | 58.9303
geo_advanced_lowtrans | gas-cc | 2012 | 0.03475 | 10.6044
geo_advanced_lowtrans | gas-cc | 2014 | 0.72625 | 14.0765
geo_advanced_lowtrans | gas-cc | 2016 | 0.40415 | 20.9431
geo_advanced_lowtrans | gas-cc | 2018 | 0.7143 | 19.4899
geo_advanced_lowtrans | gas-cc | 2020 | 0.473 | 15.568
geo_advanced_lowtrans | gas-cc | 2022 | 0.30965 | 13.934
geo_advanced_lowtrans | gas-cc | 2024 | 2.2023 | 42.0717
geo_advanced_lowtrans | gas-cc | 2026 | 0.16504 | 7.6441
geo_advanced_lowtrans | gas-cc | 2028 | 5.7415 | 19.4733
geo_advanced_lowtrans | gas-cc | 2030 | 1.7236 | 18.5252
geo_advanced_lowtrans | gas-cc | 2032 | 0.7443 | 6.1762
geo_advanced_lowtrans | gas-cc | 2034 | 0.1375 | 8.1856
geo_advanced_lowtrans | gas-cc | 2036 | 0.53105 | 3.8528
geo_advanced_lowtrans | gas-cc | 2038 | 0.0365 | 11.4089
geo_advanced_lowtrans | gas-cc | 2040 | 0.8127 | 18.5854
geo_advanced_lowtrans | gas-cc | 2042 | 0.71185 | 27.6329
geo_advanced_lowtrans | gas-cc | 2044 | 0.61365 | 32.1129
geo_advanced_lowtrans | gas-cc | 2046 | 8.3779 | 65.9136
geo_advanced_lowtrans | gas-cc | 2048 | 1.5447 | 44.3606
geo_advanced_lowtrans | gas-cc | 2050 | 3.0223 | 58.9303
geo_advanced_lowtrans | gas-cc-ccs_mod_upgrade | 2012 | 0 | 10.6044
geo_advanced_lowtrans | gas-cc-ccs_mod_upgrade | 2014 | 0 | 14.0765
geo_advanced_lowtrans | gas-cc-ccs_mod_upgrade | 2016 | 0 | 20.9431
geo_advanced_lowtrans | gas-cc-ccs_mod_upgrade | 2018 | 0 | 19.4899
geo_advanced_lowtrans | gas-cc-ccs_mod_upgrade | 2020 | 0 | 15.568
geo_advanced_lowtrans | gas-cc-ccs_mod_upgrade | 2022 | 0 | 13.934
geo_advanced_lowtrans | gas-cc-ccs_mod_upgrade | 2024 | 0 | 42.0717
geo_advanced_lowtrans | gas-cc-ccs_mod_upgrade | 2026 | 0 | 7.6441
geo_advanced_lowtrans | gas-cc-ccs_mod_upgrade | 2028 | 0 | 19.4733
geo_advanced_lowtrans | gas-cc-ccs_mod_upgrade | 2030 | 0 | 18.5252
geo_advanced_lowtrans | gas-cc-ccs_mod_upgrade | 2032 | 0 | 6.1762
geo_advanced_lowtrans | gas-cc-ccs_mod_upgrade | 2034 | 0 | 8.1856
geo_advanced_lowtrans | gas-cc-ccs_mod_upgrade | 2036 | 0 | 3.8528
geo_advanced_lowtrans | gas-cc-ccs_mod_upgrade | 2038 | 0 | 11.4089
geo_advanced_lowtrans | gas-cc-ccs_mod_upgrade | 2040 | 0.41136 | 18.5854
geo_advanced_lowtrans | gas-cc-ccs_mod_upgrade | 2042 | -0.234 | 27.6329
geo_advanced_lowtrans | gas-cc-ccs_mod_upgrade | 2044 | -0.17736 | 32.1129
geo_advanced_lowtrans | gas-cc-ccs_mod_upgrade | 2046 | 0 | 65.9136
geo_advanced_lowtrans | gas-cc-ccs_mod_upgrade | 2048 | 0 | 44.3606
geo_advanced_lowtrans | gas-cc-ccs_mod_upgrade | 2050 | 0 | 58.9303
geo_advanced_lowtrans | gas-ct | 2012 | 0.6654 | 10.6044
geo_advanced_lowtrans | gas-ct | 2014 | 0.543 | 14.0765
geo_advanced_lowtrans | gas-ct | 2016 | 2.0336 | 20.9431
geo_advanced_lowtrans | gas-ct | 2018 | 0.6648 | 19.4899
geo_advanced_lowtrans | gas-ct | 2020 | 0.90765 | 15.568
geo_advanced_lowtrans | gas-ct | 2022 | 0.4607 | 13.934
geo_advanced_lowtrans | gas-ct | 2024 | 8.3839 | 42.0717
geo_advanced_lowtrans | gas-ct | 2026 | 1.151 | 7.6441
geo_advanced_lowtrans | gas-ct | 2028 | 1.0007 | 19.4733
geo_advanced_lowtrans | gas-ct | 2030 | 1.037 | 18.5252
geo_advanced_lowtrans | gas-ct | 2032 | 1.4878 | 6.1762
geo_advanced_lowtrans | gas-ct | 2034 | 0.39148 | 8.1856
geo_advanced_lowtrans | gas-ct | 2036 | 0.5333 | 3.8528
geo_advanced_lowtrans | gas-ct | 2038 | 0.0331 | 11.4089
geo_advanced_lowtrans | gas-ct | 2040 | 0.31323 | 18.5854
geo_advanced_lowtrans | gas-ct | 2042 | 0.3585 | 27.6329
geo_advanced_lowtrans | gas-ct | 2044 | 0.8906 | 32.1129
geo_advanced_lowtrans | gas-ct | 2046 | 7.8261 | 65.9136
geo_advanced_lowtrans | gas-ct | 2048 | 1.0724 | 44.3606
geo_advanced_lowtrans | gas-ct | 2050 | 2.1449 | 58.9303
geo_advanced_lowtrans | o-g-s | 2012 | 3.9997 | 10.6044
geo_advanced_lowtrans | o-g-s | 2014 | 4.7519 | 14.0765
geo_advanced_lowtrans | o-g-s | 2016 | 6.1349 | 20.9431
geo_advanced_lowtrans | o-g-s | 2018 | 7.3718 | 19.4899
geo_advanced_lowtrans | o-g-s | 2020 | 3.291 | 15.568
geo_advanced_lowtrans | o-g-s | 2022 | 2.4244 | 13.934
geo_advanced_lowtrans | o-g-s | 2024 | 25.045 | 42.0717
geo_advanced_lowtrans | o-g-s | 2026 | 1.259 | 7.6441
geo_advanced_lowtrans | o-g-s | 2028 | 1.4251 | 19.4733
geo_advanced_lowtrans | o-g-s | 2030 | 2.5683 | 18.5252
geo_advanced_lowtrans | o-g-s | 2032 | 0.31129 | 6.1762
geo_advanced_lowtrans | o-g-s | 2034 | 0.52905 | 8.1856
geo_advanced_lowtrans | o-g-s | 2036 | 0.20203 | 3.8528
geo_advanced_lowtrans | o-g-s | 2038 | 0.29535 | 11.4089
geo_advanced_lowtrans | o-g-s | 2040 | 0.8355 | 18.5854
geo_advanced_lowtrans | o-g-s | 2042 | 0.73453 | 27.6329
geo_advanced_lowtrans | o-g-s | 2044 | 1.0438 | 32.1129
geo_advanced_lowtrans | o-g-s | 2046 | 1.0066 | 65.9136
geo_advanced_lowtrans | o-g-s | 2048 | 1.7566 | 44.3606
geo_advanced_lowtrans | o-g-s | 2050 | 2.4058 | 58.9303
geo_advanced_lowtrans | geothermal | 2012 | 0 | 10.6044
geo_advanced_lowtrans | geothermal | 2014 | 0 | 14.0765
geo_advanced_lowtrans | geothermal | 2016 | 0 | 20.9431
geo_advanced_lowtrans | geothermal | 2018 | 0 | 19.4899
geo_advanced_lowtrans | geothermal | 2020 | 0 | 15.568
geo_advanced_lowtrans | geothermal | 2022 | 0 | 13.934
geo_advanced_lowtrans | geothermal | 2024 | 0 | 42.0717
geo_advanced_lowtrans | geothermal | 2026 | 0 | 7.6441
geo_advanced_lowtrans | geothermal | 2028 | 0 | 19.4733
geo_advanced_lowtrans | geothermal | 2030 | 0 | 18.5252
geo_advanced_lowtrans | geothermal | 2032 | 0 | 6.1762
geo_advanced_lowtrans | geothermal | 2034 | 0 | 8.1856
geo_advanced_lowtrans | geothermal | 2036 | 0 | 3.8528
geo_advanced_lowtrans | geothermal | 2038 | 0 | 11.4089
geo_advanced_lowtrans | geothermal | 2040 | 0.098105 | 18.5854
geo_advanced_lowtrans | geothermal | 2042 | 0.0675 | 27.6329
geo_advanced_lowtrans | geothermal | 2044 | 0.0427 | 32.1129
geo_advanced_lowtrans | geothermal | 2046 | 0.025 | 65.9136
geo_advanced_lowtrans | geothermal | 2048 | 0.03015 | 44.3606
geo_advanced_lowtrans | geothermal | 2050 | 0.57346 | 58.9303
geo_advanced_lowtrans | biopower | 2012 | 0.0725 | 10.6044
geo_advanced_lowtrans | biopower | 2014 | 0.01635 | 14.0765
geo_advanced_lowtrans | biopower | 2016 | 0.11075 | 20.9431
geo_advanced_lowtrans | biopower | 2018 | 0.0591 | 19.4899
geo_advanced_lowtrans | biopower | 2020 | 0.16595 | 15.568
geo_advanced_lowtrans | biopower | 2022 | 0.0715 | 13.934
geo_advanced_lowtrans | biopower | 2024 | 0.008 | 42.0717
geo_advanced_lowtrans | biopower | 2026 | 0 | 7.6441
geo_advanced_lowtrans | biopower | 2028 | 0.12945 | 19.4733
geo_advanced_lowtrans | biopower | 2030 | 0.1181 | 18.5252
geo_advanced_lowtrans | biopower | 2032 | 0.1469 | 6.1762
geo_advanced_lowtrans | biopower | 2034 | 0.18965 | 8.1856
geo_advanced_lowtrans | biopower | 2036 | 0.103 | 3.8528
geo_advanced_lowtrans | biopower | 2038 | 0.07005 | 11.4089
geo_advanced_lowtrans | biopower | 2040 | 0.0175 | 18.5854
geo_advanced_lowtrans | biopower | 2042 | 0.04145 | 27.6329
geo_advanced_lowtrans | biopower | 2044 | 0.0425 | 32.1129
geo_advanced_lowtrans | biopower | 2046 | 0.0025 | 65.9136
geo_advanced_lowtrans | biopower | 2048 | 0.0165 | 44.3606
geo_advanced_lowtrans | biopower | 2050 | 0.00215 | 58.9303
geo_advanced_lowtrans | lfill-gas | 2012 | 0.03035 | 10.6044
geo_advanced_lowtrans | lfill-gas | 2014 | 0.0504 | 14.0765
geo_advanced_lowtrans | lfill-gas | 2016 | 0.0922 | 20.9431
geo_advanced_lowtrans | lfill-gas | 2018 | 0.04505 | 19.4899
geo_advanced_lowtrans | lfill-gas | 2020 | 0.0948 | 15.568
geo_advanced_lowtrans | lfill-gas | 2022 | 0.00395 | 13.934
geo_advanced_lowtrans | lfill-gas | 2024 | 0 | 42.0717
geo_advanced_lowtrans | lfill-gas | 2026 | 0 | 7.6441
geo_advanced_lowtrans | lfill-gas | 2028 | 0.018 | 19.4733
geo_advanced_lowtrans | lfill-gas | 2030 | 0 | 18.5252
geo_advanced_lowtrans | lfill-gas | 2032 | 0 | 6.1762
geo_advanced_lowtrans | lfill-gas | 2034 | 0 | 8.1856
geo_advanced_lowtrans | lfill-gas | 2036 | 0 | 3.8528
geo_advanced_lowtrans | lfill-gas | 2038 | 0 | 11.4089
geo_advanced_lowtrans | lfill-gas | 2040 | 0 | 18.5854
geo_advanced_lowtrans | lfill-gas | 2042 | 0 | 27.6329
geo_advanced_lowtrans | lfill-gas | 2044 | 0 | 32.1129
geo_advanced_lowtrans | lfill-gas | 2046 | 0 | 65.9136
geo_advanced_lowtrans | lfill-gas | 2048 | 0 | 44.3606
geo_advanced_lowtrans | lfill-gas | 2050 | 0 | 58.9303
geo_advanced_lowtrans | wind-ons | 2012 | 0.0185 | 10.6044
geo_advanced_lowtrans | wind-ons | 2014 | 0.01225 | 14.0765
geo_advanced_lowtrans | wind-ons | 2016 | 0.29195 | 20.9431
geo_advanced_lowtrans | wind-ons | 2018 | 0.054475 | 19.4899
geo_advanced_lowtrans | wind-ons | 2020 | 0.09905 | 15.568
geo_advanced_lowtrans | wind-ons | 2022 | 0.1284 | 13.934
geo_advanced_lowtrans | wind-ons | 2024 | 0.00535 | 42.0717
geo_advanced_lowtrans | wind-ons | 2026 | 0.03 | 7.6441
geo_advanced_lowtrans | wind-ons | 2028 | 0.0094 | 19.4733
geo_advanced_lowtrans | wind-ons | 2030 | 0.376 | 18.5252
geo_advanced_lowtrans | wind-ons | 2032 | 1.0314 | 6.1762
geo_advanced_lowtrans | wind-ons | 2034 | 1.146 | 8.1856
geo_advanced_lowtrans | wind-ons | 2036 | 1.2576 | 3.8528
geo_advanced_lowtrans | wind-ons | 2038 | 3.9311 | 11.4089
geo_advanced_lowtrans | wind-ons | 2040 | 11.4731 | 18.5854
geo_advanced_lowtrans | wind-ons | 2042 | 9.9098 | 27.6329
geo_advanced_lowtrans | wind-ons | 2044 | 2.8817 | 32.1129
geo_advanced_lowtrans | wind-ons | 2046 | 8.4669 | 65.9136
geo_advanced_lowtrans | wind-ons | 2048 | 6.4669 | 44.3606
geo_advanced_lowtrans | wind-ons | 2050 | 11.8347 | 58.9303
geo_advanced_lowtrans | wind-ofs | 2012 | 0 | 10.6044
geo_advanced_lowtrans | wind-ofs | 2014 | 0 | 14.0765
geo_advanced_lowtrans | wind-ofs | 2016 | 0 | 20.9431
geo_advanced_lowtrans | wind-ofs | 2018 | 0 | 19.4899
geo_advanced_lowtrans | wind-ofs | 2020 | 0 | 15.568
geo_advanced_lowtrans | wind-ofs | 2022 | 0 | 13.934
geo_advanced_lowtrans | wind-ofs | 2024 | 0 | 42.0717
geo_advanced_lowtrans | wind-ofs | 2026 | 0 | 7.6441
geo_advanced_lowtrans | wind-ofs | 2028 | 0 | 19.4733
geo_advanced_lowtrans | wind-ofs | 2030 | 0 | 18.5252
geo_advanced_lowtrans | wind-ofs | 2032 | 0 | 6.1762
geo_advanced_lowtrans | wind-ofs | 2034 | 0 | 8.1856
geo_advanced_lowtrans | wind-ofs | 2036 | 0 | 3.8528
geo_advanced_lowtrans | wind-ofs | 2038 | 0 | 11.4089
geo_advanced_lowtrans | wind-ofs | 2040 | 0 | 18.5854
geo_advanced_lowtrans | wind-ofs | 2042 | 0 | 27.6329
geo_advanced_lowtrans | wind-ofs | 2044 | 0 | 32.1129
geo_advanced_lowtrans | wind-ofs | 2046 | 0.01465 | 65.9136
geo_advanced_lowtrans | wind-ofs | 2048 | 0 | 44.3606
geo_advanced_lowtrans | wind-ofs | 2050 | 0.00635 | 58.9303
geo_advanced_lowtrans | csp | 2012 | 0 | 10.6044
geo_advanced_lowtrans | csp | 2014 | 0 | 14.0765
geo_advanced_lowtrans | csp | 2016 | 0 | 20.9431
geo_advanced_lowtrans | csp | 2018 | 0 | 19.4899
geo_advanced_lowtrans | csp | 2020 | 0 | 15.568
geo_advanced_lowtrans | csp | 2022 | 0 | 13.934
geo_advanced_lowtrans | csp | 2024 | 0 | 42.0717
geo_advanced_lowtrans | csp | 2026 | 0 | 7.6441
geo_advanced_lowtrans | csp | 2028 | 0 | 19.4733
geo_advanced_lowtrans | csp | 2030 | 0 | 18.5252
geo_advanced_lowtrans | csp | 2032 | 0 | 6.1762
geo_advanced_lowtrans | csp | 2034 | 0 | 8.1856
geo_advanced_lowtrans | csp | 2036 | 0 | 3.8528
geo_advanced_lowtrans | csp | 2038 | 0 | 11.4089
geo_advanced_lowtrans | csp | 2040 | 0 | 18.5854
geo_advanced_lowtrans | csp | 2042 | 0 | 27.6329
geo_advanced_lowtrans | csp | 2044 | 0.6067 | 32.1129
geo_advanced_lowtrans | csp | 2046 | 0.055 | 65.9136
geo_advanced_lowtrans | csp | 2048 | 0 | 44.3606
geo_advanced_lowtrans | csp | 2050 | 0 | 58.9303
geo_advanced_lowtrans | upv | 2012 | 0 | 10.6044
geo_advanced_lowtrans | upv | 2014 | 0 | 14.0765
geo_advanced_lowtrans | upv | 2016 | 0 | 20.9431
geo_advanced_lowtrans | upv | 2018 | 0 | 19.4899
geo_advanced_lowtrans | upv | 2020 | 0 | 15.568
geo_advanced_lowtrans | upv | 2022 | 0 | 13.934
geo_advanced_lowtrans | upv | 2024 | 0 | 42.0717
geo_advanced_lowtrans | upv | 2026 | 0 | 7.6441
geo_advanced_lowtrans | upv | 2028 | 0 | 19.4733
geo_advanced_lowtrans | upv | 2030 | 0 | 18.5252
geo_advanced_lowtrans | upv | 2032 | 0 | 6.1762
geo_advanced_lowtrans | upv | 2034 | 0 | 8.1856
geo_advanced_lowtrans | upv | 2036 | 0 | 3.8528
geo_advanced_lowtrans | upv | 2038 | 0 | 11.4089
geo_advanced_lowtrans | upv | 2040 | 0.0743 | 18.5854
geo_advanced_lowtrans | upv | 2042 | 0.89845 | 27.6329
geo_advanced_lowtrans | upv | 2044 | 2.5126 | 32.1129
geo_advanced_lowtrans | upv | 2046 | 4.7584 | 65.9136
geo_advanced_lowtrans | upv | 2048 | 4.11 | 44.3606
geo_advanced_lowtrans | upv | 2050 | 7.0028 | 58.9303
geo_advanced_lowtrans | dupv | 2012 | 0 | 10.6044
geo_advanced_lowtrans | dupv | 2014 | 0 | 14.0765
geo_advanced_lowtrans | dupv | 2016 | 0 | 20.9431
geo_advanced_lowtrans | dupv | 2018 | 0 | 19.4899
geo_advanced_lowtrans | dupv | 2020 | 0 | 15.568
geo_advanced_lowtrans | dupv | 2022 | 0 | 13.934
geo_advanced_lowtrans | dupv | 2024 | 0 | 42.0717
geo_advanced_lowtrans | dupv | 2026 | 0 | 7.6441
geo_advanced_lowtrans | dupv | 2028 | 0 | 19.4733
geo_advanced_lowtrans | dupv | 2030 | 0 | 18.5252
geo_advanced_lowtrans | dupv | 2032 | 0 | 6.1762
geo_advanced_lowtrans | dupv | 2034 | 0 | 8.1856
geo_advanced_lowtrans | dupv | 2036 | 0 | 3.8528
geo_advanced_lowtrans | dupv | 2038 | 0 | 11.4089
geo_advanced_lowtrans | dupv | 2040 | 0.0295 | 18.5854
geo_advanced_lowtrans | dupv | 2042 | 0.25145 | 27.6329
geo_advanced_lowtrans | dupv | 2044 | 0.44975 | 32.1129
geo_advanced_lowtrans | dupv | 2046 | 0.56363 | 65.9136
geo_advanced_lowtrans | dupv | 2048 | 0.71455 | 44.3606
geo_advanced_lowtrans | dupv | 2050 | 0.6629 | 58.9303
geo_advanced_lowtrans | pvb | 2012 | 0 | 10.6044
geo_advanced_lowtrans | pvb | 2014 | 1.82e-05 | 14.0765
geo_advanced_lowtrans | pvb | 2016 | 0.00023881 | 20.9431
geo_advanced_lowtrans | pvb | 2018 | 0.0031193 | 19.4899
geo_advanced_lowtrans | pvb | 2020 | 0.0044809 | 15.568
geo_advanced_lowtrans | pvb | 2022 | 0.011136 | 13.934
geo_advanced_lowtrans | pvb | 2024 | 0.063167 | 42.0717
geo_advanced_lowtrans | pvb | 2026 | 0.093134 | 7.6441
geo_advanced_lowtrans | pvb | 2028 | 0.096993 | 19.4733
geo_advanced_lowtrans | pvb | 2030 | 0.1125 | 18.5252
geo_advanced_lowtrans | pvb | 2032 | 0.17644 | 6.1762
geo_advanced_lowtrans | pvb | 2034 | 0.20166 | 8.1856
geo_advanced_lowtrans | pvb | 2036 | 0.27276 | 3.8528
geo_advanced_lowtrans | pvb | 2038 | 0.2828 | 11.4089
geo_advanced_lowtrans | pvb | 2040 | 0.3859 | 18.5854
geo_advanced_lowtrans | pvb | 2042 | 0.41732 | 27.6329
geo_advanced_lowtrans | pvb | 2044 | 0.48135 | 32.1129
geo_advanced_lowtrans | pvb | 2046 | 0.62729 | 65.9136
geo_advanced_lowtrans | pvb | 2048 | 0.5355 | 44.3606
geo_advanced_lowtrans | pvb | 2050 | 0.8333 | 58.9303
geo_advanced_lowtrans | battery_2 | 2012 | 0 | 10.6044
geo_advanced_lowtrans | battery_2 | 2014 | 0 | 14.0765
geo_advanced_lowtrans | battery_2 | 2016 | 0 | 20.9431
geo_advanced_lowtrans | battery_2 | 2018 | 0 | 19.4899
geo_advanced_lowtrans | battery_2 | 2020 | 0 | 15.568
geo_advanced_lowtrans | battery_2 | 2022 | 0 | 13.934
geo_advanced_lowtrans | battery_2 | 2024 | 0.003 | 42.0717
geo_advanced_lowtrans | battery_2 | 2026 | 0.0065 | 7.6441
geo_advanced_lowtrans | battery_2 | 2028 | 0.0274 | 19.4733
geo_advanced_lowtrans | battery_2 | 2030 | 0.02795 | 18.5252
geo_advanced_lowtrans | battery_2 | 2032 | 0.112 | 6.1762
geo_advanced_lowtrans | battery_2 | 2034 | 0.0732 | 8.1856
geo_advanced_lowtrans | battery_2 | 2036 | 0.13135 | 3.8528
geo_advanced_lowtrans | battery_2 | 2038 | 4.1694 | 11.4089
geo_advanced_lowtrans | battery_2 | 2040 | 1.3861 | 18.5854
geo_advanced_lowtrans | battery_2 | 2042 | 1.0283 | 27.6329
geo_advanced_lowtrans | battery_2 | 2044 | 1.6094 | 32.1129
geo_advanced_lowtrans | battery_2 | 2046 | 1.1199 | 65.9136
geo_advanced_lowtrans | battery_2 | 2048 | 0.00037081 | 44.3606
geo_advanced_lowtrans | battery_2 | 2050 | 0.080481 | 58.9303
geo_advanced_lowtrans | battery_4 | 2012 | 0 | 10.6044
geo_advanced_lowtrans | battery_4 | 2014 | 0 | 14.0765
geo_advanced_lowtrans | battery_4 | 2016 | 0 | 20.9431
geo_advanced_lowtrans | battery_4 | 2018 | 0 | 19.4899
geo_advanced_lowtrans | battery_4 | 2020 | 0 | 15.568
geo_advanced_lowtrans | battery_4 | 2022 | 0 | 13.934
geo_advanced_lowtrans | battery_4 | 2024 | 0 | 42.0717
geo_advanced_lowtrans | battery_4 | 2026 | 0 | 7.6441
geo_advanced_lowtrans | battery_4 | 2028 | 0.001 | 19.4733
geo_advanced_lowtrans | battery_4 | 2030 | 0.004 | 18.5252
geo_advanced_lowtrans | battery_4 | 2032 | 0.04595 | 6.1762
geo_advanced_lowtrans | battery_4 | 2034 | 0.0564 | 8.1856
geo_advanced_lowtrans | battery_4 | 2036 | 0.1365 | 3.8528
geo_advanced_lowtrans | battery_4 | 2038 | 1.4288 | 11.4089
geo_advanced_lowtrans | battery_4 | 2040 | 1.0362 | 18.5854
geo_advanced_lowtrans | battery_4 | 2042 | 9.8845 | 27.6329
geo_advanced_lowtrans | battery_4 | 2044 | 7.0121 | 32.1129
geo_advanced_lowtrans | battery_4 | 2046 | 7.51 | 65.9136
geo_advanced_lowtrans | battery_4 | 2048 | 6.0751 | 44.3606
geo_advanced_lowtrans | battery_4 | 2050 | 3.8376 | 58.9303
geo_advanced_lowtrans | battery_6 | 2012 | 0 | 10.6044
geo_advanced_lowtrans | battery_6 | 2014 | 0 | 14.0765
geo_advanced_lowtrans | battery_6 | 2016 | 0 | 20.9431
geo_advanced_lowtrans | battery_6 | 2018 | 0 | 19.4899
geo_advanced_lowtrans | battery_6 | 2020 | 0 | 15.568
geo_advanced_lowtrans | battery_6 | 2022 | 0 | 13.934
geo_advanced_lowtrans | battery_6 | 2024 | 0 | 42.0717
geo_advanced_lowtrans | battery_6 | 2026 | 0 | 7.6441
geo_advanced_lowtrans | battery_6 | 2028 | 0 | 19.4733
geo_advanced_lowtrans | battery_6 | 2030 | 0 | 18.5252
geo_advanced_lowtrans | battery_6 | 2032 | 0 | 6.1762
geo_advanced_lowtrans | battery_6 | 2034 | 0 | 8.1856
geo_advanced_lowtrans | battery_6 | 2036 | 0 | 3.8528
geo_advanced_lowtrans | battery_6 | 2038 | 0.15308 | 11.4089
geo_advanced_lowtrans | battery_6 | 2040 | 0 | 18.5854
geo_advanced_lowtrans | battery_6 | 2042 | 0.44871 | 27.6329
geo_advanced_lowtrans | battery_6 | 2044 | 9.2698 | 32.1129
geo_advanced_lowtrans | battery_6 | 2046 | 14.7882 | 65.9136
geo_advanced_lowtrans | battery_6 | 2048 | 10.6639 | 44.3606
geo_advanced_lowtrans | battery_6 | 2050 | 14.7477 | 58.9303
geo_advanced_lowtrans | battery_8 | 2012 | 0 | 10.6044
geo_advanced_lowtrans | battery_8 | 2014 | 0 | 14.0765
geo_advanced_lowtrans | battery_8 | 2016 | 0 | 20.9431
geo_advanced_lowtrans | battery_8 | 2018 | 0 | 19.4899
geo_advanced_lowtrans | battery_8 | 2020 | 0 | 15.568
geo_advanced_lowtrans | battery_8 | 2022 | 0 | 13.934
geo_advanced_lowtrans | battery_8 | 2024 | 0 | 42.0717
geo_advanced_lowtrans | battery_8 | 2026 | 0 | 7.6441
geo_advanced_lowtrans | battery_8 | 2028 | 0 | 19.4733
geo_advanced_lowtrans | battery_8 | 2030 | 0 | 18.5252
geo_advanced_lowtrans | battery_8 | 2032 | 0 | 6.1762
geo_advanced_lowtrans | battery_8 | 2034 | 0 | 8.1856
geo_advanced_lowtrans | battery_8 | 2036 | 0 | 3.8528
geo_advanced_lowtrans | battery_8 | 2038 | 0 | 11.4089
geo_advanced_lowtrans | battery_8 | 2040 | 0 | 18.5854
geo_advanced_lowtrans | battery_8 | 2042 | 0 | 27.6329
geo_advanced_lowtrans | battery_8 | 2044 | 0 | 32.1129
geo_advanced_lowtrans | battery_8 | 2046 | 4.3147 | 65.9136
geo_advanced_lowtrans | battery_8 | 2048 | 4.8568 | 44.3606
geo_advanced_lowtrans | battery_8 | 2050 | 4.8433 | 58.9303
geo_advanced_lowtrans | battery_10 | 2012 | 0 | 10.6044
geo_advanced_lowtrans | battery_10 | 2014 | 0 | 14.0765
geo_advanced_lowtrans | battery_10 | 2016 | 0 | 20.9431
geo_advanced_lowtrans | battery_10 | 2018 | 0 | 19.4899
geo_advanced_lowtrans | battery_10 | 2020 | 0 | 15.568
geo_advanced_lowtrans | battery_10 | 2022 | 0 | 13.934
geo_advanced_lowtrans | battery_10 | 2024 | 0 | 42.0717
geo_advanced_lowtrans | battery_10 | 2026 | 0 | 7.6441
geo_advanced_lowtrans | battery_10 | 2028 | 0 | 19.4733
geo_advanced_lowtrans | battery_10 | 2030 | 0 | 18.5252
geo_advanced_lowtrans | battery_10 | 2032 | 0 | 6.1762
geo_advanced_lowtrans | battery_10 | 2034 | 0 | 8.1856
geo_advanced_lowtrans | battery_10 | 2036 | 0 | 3.8528
geo_advanced_lowtrans | battery_10 | 2038 | 0 | 11.4089
geo_advanced_lowtrans | battery_10 | 2040 | 0 | 18.5854
geo_advanced_lowtrans | battery_10 | 2042 | 0 | 27.6329
geo_advanced_lowtrans | battery_10 | 2044 | 0 | 32.1129
geo_advanced_lowtrans | battery_10 | 2046 | 0 | 65.9136
geo_advanced_lowtrans | battery_10 | 2048 | 0 | 44.3606
geo_advanced_lowtrans | battery_10 | 2050 | 0.0021535 | 58.9303
geo_advanced_lowtrans | pumped-hydro | 2012 | 0 | 10.6044
geo_advanced_lowtrans | pumped-hydro | 2014 | 0 | 14.0765
geo_advanced_lowtrans | pumped-hydro | 2016 | 0.0015 | 20.9431
geo_advanced_lowtrans | pumped-hydro | 2018 | 0 | 19.4899
geo_advanced_lowtrans | pumped-hydro | 2020 | 0 | 15.568
geo_advanced_lowtrans | pumped-hydro | 2022 | 0 | 13.934
geo_advanced_lowtrans | pumped-hydro | 2024 | 0 | 42.0717
geo_advanced_lowtrans | pumped-hydro | 2026 | 0 | 7.6441
geo_advanced_lowtrans | pumped-hydro | 2028 | 0.0137 | 19.4733
geo_advanced_lowtrans | pumped-hydro | 2030 | 0.001 | 18.5252
geo_advanced_lowtrans | pumped-hydro | 2032 | 0 | 6.1762
geo_advanced_lowtrans | pumped-hydro | 2034 | 0 | 8.1856
geo_advanced_lowtrans | pumped-hydro | 2036 | 0 | 3.8528
geo_advanced_lowtrans | pumped-hydro | 2038 | 0 | 11.4089
geo_advanced_lowtrans | pumped-hydro | 2040 | 0 | 18.5854
geo_advanced_lowtrans | pumped-hydro | 2042 | 0 | 27.6329
geo_advanced_lowtrans | pumped-hydro | 2044 | 0 | 32.1129
geo_advanced_lowtrans | pumped-hydro | 2046 | 0 | 65.9136
geo_advanced_lowtrans | pumped-hydro | 2048 | 0 | 44.3606
geo_advanced_lowtrans | pumped-hydro | 2050 | 0 | 58.9303
geo_advanced_lowtrans | Canada | 2012 | -0.87891 | 10.6044
geo_advanced_lowtrans | Canada | 2014 | -0.060666 | 14.0765
geo_advanced_lowtrans | Canada | 2016 | -0.86474 | 20.9431
geo_advanced_lowtrans | Canada | 2018 | -0.15575 | 19.4899
geo_advanced_lowtrans | Canada | 2020 | 0.19862 | 15.568
geo_advanced_lowtrans | Canada | 2022 | 0.49871 | 13.934
geo_advanced_lowtrans | Canada | 2024 | -0.029749 | 42.0717
geo_advanced_lowtrans | Canada | 2026 | -0.51712 | 7.6441
geo_advanced_lowtrans | Canada | 2028 | -0.53745 | 19.4733
geo_advanced_lowtrans | Canada | 2030 | -0.13597 | 18.5252
geo_advanced_lowtrans | Canada | 2032 | 0.043728 | 6.1762
geo_advanced_lowtrans | Canada | 2034 | 0.03722 | 8.1856
geo_advanced_lowtrans | Canada | 2036 | 0.12419 | 3.8528
geo_advanced_lowtrans | Canada | 2038 | 0.058425 | 11.4089
geo_advanced_lowtrans | Canada | 2040 | 0.043991 | 18.5854
geo_advanced_lowtrans | Canada | 2042 | 0 | 27.6329
geo_advanced_lowtrans | Canada | 2044 | 0 | 32.1129
geo_advanced_lowtrans | Canada | 2046 | 0 | 65.9136
geo_advanced_lowtrans | Canada | 2048 | 0 | 44.3606
geo_advanced_lowtrans | Canada | 2050 | 0 | 58.9303

## 7_Final Gen by timeslice (GW)
scenario | tech | timeslice | Generation (GW) | Net Level Generation (GW)
geo_advanced_lowtrans | nuclear | h01 (Summer 10pm-6am) | 79.8309 | 559.2975
geo_advanced_lowtrans | nuclear | h02 (Summer 6am-1pm) | 79.7529 | 797.3828
geo_advanced_lowtrans | nuclear | h03 (Summer 1pm-5pm) | 79.8309 | 981.5067
geo_advanced_lowtrans | nuclear | h04 (Summer 5pm-10pm) | 79.8309 | 822.3908
geo_advanced_lowtrans | nuclear | h05 (Fall 10pm-6am) | 73.3765 | 497.0012
geo_advanced_lowtrans | nuclear | h06 (Fall 6am-1pm) | 73.3848 | 679.6836
geo_advanced_lowtrans | nuclear | h07 (Fall 1pm-5pm) | 73.4253 | 810.5306
geo_advanced_lowtrans | nuclear | h08 (Fall 5pm-10pm) | 73.4279 | 701.038
geo_advanced_lowtrans | nuclear | h09 (Winter 10pm-6am) | 75.2331 | 541.8313
geo_advanced_lowtrans | nuclear | h10 (Winter 6am-1pm) | 75.078 | 670.5834
geo_advanced_lowtrans | nuclear | h11 (Winter 1pm-5pm) | 75.2184 | 744.2998
geo_advanced_lowtrans | nuclear | h12 (Winter 5pm-10pm) | 75.2331 | 710.849
geo_advanced_lowtrans | nuclear | h13 (Spring 10pm-6am) | 72.1783 | 490.9682
geo_advanced_lowtrans | nuclear | h14 (Spring 6am-1pm) | 72.401 | 662.7908
geo_advanced_lowtrans | nuclear | h15 (Spring 1pm-5pm) | 72.4006 | 776.6906
geo_advanced_lowtrans | nuclear | h16 (Spring 5pm-10pm) | 72.401 | 685.5143
geo_advanced_lowtrans | nuclear | h17 (Summer Peak) | 79.7898 | 1162.0492
geo_advanced_lowtrans | coal | h01 (Summer 10pm-6am) | 13.6288 | 559.2975
geo_advanced_lowtrans | coal | h02 (Summer 6am-1pm) | 13.7063 | 797.3828
geo_advanced_lowtrans | coal | h03 (Summer 1pm-5pm) | 14.748 | 981.5067
geo_advanced_lowtrans | coal | h04 (Summer 5pm-10pm) | 15.3169 | 822.3908
geo_advanced_lowtrans | coal | h05 (Fall 10pm-6am) | 6.4113 | 497.0012
geo_advanced_lowtrans | coal | h06 (Fall 6am-1pm) | 6.8571 | 679.6836
geo_advanced_lowtrans | coal | h07 (Fall 1pm-5pm) | 7.1885 | 810.5306
geo_advanced_lowtrans | coal | h08 (Fall 5pm-10pm) | 7.202 | 701.038
geo_advanced_lowtrans | coal | h09 (Winter 10pm-6am) | 13.5231 | 541.8313
geo_advanced_lowtrans | coal | h10 (Winter 6am-1pm) | 12.6563 | 670.5834
geo_advanced_lowtrans | coal | h11 (Winter 1pm-5pm) | 14.4515 | 744.2998
geo_advanced_lowtrans | coal | h12 (Winter 5pm-10pm) | 14.5263 | 710.849
geo_advanced_lowtrans | coal | h13 (Spring 10pm-6am) | 0.42661 | 490.9682
geo_advanced_lowtrans | coal | h14 (Spring 6am-1pm) | 0.48172 | 662.7908
geo_advanced_lowtrans | coal | h15 (Spring 1pm-5pm) | 0.45272 | 776.6906
geo_advanced_lowtrans | coal | h16 (Spring 5pm-10pm) | 0.45339 | 685.5143
geo_advanced_lowtrans | coal | h17 (Summer Peak) | 15.2869 | 1162.0492
geo_advanced_lowtrans | gas-cc | h01 (Summer 10pm-6am) | 153.6696 | 559.2975
geo_advanced_lowtrans | gas-cc | h02 (Summer 6am-1pm) | 153.6116 | 797.3828
geo_advanced_lowtrans | gas-cc | h03 (Summer 1pm-5pm) | 157.6992 | 981.5067
geo_advanced_lowtrans | gas-cc | h04 (Summer 5pm-10pm) | 157.1807 | 822.3908
geo_advanced_lowtrans | gas-cc | h05 (Fall 10pm-6am) | 129.5482 | 497.0012
geo_advanced_lowtrans | gas-cc | h06 (Fall 6am-1pm) | 130.6056 | 679.6836
geo_advanced_lowtrans | gas-cc | h07 (Fall 1pm-5pm) | 130.5422 | 810.5306
geo_advanced_lowtrans | gas-cc | h08 (Fall 5pm-10pm) | 131.2745 | 701.038
geo_advanced_lowtrans | gas-cc | h09 (Winter 10pm-6am) | 138.4803 | 541.8313
geo_advanced_lowtrans | gas-cc | h10 (Winter 6am-1pm) | 137.6276 | 670.5834
geo_advanced_lowtrans | gas-cc | h11 (Winter 1pm-5pm) | 140.1661 | 744.2998
geo_advanced_lowtrans | gas-cc | h12 (Winter 5pm-10pm) | 140.8558 | 710.849
geo_advanced_lowtrans | gas-cc | h13 (Spring 10pm-6am) | 65.3484 | 490.9682
geo_advanced_lowtrans | gas-cc | h14 (Spring 6am-1pm) | 67.6233 | 662.7908
geo_advanced_lowtrans | gas-cc | h15 (Spring 1pm-5pm) | 67.9128 | 776.6906
geo_advanced_lowtrans | gas-cc | h16 (Spring 5pm-10pm) | 67.8821 | 685.5143
geo_advanced_lowtrans | gas-cc | h17 (Summer Peak) | 157.2779 | 1162.0492
geo_advanced_lowtrans | gas-cc-ccs_mod_upgrade | h01 (Summer 10pm-6am) | 2.9368 | 559.2975
geo_advanced_lowtrans | gas-cc-ccs_mod_upgrade | h02 (Summer 6am-1pm) | 2.5311 | 797.3828
geo_advanced_lowtrans | gas-cc-ccs_mod_upgrade | h03 (Summer 1pm-5pm) | 3.8133 | 981.5067
geo_advanced_lowtrans | gas-cc-ccs_mod_upgrade | h04 (Summer 5pm-10pm) | 3.5962 | 822.3908
geo_advanced_lowtrans | gas-cc-ccs_mod_upgrade | h05 (Fall 10pm-6am) | 1.194 | 497.0012
geo_advanced_lowtrans | gas-cc-ccs_mod_upgrade | h06 (Fall 6am-1pm) | 1.1198 | 679.6836
geo_advanced_lowtrans | gas-cc-ccs_mod_upgrade | h07 (Fall 1pm-5pm) | 1.1922 | 810.5306
geo_advanced_lowtrans | gas-cc-ccs_mod_upgrade | h08 (Fall 5pm-10pm) | 1.2664 | 701.038
geo_advanced_lowtrans | gas-cc-ccs_mod_upgrade | h09 (Winter 10pm-6am) | 1.1695 | 541.8313
geo_advanced_lowtrans | gas-cc-ccs_mod_upgrade | h10 (Winter 6am-1pm) | 1.1695 | 670.5834
geo_advanced_lowtrans | gas-cc-ccs_mod_upgrade | h11 (Winter 1pm-5pm) | 1.29 | 744.2998
geo_advanced_lowtrans | gas-cc-ccs_mod_upgrade | h12 (Winter 5pm-10pm) | 1.2882 | 710.849
geo_advanced_lowtrans | gas-cc-ccs_mod_upgrade | h13 (Spring 10pm-6am) | 0 | 490.9682
geo_advanced_lowtrans | gas-cc-ccs_mod_upgrade | h14 (Spring 6am-1pm) | 0 | 662.7908
geo_advanced_lowtrans | gas-cc-ccs_mod_upgrade | h15 (Spring 1pm-5pm) | 0 | 776.6906
geo_advanced_lowtrans | gas-cc-ccs_mod_upgrade | h16 (Spring 5pm-10pm) | 0 | 685.5143
geo_advanced_lowtrans | gas-cc-ccs_mod_upgrade | h17 (Summer Peak) | 3.7724 | 1162.0492
geo_advanced_lowtrans | gas-ct | h01 (Summer 10pm-6am) | 29.8622 | 559.2975
geo_advanced_lowtrans | gas-ct | h02 (Summer 6am-1pm) | 29.6186 | 797.3828
geo_advanced_lowtrans | gas-ct | h03 (Summer 1pm-5pm) | 41.0715 | 981.5067
geo_advanced_lowtrans | gas-ct | h04 (Summer 5pm-10pm) | 42.3213 | 822.3908
geo_advanced_lowtrans | gas-ct | h05 (Fall 10pm-6am) | 19.954 | 497.0012
geo_advanced_lowtrans | gas-ct | h06 (Fall 6am-1pm) | 16.8169 | 679.6836
geo_advanced_lowtrans | gas-ct | h07 (Fall 1pm-5pm) | 25.4116 | 810.5306
geo_advanced_lowtrans | gas-ct | h08 (Fall 5pm-10pm) | 24.5548 | 701.038
geo_advanced_lowtrans | gas-ct | h09 (Winter 10pm-6am) | 7.3906 | 541.8313
geo_advanced_lowtrans | gas-ct | h10 (Winter 6am-1pm) | 6.6187 | 670.5834
geo_advanced_lowtrans | gas-ct | h11 (Winter 1pm-5pm) | 10.8024 | 744.2998
geo_advanced_lowtrans | gas-ct | h12 (Winter 5pm-10pm) | 11.0233 | 710.849
geo_advanced_lowtrans | gas-ct | h13 (Spring 10pm-6am) | 0.49479 | 490.9682
geo_advanced_lowtrans | gas-ct | h14 (Spring 6am-1pm) | 0.43695 | 662.7908
geo_advanced_lowtrans | gas-ct | h15 (Spring 1pm-5pm) | 0.99291 | 776.6906
geo_advanced_lowtrans | gas-ct | h16 (Spring 5pm-10pm) | 1.0404 | 685.5143
geo_advanced_lowtrans | gas-ct | h17 (Summer Peak) | 42.2897 | 1162.0492
geo_advanced_lowtrans | o-g-s | h01 (Summer 10pm-6am) | 0.46748 | 559.2975
geo_advanced_lowtrans | o-g-s | h02 (Summer 6am-1pm) | 0.55201 | 797.3828
geo_advanced_lowtrans | o-g-s | h03 (Summer 1pm-5pm) | 0.54546 | 981.5067
geo_advanced_lowtrans | o-g-s | h04 (Summer 5pm-10pm) | 0.658 | 822.3908
geo_advanced_lowtrans | o-g-s | h05 (Fall 10pm-6am) | 0.13831 | 497.0012
geo_advanced_lowtrans | o-g-s | h06 (Fall 6am-1pm) | 0.13293 | 679.6836
geo_advanced_lowtrans | o-g-s | h07 (Fall 1pm-5pm) | 0.085364 | 810.5306
geo_advanced_lowtrans | o-g-s | h08 (Fall 5pm-10pm) | 0.085364 | 701.038
geo_advanced_lowtrans | o-g-s | h09 (Winter 10pm-6am) | 0.67448 | 541.8313
geo_advanced_lowtrans | o-g-s | h10 (Winter 6am-1pm) | 0.56645 | 670.5834
geo_advanced_lowtrans | o-g-s | h11 (Winter 1pm-5pm) | 0.89485 | 744.2998
geo_advanced_lowtrans | o-g-s | h12 (Winter 5pm-10pm) | 0.89485 | 710.849
geo_advanced_lowtrans | o-g-s | h13 (Spring 10pm-6am) | 0.0070379 | 490.9682
geo_advanced_lowtrans | o-g-s | h14 (Spring 6am-1pm) | 0.0056644 | 662.7908
geo_advanced_lowtrans | o-g-s | h15 (Spring 1pm-5pm) | 0.011329 | 776.6906
geo_advanced_lowtrans | o-g-s | h16 (Spring 5pm-10pm) | 0.0056644 | 685.5143
geo_advanced_lowtrans | o-g-s | h17 (Summer Peak) | 0.53607 | 1162.0492
geo_advanced_lowtrans | hydro | h01 (Summer 10pm-6am) | 33.271 | 559.2975
geo_advanced_lowtrans | hydro | h02 (Summer 6am-1pm) | 28.7561 | 797.3828
geo_advanced_lowtrans | hydro | h03 (Summer 1pm-5pm) | 46.0884 | 981.5067
geo_advanced_lowtrans | hydro | h04 (Summer 5pm-10pm) | 46.6248 | 822.3908
geo_advanced_lowtrans | hydro | h05 (Fall 10pm-6am) | 23.5496 | 497.0012
geo_advanced_lowtrans | hydro | h06 (Fall 6am-1pm) | 21.0852 | 679.6836
geo_advanced_lowtrans | hydro | h07 (Fall 1pm-5pm) | 35.2914 | 810.5306
geo_advanced_lowtrans | hydro | h08 (Fall 5pm-10pm) | 33.9573 | 701.038
geo_advanced_lowtrans | hydro | h09 (Winter 10pm-6am) | 31.0809 | 541.8313
geo_advanced_lowtrans | hydro | h10 (Winter 6am-1pm) | 27.0342 | 670.5834
geo_advanced_lowtrans | hydro | h11 (Winter 1pm-5pm) | 42.7525 | 744.2998
geo_advanced_lowtrans | hydro | h12 (Winter 5pm-10pm) | 41.9324 | 710.849
geo_advanced_lowtrans | hydro | h13 (Spring 10pm-6am) | 37.3394 | 490.9682
geo_advanced_lowtrans | hydro | h14 (Spring 6am-1pm) | 35.0254 | 662.7908
geo_advanced_lowtrans | hydro | h15 (Spring 1pm-5pm) | 45.5456 | 776.6906
geo_advanced_lowtrans | hydro | h16 (Spring 5pm-10pm) | 45.4061 | 685.5143
geo_advanced_lowtrans | hydro | h17 (Summer Peak) | 46.4432 | 1162.0492
geo_advanced_lowtrans | geothermal | h01 (Summer 10pm-6am) | 5.7979 | 559.2975
geo_advanced_lowtrans | geothermal | h02 (Summer 6am-1pm) | 5.7979 | 797.3828
geo_advanced_lowtrans | geothermal | h03 (Summer 1pm-5pm) | 5.7508 | 981.5067
geo_advanced_lowtrans | geothermal | h04 (Summer 5pm-10pm) | 5.7508 | 822.3908
geo_advanced_lowtrans | geothermal | h05 (Fall 10pm-6am) | 5.6122 | 497.0012
geo_advanced_lowtrans | geothermal | h06 (Fall 6am-1pm) | 5.6122 | 679.6836
geo_advanced_lowtrans | geothermal | h07 (Fall 1pm-5pm) | 5.6122 | 810.5306
geo_advanced_lowtrans | geothermal | h08 (Fall 5pm-10pm) | 5.6122 | 701.038
geo_advanced_lowtrans | geothermal | h09 (Winter 10pm-6am) | 5.6122 | 541.8313
geo_advanced_lowtrans | geothermal | h10 (Winter 6am-1pm) | 5.6122 | 670.5834
geo_advanced_lowtrans | geothermal | h11 (Winter 1pm-5pm) | 5.5801 | 744.2998
geo_advanced_lowtrans | geothermal | h12 (Winter 5pm-10pm) | 5.5801 | 710.849
geo_advanced_lowtrans | geothermal | h13 (Spring 10pm-6am) | 5.6092 | 490.9682
geo_advanced_lowtrans | geothermal | h14 (Spring 6am-1pm) | 5.6122 | 662.7908
geo_advanced_lowtrans | geothermal | h15 (Spring 1pm-5pm) | 5.6122 | 776.6906
geo_advanced_lowtrans | geothermal | h16 (Spring 5pm-10pm) | 5.6035 | 685.5143
geo_advanced_lowtrans | geothermal | h17 (Summer Peak) | 5.7508 | 1162.0492
geo_advanced_lowtrans | biopower | h01 (Summer 10pm-6am) | 0.069057 | 559.2975
geo_advanced_lowtrans | biopower | h02 (Summer 6am-1pm) | 0.052298 | 797.3828
geo_advanced_lowtrans | biopower | h03 (Summer 1pm-5pm) | 0.10463 | 981.5067
geo_advanced_lowtrans | biopower | h04 (Summer 5pm-10pm) | 0.12073 | 822.3908
geo_advanced_lowtrans | biopower | h05 (Fall 10pm-6am) | 0.12056 | 497.0012
geo_advanced_lowtrans | biopower | h06 (Fall 6am-1pm) | 0.097296 | 679.6836
geo_advanced_lowtrans | biopower | h07 (Fall 1pm-5pm) | 0.084718 | 810.5306
geo_advanced_lowtrans | biopower | h08 (Fall 5pm-10pm) | 0.09785 | 701.038
geo_advanced_lowtrans | biopower | h09 (Winter 10pm-6am) | 0.15842 | 541.8313
geo_advanced_lowtrans | biopower | h10 (Winter 6am-1pm) | 0.11218 | 670.5834
geo_advanced_lowtrans | biopower | h11 (Winter 1pm-5pm) | 0.16249 | 744.2998
geo_advanced_lowtrans | biopower | h12 (Winter 5pm-10pm) | 0.14782 | 710.849
geo_advanced_lowtrans | biopower | h13 (Spring 10pm-6am) | 0.0060867 | 490.9682
geo_advanced_lowtrans | biopower | h14 (Spring 6am-1pm) | 0.0060867 | 662.7908
geo_advanced_lowtrans | biopower | h15 (Spring 1pm-5pm) | 0.0067555 | 776.6906
geo_advanced_lowtrans | biopower | h16 (Spring 5pm-10pm) | 0.0060867 | 685.5143
geo_advanced_lowtrans | biopower | h17 (Summer Peak) | 0.073829 | 1162.0492
geo_advanced_lowtrans | lfill-gas | h01 (Summer 10pm-6am) | 1.8408 | 559.2975
geo_advanced_lowtrans | lfill-gas | h02 (Summer 6am-1pm) | 1.8316 | 797.3828
geo_advanced_lowtrans | lfill-gas | h03 (Summer 1pm-5pm) | 1.841 | 981.5067
geo_advanced_lowtrans | lfill-gas | h04 (Summer 5pm-10pm) | 1.8407 | 822.3908
geo_advanced_lowtrans | lfill-gas | h05 (Fall 10pm-6am) | 1.7103 | 497.0012
geo_advanced_lowtrans | lfill-gas | h06 (Fall 6am-1pm) | 1.7103 | 679.6836
geo_advanced_lowtrans | lfill-gas | h07 (Fall 1pm-5pm) | 1.7184 | 810.5306
geo_advanced_lowtrans | lfill-gas | h08 (Fall 5pm-10pm) | 1.7184 | 701.038
geo_advanced_lowtrans | lfill-gas | h09 (Winter 10pm-6am) | 1.7381 | 541.8313
geo_advanced_lowtrans | lfill-gas | h10 (Winter 6am-1pm) | 1.7289 | 670.5834
geo_advanced_lowtrans | lfill-gas | h11 (Winter 1pm-5pm) | 1.7384 | 744.2998
geo_advanced_lowtrans | lfill-gas | h12 (Winter 5pm-10pm) | 1.7377 | 710.849
geo_advanced_lowtrans | lfill-gas | h13 (Spring 10pm-6am) | 1.6324 | 490.9682
geo_advanced_lowtrans | lfill-gas | h14 (Spring 6am-1pm) | 1.636 | 662.7908
geo_advanced_lowtrans | lfill-gas | h15 (Spring 1pm-5pm) | 1.6418 | 776.6906
geo_advanced_lowtrans | lfill-gas | h16 (Spring 5pm-10pm) | 1.6413 | 685.5143
geo_advanced_lowtrans | lfill-gas | h17 (Summer Peak) | 1.8314 | 1162.0492
geo_advanced_lowtrans | wind-ons | h01 (Summer 10pm-6am) | 202.521 | 559.2975
geo_advanced_lowtrans | wind-ons | h02 (Summer 6am-1pm) | 63.7932 | 797.3828
geo_advanced_lowtrans | wind-ons | h03 (Summer 1pm-5pm) | 93.5586 | 981.5067
geo_advanced_lowtrans | wind-ons | h04 (Summer 5pm-10pm) | 185.3871 | 822.3908
geo_advanced_lowtrans | wind-ons | h05 (Fall 10pm-6am) | 223.4527 | 497.0012
geo_advanced_lowtrans | wind-ons | h06 (Fall 6am-1pm) | 106.2676 | 679.6836
geo_advanced_lowtrans | wind-ons | h07 (Fall 1pm-5pm) | 115.6434 | 810.5306
geo_advanced_lowtrans | wind-ons | h08 (Fall 5pm-10pm) | 211.9266 | 701.038
geo_advanced_lowtrans | wind-ons | h09 (Winter 10pm-6am) | 249.1502 | 541.8313
geo_advanced_lowtrans | wind-ons | h10 (Winter 6am-1pm) | 159.9799 | 670.5834
geo_advanced_lowtrans | wind-ons | h11 (Winter 1pm-5pm) | 142.1319 | 744.2998
geo_advanced_lowtrans | wind-ons | h12 (Winter 5pm-10pm) | 249.5885 | 710.849
geo_advanced_lowtrans | wind-ons | h13 (Spring 10pm-6am) | 263.1393 | 490.9682
geo_advanced_lowtrans | wind-ons | h14 (Spring 6am-1pm) | 117.4569 | 662.7908
geo_advanced_lowtrans | wind-ons | h15 (Spring 1pm-5pm) | 131.3188 | 776.6906
geo_advanced_lowtrans | wind-ons | h16 (Spring 5pm-10pm) | 242.9637 | 685.5143
geo_advanced_lowtrans | wind-ons | h17 (Summer Peak) | 90.5491 | 1162.0492
geo_advanced_lowtrans | wind-ofs | h01 (Summer 10pm-6am) | 24.8754 | 559.2975
geo_advanced_lowtrans | wind-ofs | h02 (Summer 6am-1pm) | 21.9052 | 797.3828
geo_advanced_lowtrans | wind-ofs | h03 (Summer 1pm-5pm) | 25.7339 | 981.5067
geo_advanced_lowtrans | wind-ofs | h04 (Summer 5pm-10pm) | 27.2114 | 822.3908
geo_advanced_lowtrans | wind-ofs | h05 (Fall 10pm-6am) | 21.5044 | 497.0012
geo_advanced_lowtrans | wind-ofs | h06 (Fall 6am-1pm) | 19.0017 | 679.6836
geo_advanced_lowtrans | wind-ofs | h07 (Fall 1pm-5pm) | 21.2371 | 810.5306
geo_advanced_lowtrans | wind-ofs | h08 (Fall 5pm-10pm) | 23.3887 | 701.038
geo_advanced_lowtrans | wind-ofs | h09 (Winter 10pm-6am) | 28.3842 | 541.8313
geo_advanced_lowtrans | wind-ofs | h10 (Winter 6am-1pm) | 26.0224 | 670.5834
geo_advanced_lowtrans | wind-ofs | h11 (Winter 1pm-5pm) | 27.1757 | 744.2998
geo_advanced_lowtrans | wind-ofs | h12 (Winter 5pm-10pm) | 29.7099 | 710.849
geo_advanced_lowtrans | wind-ofs | h13 (Spring 10pm-6am) | 27.4751 | 490.9682
geo_advanced_lowtrans | wind-ofs | h14 (Spring 6am-1pm) | 23.6265 | 662.7908
geo_advanced_lowtrans | wind-ofs | h15 (Spring 1pm-5pm) | 26.6868 | 776.6906
geo_advanced_lowtrans | wind-ofs | h16 (Spring 5pm-10pm) | 28.8071 | 685.5143
geo_advanced_lowtrans | wind-ofs | h17 (Summer Peak) | 25.5891 | 1162.0492
geo_advanced_lowtrans | csp | h01 (Summer 10pm-6am) | 0.7182 | 559.2975
geo_advanced_lowtrans | csp | h02 (Summer 6am-1pm) | 0.6652 | 797.3828
geo_advanced_lowtrans | csp | h03 (Summer 1pm-5pm) | 0.7182 | 981.5067
geo_advanced_lowtrans | csp | h04 (Summer 5pm-10pm) | 0.7182 | 822.3908
geo_advanced_lowtrans | csp | h05 (Fall 10pm-6am) | 0.7182 | 497.0012
geo_advanced_lowtrans | csp | h06 (Fall 6am-1pm) | 0.7182 | 679.6836
geo_advanced_lowtrans | csp | h07 (Fall 1pm-5pm) | 0.7182 | 810.5306
geo_advanced_lowtrans | csp | h08 (Fall 5pm-10pm) | 0.7182 | 701.038
geo_advanced_lowtrans | csp | h09 (Winter 10pm-6am) | 0.7182 | 541.8313
geo_advanced_lowtrans | csp | h10 (Winter 6am-1pm) | 0.7182 | 670.5834
geo_advanced_lowtrans | csp | h11 (Winter 1pm-5pm) | 0.7182 | 744.2998
geo_advanced_lowtrans | csp | h12 (Winter 5pm-10pm) | 0.7182 | 710.849
geo_advanced_lowtrans | csp | h13 (Spring 10pm-6am) | 0 | 490.9682
geo_advanced_lowtrans | csp | h14 (Spring 6am-1pm) | 0 | 662.7908
geo_advanced_lowtrans | csp | h15 (Spring 1pm-5pm) | 0 | 776.6906
geo_advanced_lowtrans | csp | h16 (Spring 5pm-10pm) | 0 | 685.5143
geo_advanced_lowtrans | csp | h17 (Summer Peak) | 0.7182 | 1162.0492
geo_advanced_lowtrans | upv | h01 (Summer 10pm-6am) | 12.9405 | 559.2975
geo_advanced_lowtrans | upv | h02 (Summer 6am-1pm) | 433.8398 | 797.3828
geo_advanced_lowtrans | upv | h03 (Summer 1pm-5pm) | 415.9863 | 981.5067
geo_advanced_lowtrans | upv | h04 (Summer 5pm-10pm) | 50.1941 | 822.3908
geo_advanced_lowtrans | upv | h05 (Fall 10pm-6am) | 0.92374 | 497.0012
geo_advanced_lowtrans | upv | h06 (Fall 6am-1pm) | 353.1375 | 679.6836
geo_advanced_lowtrans | upv | h07 (Fall 1pm-5pm) | 304.1918 | 810.5306
geo_advanced_lowtrans | upv | h08 (Fall 5pm-10pm) | 5.1646 | 701.038
geo_advanced_lowtrans | upv | h09 (Winter 10pm-6am) | 0 | 541.8313
geo_advanced_lowtrans | upv | h10 (Winter 6am-1pm) | 239.973 | 670.5834
geo_advanced_lowtrans | upv | h11 (Winter 1pm-5pm) | 216.6426 | 744.2998
geo_advanced_lowtrans | upv | h12 (Winter 5pm-10pm) | 0.34131 | 710.849
geo_advanced_lowtrans | upv | h13 (Spring 10pm-6am) | 6.2684 | 490.9682
geo_advanced_lowtrans | upv | h14 (Spring 6am-1pm) | 400.758 | 662.7908
geo_advanced_lowtrans | upv | h15 (Spring 1pm-5pm) | 379.6499 | 776.6906
geo_advanced_lowtrans | upv | h16 (Spring 5pm-10pm) | 26.5431 | 685.5143
geo_advanced_lowtrans | upv | h17 (Summer Peak) | 416.066 | 1162.0492
geo_advanced_lowtrans | dupv | h01 (Summer 10pm-6am) | 0.0045924 | 559.2975
geo_advanced_lowtrans | dupv | h02 (Summer 6am-1pm) | 0.78315 | 797.3828
geo_advanced_lowtrans | dupv | h03 (Summer 1pm-5pm) | 0.83813 | 981.5067
geo_advanced_lowtrans | dupv | h04 (Summer 5pm-10pm) | 0.19106 | 822.3908
geo_advanced_lowtrans | dupv | h05 (Fall 10pm-6am) | 0 | 497.0012
geo_advanced_lowtrans | dupv | h06 (Fall 6am-1pm) | 0.58213 | 679.6836
geo_advanced_lowtrans | dupv | h07 (Fall 1pm-5pm) | 0.65925 | 810.5306
geo_advanced_lowtrans | dupv | h08 (Fall 5pm-10pm) | 0.044569 | 701.038
geo_advanced_lowtrans | dupv | h09 (Winter 10pm-6am) | 0 | 541.8313
geo_advanced_lowtrans | dupv | h10 (Winter 6am-1pm) | 0.37486 | 670.5834
geo_advanced_lowtrans | dupv | h11 (Winter 1pm-5pm) | 0.44329 | 744.2998
geo_advanced_lowtrans | dupv | h12 (Winter 5pm-10pm) | 0.0017535 | 710.849
geo_advanced_lowtrans | dupv | h13 (Spring 10pm-6am) | 0 | 490.9682
geo_advanced_lowtrans | dupv | h14 (Spring 6am-1pm) | 0.65748 | 662.7908
geo_advanced_lowtrans | dupv | h15 (Spring 1pm-5pm) | 0.79182 | 776.6906
geo_advanced_lowtrans | dupv | h16 (Spring 5pm-10pm) | 0.11914 | 685.5143
geo_advanced_lowtrans | dupv | h17 (Summer Peak) | 0.84979 | 1162.0492
geo_advanced_lowtrans | distpv | h01 (Summer 10pm-6am) | 0.39937 | 559.2975
geo_advanced_lowtrans | distpv | h02 (Summer 6am-1pm) | 60.1804 | 797.3828
geo_advanced_lowtrans | distpv | h03 (Summer 1pm-5pm) | 66.7239 | 981.5067
geo_advanced_lowtrans | distpv | h04 (Summer 5pm-10pm) | 6.4472 | 822.3908
geo_advanced_lowtrans | distpv | h05 (Fall 10pm-6am) | 0.0015192 | 497.0012
geo_advanced_lowtrans | distpv | h06 (Fall 6am-1pm) | 46.6089 | 679.6836
geo_advanced_lowtrans | distpv | h07 (Fall 1pm-5pm) | 42.4792 | 810.5306
geo_advanced_lowtrans | distpv | h08 (Fall 5pm-10pm) | 1.614 | 701.038
geo_advanced_lowtrans | distpv | h09 (Winter 10pm-6am) | 0 | 541.8313
geo_advanced_lowtrans | distpv | h10 (Winter 6am-1pm) | 38.347 | 670.5834
geo_advanced_lowtrans | distpv | h11 (Winter 1pm-5pm) | 35.8918 | 744.2998
geo_advanced_lowtrans | distpv | h12 (Winter 5pm-10pm) | 0.63389 | 710.849
geo_advanced_lowtrans | distpv | h13 (Spring 10pm-6am) | 0.19721 | 490.9682
geo_advanced_lowtrans | distpv | h14 (Spring 6am-1pm) | 51.3252 | 662.7908
geo_advanced_lowtrans | distpv | h15 (Spring 1pm-5pm) | 46.3685 | 776.6906
geo_advanced_lowtrans | distpv | h16 (Spring 5pm-10pm) | 4.5798 | 685.5143
geo_advanced_lowtrans | distpv | h17 (Summer Peak) | 63.4661 | 1162.0492
geo_advanced_lowtrans | pvb | h01 (Summer 10pm-6am) | 2.1529 | 559.2975
geo_advanced_lowtrans | pvb | h02 (Summer 6am-1pm) | 28.2401 | 797.3828
geo_advanced_lowtrans | pvb | h03 (Summer 1pm-5pm) | 35.263 | 981.5067
geo_advanced_lowtrans | pvb | h04 (Summer 5pm-10pm) | 14.1132 | 822.3908
geo_advanced_lowtrans | pvb | h05 (Fall 10pm-6am) | 1.3345 | 497.0012
geo_advanced_lowtrans | pvb | h06 (Fall 6am-1pm) | 18.3034 | 679.6836
geo_advanced_lowtrans | pvb | h07 (Fall 1pm-5pm) | 21.7543 | 810.5306
geo_advanced_lowtrans | pvb | h08 (Fall 5pm-10pm) | 8.7206 | 701.038
geo_advanced_lowtrans | pvb | h09 (Winter 10pm-6am) | 0.72908 | 541.8313
geo_advanced_lowtrans | pvb | h10 (Winter 6am-1pm) | 18.3313 | 670.5834
geo_advanced_lowtrans | pvb | h11 (Winter 1pm-5pm) | 14.0007 | 744.2998
geo_advanced_lowtrans | pvb | h12 (Winter 5pm-10pm) | 7.4194 | 710.849
geo_advanced_lowtrans | pvb | h13 (Spring 10pm-6am) | 1.66 | 490.9682
geo_advanced_lowtrans | pvb | h14 (Spring 6am-1pm) | 16.8011 | 662.7908
geo_advanced_lowtrans | pvb | h15 (Spring 1pm-5pm) | 16.0061 | 776.6906
geo_advanced_lowtrans | pvb | h16 (Spring 5pm-10pm) | 11.7206 | 685.5143
geo_advanced_lowtrans | pvb | h17 (Summer Peak) | 43.9295 | 1162.0492
geo_advanced_lowtrans | battery_2 | h01 (Summer 10pm-6am) | -2.2663 | 559.2975
geo_advanced_lowtrans | battery_2 | h02 (Summer 6am-1pm) | -0.90219 | 797.3828
geo_advanced_lowtrans | battery_2 | h03 (Summer 1pm-5pm) | -0.58046 | 981.5067
geo_advanced_lowtrans | battery_2 | h04 (Summer 5pm-10pm) | 3.1133 | 822.3908
geo_advanced_lowtrans | battery_2 | h05 (Fall 10pm-6am) | -1.9917 | 497.0012
geo_advanced_lowtrans | battery_2 | h06 (Fall 6am-1pm) | -1.2948 | 679.6836
geo_advanced_lowtrans | battery_2 | h07 (Fall 1pm-5pm) | 1.3084 | 810.5306
geo_advanced_lowtrans | battery_2 | h08 (Fall 5pm-10pm) | 2.8935 | 701.038
geo_advanced_lowtrans | battery_2 | h09 (Winter 10pm-6am) | -2.4111 | 541.8313
geo_advanced_lowtrans | battery_2 | h10 (Winter 6am-1pm) | -0.82507 | 670.5834
geo_advanced_lowtrans | battery_2 | h11 (Winter 1pm-5pm) | 1.4536 | 744.2998
geo_advanced_lowtrans | battery_2 | h12 (Winter 5pm-10pm) | 2.778 | 710.849
geo_advanced_lowtrans | battery_2 | h13 (Spring 10pm-6am) | -2.3491 | 490.9682
geo_advanced_lowtrans | battery_2 | h14 (Spring 6am-1pm) | -1.2552 | 662.7908
geo_advanced_lowtrans | battery_2 | h15 (Spring 1pm-5pm) | 0.2862 | 776.6906
geo_advanced_lowtrans | battery_2 | h16 (Spring 5pm-10pm) | 3.9532 | 685.5143
geo_advanced_lowtrans | battery_2 | h17 (Summer Peak) | 12.4031 | 1162.0492
geo_advanced_lowtrans | battery_4 | h01 (Summer 10pm-6am) | -10.3544 | 559.2975
geo_advanced_lowtrans | battery_4 | h02 (Summer 6am-1pm) | -38.5661 | 797.3828
geo_advanced_lowtrans | battery_4 | h03 (Summer 1pm-5pm) | -3.9006 | 981.5067
geo_advanced_lowtrans | battery_4 | h04 (Summer 5pm-10pm) | 53.5998 | 822.3908
geo_advanced_lowtrans | battery_4 | h05 (Fall 10pm-6am) | -9.8981 | 497.0012
geo_advanced_lowtrans | battery_4 | h06 (Fall 6am-1pm) | -33.8766 | 679.6836
geo_advanced_lowtrans | battery_4 | h07 (Fall 1pm-5pm) | 9.6507 | 810.5306
geo_advanced_lowtrans | battery_4 | h08 (Fall 5pm-10pm) | 43.0379 | 701.038
geo_advanced_lowtrans | battery_4 | h09 (Winter 10pm-6am) | -11.7907 | 541.8313
geo_advanced_lowtrans | battery_4 | h10 (Winter 6am-1pm) | -24.0336 | 670.5834
geo_advanced_lowtrans | battery_4 | h11 (Winter 1pm-5pm) | 10.5815 | 744.2998
geo_advanced_lowtrans | battery_4 | h12 (Winter 5pm-10pm) | 33.4829 | 710.849
geo_advanced_lowtrans | battery_4 | h13 (Spring 10pm-6am) | -8.6953 | 490.9682
geo_advanced_lowtrans | battery_4 | h14 (Spring 6am-1pm) | -34.912 | 662.7908
geo_advanced_lowtrans | battery_4 | h15 (Spring 1pm-5pm) | -10.7014 | 776.6906
geo_advanced_lowtrans | battery_4 | h16 (Spring 5pm-10pm) | 56.1881 | 685.5143
geo_advanced_lowtrans | battery_4 | h17 (Summer Peak) | 66.5573 | 1162.0492
geo_advanced_lowtrans | battery_6 | h01 (Summer 10pm-6am) | -2.3632 | 559.2975
geo_advanced_lowtrans | battery_6 | h02 (Summer 6am-1pm) | -85.3312 | 797.3828
geo_advanced_lowtrans | battery_6 | h03 (Summer 1pm-5pm) | -11.007 | 981.5067
geo_advanced_lowtrans | battery_6 | h04 (Summer 5pm-10pm) | 101.0058 | 822.3908
geo_advanced_lowtrans | battery_6 | h05 (Fall 10pm-6am) | -7.8494 | 497.0012
geo_advanced_lowtrans | battery_6 | h06 (Fall 6am-1pm) | -82.1129 | 679.6836
geo_advanced_lowtrans | battery_6 | h07 (Fall 1pm-5pm) | 2.7853 | 810.5306
geo_advanced_lowtrans | battery_6 | h08 (Fall 5pm-10pm) | 100.7561 | 701.038
geo_advanced_lowtrans | battery_6 | h09 (Winter 10pm-6am) | -5.0454 | 541.8313
geo_advanced_lowtrans | battery_6 | h10 (Winter 6am-1pm) | -54.9398 | 670.5834
geo_advanced_lowtrans | battery_6 | h11 (Winter 1pm-5pm) | -6.0045 | 744.2998
geo_advanced_lowtrans | battery_6 | h12 (Winter 5pm-10pm) | 71.3653 | 710.849
geo_advanced_lowtrans | battery_6 | h13 (Spring 10pm-6am) | 7.8955 | 490.9682
geo_advanced_lowtrans | battery_6 | h14 (Spring 6am-1pm) | -87.9418 | 662.7908
geo_advanced_lowtrans | battery_6 | h15 (Spring 1pm-5pm) | -12.0748 | 776.6906
geo_advanced_lowtrans | battery_6 | h16 (Spring 5pm-10pm) | 93.5368 | 685.5143
geo_advanced_lowtrans | battery_6 | h17 (Summer Peak) | 61.953 | 1162.0492
geo_advanced_lowtrans | battery_8 | h01 (Summer 10pm-6am) | -0.40708 | 559.2975
geo_advanced_lowtrans | battery_8 | h02 (Summer 6am-1pm) | -13.2973 | 797.3828
geo_advanced_lowtrans | battery_8 | h03 (Summer 1pm-5pm) | -3.4089 | 981.5067
geo_advanced_lowtrans | battery_8 | h04 (Summer 5pm-10pm) | 16.7329 | 822.3908
geo_advanced_lowtrans | battery_8 | h05 (Fall 10pm-6am) | -0.94788 | 497.0012
geo_advanced_lowtrans | battery_8 | h06 (Fall 6am-1pm) | -12.8404 | 679.6836
geo_advanced_lowtrans | battery_8 | h07 (Fall 1pm-5pm) | 1.0502 | 810.5306
geo_advanced_lowtrans | battery_8 | h08 (Fall 5pm-10pm) | 14.6518 | 701.038
geo_advanced_lowtrans | battery_8 | h09 (Winter 10pm-6am) | -0.098156 | 541.8313
geo_advanced_lowtrans | battery_8 | h10 (Winter 6am-1pm) | -10.5685 | 670.5834
geo_advanced_lowtrans | battery_8 | h11 (Winter 1pm-5pm) | -1.7089 | 744.2998
geo_advanced_lowtrans | battery_8 | h12 (Winter 5pm-10pm) | 12.7897 | 710.849
geo_advanced_lowtrans | battery_8 | h13 (Spring 10pm-6am) | 4.3816 | 490.9682
geo_advanced_lowtrans | battery_8 | h14 (Spring 6am-1pm) | -14.6158 | 662.7908
geo_advanced_lowtrans | battery_8 | h15 (Spring 1pm-5pm) | -5.1835 | 776.6906
geo_advanced_lowtrans | battery_8 | h16 (Spring 5pm-10pm) | 13.0887 | 685.5143
geo_advanced_lowtrans | battery_8 | h17 (Summer Peak) | 10.1888 | 1162.0492
geo_advanced_lowtrans | battery_10 | h01 (Summer 10pm-6am) | -0.24466 | 559.2975
geo_advanced_lowtrans | battery_10 | h02 (Summer 6am-1pm) | -2.0163e-06 | 797.3828
geo_advanced_lowtrans | battery_10 | h03 (Summer 1pm-5pm) | -2.0163e-06 | 981.5067
geo_advanced_lowtrans | battery_10 | h04 (Summer 5pm-10pm) | 0.30611 | 822.3908
geo_advanced_lowtrans | battery_10 | h05 (Fall 10pm-6am) | -0.13508 | 497.0012
geo_advanced_lowtrans | battery_10 | h06 (Fall 6am-1pm) | -0.080855 | 679.6836
geo_advanced_lowtrans | battery_10 | h07 (Fall 1pm-5pm) | 0.30364 | 810.5306
geo_advanced_lowtrans | battery_10 | h08 (Fall 5pm-10pm) | 0.030909 | 701.038
geo_advanced_lowtrans | battery_10 | h09 (Winter 10pm-6am) | -0.17861 | 541.8313
geo_advanced_lowtrans | battery_10 | h10 (Winter 6am-1pm) | -2e-06 | 670.5834
geo_advanced_lowtrans | battery_10 | h11 (Winter 1pm-5pm) | 0.30364 | 744.2998
geo_advanced_lowtrans | battery_10 | h12 (Winter 5pm-10pm) | 2e-06 | 710.849
geo_advanced_lowtrans | battery_10 | h13 (Spring 10pm-6am) | 1.4488e-06 | 490.9682
geo_advanced_lowtrans | battery_10 | h14 (Spring 6am-1pm) | -2e-06 | 662.7908
geo_advanced_lowtrans | battery_10 | h15 (Spring 1pm-5pm) | -2e-06 | 776.6906
geo_advanced_lowtrans | battery_10 | h16 (Spring 5pm-10pm) | 1.3035e-06 | 685.5143
geo_advanced_lowtrans | battery_10 | h17 (Summer Peak) | 0.30611 | 1162.0492
geo_advanced_lowtrans | pumped-hydro | h01 (Summer 10pm-6am) | -0.19422 | 559.2975
geo_advanced_lowtrans | pumped-hydro | h02 (Summer 6am-1pm) | -0.27859 | 797.3828
geo_advanced_lowtrans | pumped-hydro | h03 (Summer 1pm-5pm) | -0.052255 | 981.5067
geo_advanced_lowtrans | pumped-hydro | h04 (Summer 5pm-10pm) | -0.011035 | 822.3908
geo_advanced_lowtrans | pumped-hydro | h05 (Fall 10pm-6am) | -0.11388 | 497.0012
geo_advanced_lowtrans | pumped-hydro | h06 (Fall 6am-1pm) | -0.10545 | 679.6836
geo_advanced_lowtrans | pumped-hydro | h07 (Fall 1pm-5pm) | 0.2509 | 810.5306
geo_advanced_lowtrans | pumped-hydro | h08 (Fall 5pm-10pm) | 0.040593 | 701.038
geo_advanced_lowtrans | pumped-hydro | h09 (Winter 10pm-6am) | -0.27525 | 541.8313
geo_advanced_lowtrans | pumped-hydro | h10 (Winter 6am-1pm) | -0.19059 | 670.5834
geo_advanced_lowtrans | pumped-hydro | h11 (Winter 1pm-5pm) | 0.6736 | 744.2998
geo_advanced_lowtrans | pumped-hydro | h12 (Winter 5pm-10pm) | 0.014111 | 710.849
geo_advanced_lowtrans | pumped-hydro | h13 (Spring 10pm-6am) | -0.30403 | 490.9682
geo_advanced_lowtrans | pumped-hydro | h14 (Spring 6am-1pm) | -0.67118 | 662.7908
geo_advanced_lowtrans | pumped-hydro | h15 (Spring 1pm-5pm) | 0.31271 | 776.6906
geo_advanced_lowtrans | pumped-hydro | h16 (Spring 5pm-10pm) | 0.81227 | 685.5143
geo_advanced_lowtrans | pumped-hydro | h17 (Summer Peak) | 6.2804 | 1162.0492
geo_advanced_lowtrans | Canada | h01 (Summer 10pm-6am) | 10.1407 | 559.2975
geo_advanced_lowtrans | Canada | h02 (Summer 6am-1pm) | 10.1407 | 797.3828
geo_advanced_lowtrans | Canada | h03 (Summer 1pm-5pm) | 10.1407 | 981.5067
geo_advanced_lowtrans | Canada | h04 (Summer 5pm-10pm) | 10.1407 | 822.3908
geo_advanced_lowtrans | Canada | h05 (Fall 10pm-6am) | 8.3874 | 497.0012
geo_advanced_lowtrans | Canada | h06 (Fall 6am-1pm) | 7.9533 | 679.6836
geo_advanced_lowtrans | Canada | h07 (Fall 1pm-5pm) | 7.9463 | 810.5306
geo_advanced_lowtrans | Canada | h08 (Fall 5pm-10pm) | 8.8532 | 701.038
geo_advanced_lowtrans | Canada | h09 (Winter 10pm-6am) | 7.5881 | 541.8313
geo_advanced_lowtrans | Canada | h10 (Winter 6am-1pm) | 9.1903 | 670.5834
geo_advanced_lowtrans | Canada | h11 (Winter 1pm-5pm) | 8.9397 | 744.2998
geo_advanced_lowtrans | Canada | h12 (Winter 5pm-10pm) | 8.7864 | 710.849
geo_advanced_lowtrans | Canada | h13 (Spring 10pm-6am) | 8.2572 | 490.9682
geo_advanced_lowtrans | Canada | h14 (Spring 6am-1pm) | 8.3333 | 662.7908
geo_advanced_lowtrans | Canada | h15 (Spring 1pm-5pm) | 8.6528 | 776.6906
geo_advanced_lowtrans | Canada | h16 (Spring 5pm-10pm) | 8.7622 | 685.5143
geo_advanced_lowtrans | Canada | h17 (Summer Peak) | 10.1407 | 1162.0492

## 8_Regional Gen Final (TWh)
scenario | tech | cendiv | Generation (TWh) | Net Level Generation (TWh)
geo_advanced_lowtrans | nuclear | ENC | 114.2994 | 998.4878
geo_advanced_lowtrans | nuclear | ESC | 81.0045 | 486.7363
geo_advanced_lowtrans | nuclear | MA | 117.4611 | 631.2521
geo_advanced_lowtrans | nuclear | MTN | 31.6186 | 548.6076
geo_advanced_lowtrans | nuclear | NE | 26.5932 | 147.3192
geo_advanced_lowtrans | nuclear | PA | 6.9794 | 664.3643
geo_advanced_lowtrans | nuclear | SA | 217.5063 | 977.1973
geo_advanced_lowtrans | nuclear | WNC | 13.4438 | 518.9063
geo_advanced_lowtrans | nuclear | WSC | 50.994 | 899.92
geo_advanced_lowtrans | coal | ENC | 2.8811 | 998.4878
geo_advanced_lowtrans | coal | ESC | 14.2727 | 486.7363
geo_advanced_lowtrans | coal | MTN | 27.5073 | 548.6076
geo_advanced_lowtrans | coal | SA | 3.114 | 977.1973
geo_advanced_lowtrans | coal | WNC | 19.1289 | 518.9063
geo_advanced_lowtrans | coal | WSC | 14.721 | 899.92
geo_advanced_lowtrans | gas-cc | ENC | 326.8154 | 998.4878
geo_advanced_lowtrans | gas-cc | ESC | 49.9574 | 486.7363
geo_advanced_lowtrans | gas-cc | MA | 247.0027 | 631.2521
geo_advanced_lowtrans | gas-cc | MTN | 68.7626 | 548.6076
geo_advanced_lowtrans | gas-cc | NE | 29.5548 | 147.3192
geo_advanced_lowtrans | gas-cc | PA | 31.8676 | 664.3643
geo_advanced_lowtrans | gas-cc | SA | 212.4372 | 977.1973
geo_advanced_lowtrans | gas-cc | WNC | 0.99758 | 518.9063
geo_advanced_lowtrans | gas-cc | WSC | 114.0352 | 899.92
geo_advanced_lowtrans | gas-cc-ccs_mod_upgrade | ENC | 2.4 | 998.4878
geo_advanced_lowtrans | gas-cc-ccs_mod_upgrade | ESC | 2.0871 | 486.7363
geo_advanced_lowtrans | gas-cc-ccs_mod_upgrade | PA | 6.926 | 664.3643
geo_advanced_lowtrans | gas-cc-ccs_mod_upgrade | SA | 0.43242 | 977.1973
geo_advanced_lowtrans | gas-cc-ccs_mod_upgrade | WSC | 0.23705 | 899.92
geo_advanced_lowtrans | gas-ct | ENC | 43.2478 | 998.4878
geo_advanced_lowtrans | gas-ct | ESC | 14.7051 | 486.7363
geo_advanced_lowtrans | gas-ct | MA | 16.9145 | 631.2521
geo_advanced_lowtrans | gas-ct | MTN | 5.633 | 548.6076
geo_advanced_lowtrans | gas-ct | NE | 5.7341 | 147.3192
geo_advanced_lowtrans | gas-ct | PA | 7.4724 | 664.3643
geo_advanced_lowtrans | gas-ct | SA | 10.7443 | 977.1973
geo_advanced_lowtrans | gas-ct | WNC | 0.055326 | 518.9063
geo_advanced_lowtrans | gas-ct | WSC | 27.7285 | 899.92
geo_advanced_lowtrans | o-g-s | ENC | 1.1707 | 998.4878
geo_advanced_lowtrans | o-g-s | MA | 1.5856 | 631.2521
geo_advanced_lowtrans | o-g-s | MTN | 0.00084096 | 548.6076
geo_advanced_lowtrans | o-g-s | NE | 0.32607 | 147.3192
geo_advanced_lowtrans | o-g-s | SA | 0.037423 | 977.1973
geo_advanced_lowtrans | o-g-s | WNC | 0.012352 | 518.9063
geo_advanced_lowtrans | o-g-s | WSC | 0.34611 | 899.92
geo_advanced_lowtrans | hydro | ENC | 3.6404 | 998.4878
geo_advanced_lowtrans | hydro | ESC | 24.5929 | 486.7363
geo_advanced_lowtrans | hydro | MA | 32.3718 | 631.2521
geo_advanced_lowtrans | hydro | MTN | 39.9965 | 548.6076
geo_advanced_lowtrans | hydro | NE | 7.64 | 147.3192
geo_advanced_lowtrans | hydro | PA | 161.795 | 664.3643
geo_advanced_lowtrans | hydro | SA | 16.6601 | 977.1973
geo_advanced_lowtrans | hydro | WNC | 12.9913 | 518.9063
geo_advanced_lowtrans | hydro | WSC | 7.1169 | 899.92
geo_advanced_lowtrans | geothermal | MTN | 14.6937 | 548.6076
geo_advanced_lowtrans | geothermal | PA | 34.7992 | 664.3643
geo_advanced_lowtrans | biopower | ENC | 0.062615 | 998.4878
geo_advanced_lowtrans | biopower | MA | 0.0099864 | 631.2521
geo_advanced_lowtrans | biopower | MTN | 0.037339 | 548.6076
geo_advanced_lowtrans | biopower | NE | 0.073058 | 147.3192
geo_advanced_lowtrans | biopower | PA | 0.22459 | 664.3643
geo_advanced_lowtrans | biopower | SA | 0.23063 | 977.1973
geo_advanced_lowtrans | biopower | WSC | 0.11667 | 899.92
geo_advanced_lowtrans | lfill-gas | ENC | 1.999 | 998.4878
geo_advanced_lowtrans | lfill-gas | ESC | 0.19544 | 486.7363
geo_advanced_lowtrans | lfill-gas | MA | 3.579 | 631.2521
geo_advanced_lowtrans | lfill-gas | MTN | 0.16403 | 548.6076
geo_advanced_lowtrans | lfill-gas | NE | 2.3242 | 147.3192
geo_advanced_lowtrans | lfill-gas | PA | 1.5732 | 664.3643
geo_advanced_lowtrans | lfill-gas | SA | 4.5523 | 977.1973
geo_advanced_lowtrans | lfill-gas | WNC | 0.43111 | 518.9063
geo_advanced_lowtrans | lfill-gas | WSC | 0.36037 | 899.92
geo_advanced_lowtrans | wind-ons | ENC | 296.1831 | 998.4878
geo_advanced_lowtrans | wind-ons | ESC | 109.9575 | 486.7363
geo_advanced_lowtrans | wind-ons | MA | 68.4244 | 631.2521
geo_advanced_lowtrans | wind-ons | MTN | 219.4763 | 548.6076
geo_advanced_lowtrans | wind-ons | NE | 7.6206 | 147.3192
geo_advanced_lowtrans | wind-ons | PA | 99.4105 | 664.3643
geo_advanced_lowtrans | wind-ons | SA | 53.3305 | 977.1973
geo_advanced_lowtrans | wind-ons | WNC | 342.2862 | 518.9063
geo_advanced_lowtrans | wind-ons | WSC | 381.2574 | 899.92
geo_advanced_lowtrans | wind-ofs | ENC | 0.033915 | 998.4878
geo_advanced_lowtrans | wind-ofs | MA | 54.9783 | 631.2521
geo_advanced_lowtrans | wind-ofs | NE | 30.302 | 147.3192
geo_advanced_lowtrans | wind-ofs | PA | 105.1704 | 664.3643
geo_advanced_lowtrans | wind-ofs | SA | 33.3226 | 977.1973
geo_advanced_lowtrans | csp | PA | 4.6715 | 664.3643
geo_advanced_lowtrans | upv | ENC | 174.2728 | 998.4878
geo_advanced_lowtrans | upv | ESC | 184.0651 | 486.7363
geo_advanced_lowtrans | upv | MA | 45.9413 | 631.2521
geo_advanced_lowtrans | upv | MTN | 125.1213 | 548.6076
geo_advanced_lowtrans | upv | NE | 6.467 | 147.3192
geo_advanced_lowtrans | upv | PA | 169.1473 | 664.3643
geo_advanced_lowtrans | upv | SA | 369.7028 | 977.1973
geo_advanced_lowtrans | upv | WNC | 85.8223 | 518.9063
geo_advanced_lowtrans | upv | WSC | 251.9844 | 899.92
geo_advanced_lowtrans | dupv | ENC | 0.4879 | 998.4878
geo_advanced_lowtrans | dupv | ESC | 0.25119 | 486.7363
geo_advanced_lowtrans | dupv | MA | 0.33711 | 631.2521
geo_advanced_lowtrans | dupv | MTN | 0.058032 | 548.6076
geo_advanced_lowtrans | dupv | NE | 0.10516 | 147.3192
geo_advanced_lowtrans | dupv | PA | 0.13956 | 664.3643
geo_advanced_lowtrans | dupv | SA | 1.0714 | 977.1973
geo_advanced_lowtrans | dupv | WNC | 0.13442 | 518.9063
geo_advanced_lowtrans | dupv | WSC | 0.041124 | 899.92
geo_advanced_lowtrans | distpv | ENC | 20.6449 | 998.4878
geo_advanced_lowtrans | distpv | ESC | 5.8572 | 486.7363
geo_advanced_lowtrans | distpv | MA | 22.7063 | 631.2521
geo_advanced_lowtrans | distpv | MTN | 19.4231 | 548.6076
geo_advanced_lowtrans | distpv | NE | 11.1066 | 147.3192
geo_advanced_lowtrans | distpv | PA | 29.3377 | 664.3643
geo_advanced_lowtrans | distpv | SA | 47.9463 | 977.1973
geo_advanced_lowtrans | distpv | WNC | 12.4333 | 518.9063
geo_advanced_lowtrans | distpv | WSC | 29.9332 | 899.92
geo_advanced_lowtrans | pvb | ENC | 13.5456 | 998.4878
geo_advanced_lowtrans | pvb | ESC | 2.9168 | 486.7363
geo_advanced_lowtrans | pvb | MA | 0.0382 | 631.2521
geo_advanced_lowtrans | pvb | MTN | 4.4859 | 548.6076
geo_advanced_lowtrans | pvb | NE | 1.0476 | 147.3192
geo_advanced_lowtrans | pvb | PA | 6.656 | 664.3643
geo_advanced_lowtrans | pvb | SA | 30.5826 | 977.1973
geo_advanced_lowtrans | pvb | WNC | 14.5338 | 518.9063
geo_advanced_lowtrans | pvb | WSC | 32.8085 | 899.92
geo_advanced_lowtrans | battery_2 | ENC | -0.20212 | 998.4878
geo_advanced_lowtrans | battery_2 | ESC | -0.008359 | 486.7363
geo_advanced_lowtrans | battery_2 | MA | -0.12308 | 631.2521
geo_advanced_lowtrans | battery_2 | MTN | -0.29248 | 548.6076
geo_advanced_lowtrans | battery_2 | NE | -0.031393 | 147.3192
geo_advanced_lowtrans | battery_2 | PA | -0.070477 | 664.3643
geo_advanced_lowtrans | battery_2 | SA | -0.17615 | 977.1973
geo_advanced_lowtrans | battery_2 | WNC | -0.31787 | 518.9063
geo_advanced_lowtrans | battery_2 | WSC | -0.86898 | 899.92
geo_advanced_lowtrans | battery_4 | ENC | -2.5462 | 998.4878
geo_advanced_lowtrans | battery_4 | ESC | -1.3377 | 486.7363
geo_advanced_lowtrans | battery_4 | MA | -1.4562 | 631.2521
geo_advanced_lowtrans | battery_4 | MTN | -2.6946 | 548.6076
geo_advanced_lowtrans | battery_4 | NE | -1.3488 | 147.3192
geo_advanced_lowtrans | battery_4 | PA | -2.8682 | 664.3643
geo_advanced_lowtrans | battery_4 | SA | -5.7543 | 977.1973
geo_advanced_lowtrans | battery_4 | WNC | -2.3996 | 518.9063
geo_advanced_lowtrans | battery_4 | WSC | -3.1402 | 899.92
geo_advanced_lowtrans | battery_6 | ENC | -3.262 | 998.4878
geo_advanced_lowtrans | battery_6 | ESC | -1.7617 | 486.7363
geo_advanced_lowtrans | battery_6 | MA | -0.88512 | 631.2521
geo_advanced_lowtrans | battery_6 | MTN | -4.5868 | 548.6076
geo_advanced_lowtrans | battery_6 | NE | -0.43919 | 147.3192
geo_advanced_lowtrans | battery_6 | PA | -8.1147 | 664.3643
geo_advanced_lowtrans | battery_6 | SA | -14.6194 | 977.1973
geo_advanced_lowtrans | battery_6 | WNC | -1.4677 | 518.9063
geo_advanced_lowtrans | battery_6 | WSC | -7.0039 | 899.92
geo_advanced_lowtrans | battery_8 | ENC | -0.37674 | 998.4878
geo_advanced_lowtrans | battery_8 | ESC | -7.1932e-05 | 486.7363
geo_advanced_lowtrans | battery_8 | MA | -0.53795 | 631.2521
geo_advanced_lowtrans | battery_8 | MTN | -0.81266 | 548.6076
geo_advanced_lowtrans | battery_8 | NE | -0.25715 | 147.3192
geo_advanced_lowtrans | battery_8 | PA | -0.67345 | 664.3643
geo_advanced_lowtrans | battery_8 | SA | -3.8375 | 977.1973
geo_advanced_lowtrans | battery_8 | WNC | -0.071823 | 518.9063
geo_advanced_lowtrans | battery_8 | WSC | -0.72213 | 899.92
geo_advanced_lowtrans | battery_10 | MA | -0.069666 | 631.2521
geo_advanced_lowtrans | battery_10 | SA | -1.1925e-06 | 977.1973
geo_advanced_lowtrans | pumped-hydro | ESC | -0.018715 | 486.7363
geo_advanced_lowtrans | pumped-hydro | MA | -0.1059 | 631.2521
geo_advanced_lowtrans | pumped-hydro | MTN | -0.054384 | 548.6076
geo_advanced_lowtrans | pumped-hydro | NE | -0.010278 | 147.3192
geo_advanced_lowtrans | pumped-hydro | PA | -0.016377 | 664.3643
geo_advanced_lowtrans | pumped-hydro | SA | -0.086235 | 977.1973
geo_advanced_lowtrans | pumped-hydro | WNC | -0.063245 | 518.9063
geo_advanced_lowtrans | pumped-hydro | WSC | -0.025045 | 899.92
geo_advanced_lowtrans | Canada | ENC | 3.1903 | 998.4878
geo_advanced_lowtrans | Canada | MA | 23.0795 | 631.2521
geo_advanced_lowtrans | Canada | MTN | 0.07008 | 548.6076
geo_advanced_lowtrans | Canada | NE | 20.5117 | 147.3192
geo_advanced_lowtrans | Canada | PA | 9.9373 | 664.3643
geo_advanced_lowtrans | Canada | WNC | 20.9561 | 518.9063

## 9_Operating Reserves (TW-h)
ortype | scenario | tech | year | Reserves (TW-h) | Net Level Reserves (TW-h)
flex | geo_advanced_lowtrans | nuclear | 2010 | 0 | 105.1613
flex | geo_advanced_lowtrans | nuclear | 2012 | 0 | 76.9436
flex | geo_advanced_lowtrans | nuclear | 2014 | 0 | 133.7537
flex | geo_advanced_lowtrans | nuclear | 2016 | 0 | 102.8622
flex | geo_advanced_lowtrans | nuclear | 2018 | 0 | 112.7206
flex | geo_advanced_lowtrans | nuclear | 2020 | 0 | 116.2116
flex | geo_advanced_lowtrans | nuclear | 2022 | 0.054259 | 123.1164
flex | geo_advanced_lowtrans | nuclear | 2024 | 0.93434 | 196.1748
flex | geo_advanced_lowtrans | nuclear | 2026 | 2.1194 | 226.7201
flex | geo_advanced_lowtrans | nuclear | 2028 | 6.0369 | 303.0701
flex | geo_advanced_lowtrans | nuclear | 2030 | 9.9242 | 341.0972
flex | geo_advanced_lowtrans | nuclear | 2032 | 11.1637 | 372.3406
flex | geo_advanced_lowtrans | nuclear | 2034 | 7.7427 | 397.1079
flex | geo_advanced_lowtrans | nuclear | 2036 | 5.2824 | 439.1214
flex | geo_advanced_lowtrans | nuclear | 2038 | 5.1899 | 434.5772
flex | geo_advanced_lowtrans | nuclear | 2040 | 5.3601 | 500.7667
flex | geo_advanced_lowtrans | nuclear | 2042 | 3.0807 | 480.6313
flex | geo_advanced_lowtrans | nuclear | 2044 | 3.8166 | 502.5519
flex | geo_advanced_lowtrans | nuclear | 2046 | 3.8361 | 486.7436
flex | geo_advanced_lowtrans | nuclear | 2048 | 2.163 | 491.7708
flex | geo_advanced_lowtrans | nuclear | 2050 | 0.018407 | 452.5814
flex | geo_advanced_lowtrans | coal | 2010 | 20.8586 | 105.1613
flex | geo_advanced_lowtrans | coal | 2012 | 28.7345 | 76.9436
flex | geo_advanced_lowtrans | coal | 2014 | 27.9831 | 133.7537
flex | geo_advanced_lowtrans | coal | 2016 | 48.8439 | 102.8622
flex | geo_advanced_lowtrans | coal | 2018 | 33.6161 | 112.7206
flex | geo_advanced_lowtrans | coal | 2020 | 46.7763 | 116.2116
flex | geo_advanced_lowtrans | coal | 2022 | 39.4928 | 123.1164
flex | geo_advanced_lowtrans | coal | 2024 | 66.1436 | 196.1748
flex | geo_advanced_lowtrans | coal | 2026 | 74.2186 | 226.7201
flex | geo_advanced_lowtrans | coal | 2028 | 62.4585 | 303.0701
flex | geo_advanced_lowtrans | coal | 2030 | 41.7287 | 341.0972
flex | geo_advanced_lowtrans | coal | 2032 | 33.47 | 372.3406
flex | geo_advanced_lowtrans | coal | 2034 | 27.0408 | 397.1079
flex | geo_advanced_lowtrans | coal | 2036 | 29.0026 | 439.1214
flex | geo_advanced_lowtrans | coal | 2038 | 21.0135 | 434.5772
flex | geo_advanced_lowtrans | coal | 2040 | 17.3348 | 500.7667
flex | geo_advanced_lowtrans | coal | 2042 | 17.1757 | 480.6313
flex | geo_advanced_lowtrans | coal | 2044 | 11.9005 | 502.5519
flex | geo_advanced_lowtrans | coal | 2046 | 8.7481 | 486.7436
flex | geo_advanced_lowtrans | coal | 2048 | 9.3986 | 491.7708
flex | geo_advanced_lowtrans | coal | 2050 | 7.9481 | 452.5814
flex | geo_advanced_lowtrans | gas-cc | 2010 | 46.4871 | 105.1613
flex | geo_advanced_lowtrans | gas-cc | 2012 | 10.4134 | 76.9436
flex | geo_advanced_lowtrans | gas-cc | 2014 | 53.7446 | 133.7537
flex | geo_advanced_lowtrans | gas-cc | 2016 | 13.9506 | 102.8622
flex | geo_advanced_lowtrans | gas-cc | 2018 | 24.1923 | 112.7206
flex | geo_advanced_lowtrans | gas-cc | 2020 | 24.168 | 116.2116
flex | geo_advanced_lowtrans | gas-cc | 2022 | 39.6422 | 123.1164
flex | geo_advanced_lowtrans | gas-cc | 2024 | 70.2582 | 196.1748
flex | geo_advanced_lowtrans | gas-cc | 2026 | 87.0773 | 226.7201
flex | geo_advanced_lowtrans | gas-cc | 2028 | 115.7273 | 303.0701
flex | geo_advanced_lowtrans | gas-cc | 2030 | 91.4542 | 341.0972
flex | geo_advanced_lowtrans | gas-cc | 2032 | 51.309 | 372.3406
flex | geo_advanced_lowtrans | gas-cc | 2034 | 33.7242 | 397.1079
flex | geo_advanced_lowtrans | gas-cc | 2036 | 31.1619 | 439.1214
flex | geo_advanced_lowtrans | gas-cc | 2038 | 20.9629 | 434.5772
flex | geo_advanced_lowtrans | gas-cc | 2040 | 30.1341 | 500.7667
flex | geo_advanced_lowtrans | gas-cc | 2042 | 30.2692 | 480.6313
flex | geo_advanced_lowtrans | gas-cc | 2044 | 26.456 | 502.5519
flex | geo_advanced_lowtrans | gas-cc | 2046 | 22.8696 | 486.7436
flex | geo_advanced_lowtrans | gas-cc | 2048 | 28.9368 | 491.7708
flex | geo_advanced_lowtrans | gas-cc | 2050 | 33.538 | 452.5814
flex | geo_advanced_lowtrans | gas-cc-ccs_mod_upgrade | 2010 | 0 | 105.1613
flex | geo_advanced_lowtrans | gas-cc-ccs_mod_upgrade | 2012 | 0 | 76.9436
flex | geo_advanced_lowtrans | gas-cc-ccs_mod_upgrade | 2014 | 0 | 133.7537
flex | geo_advanced_lowtrans | gas-cc-ccs_mod_upgrade | 2016 | 0 | 102.8622
flex | geo_advanced_lowtrans | gas-cc-ccs_mod_upgrade | 2018 | 0 | 112.7206
flex | geo_advanced_lowtrans | gas-cc-ccs_mod_upgrade | 2020 | 0 | 116.2116
flex | geo_advanced_lowtrans | gas-cc-ccs_mod_upgrade | 2022 | 0 | 123.1164
flex | geo_advanced_lowtrans | gas-cc-ccs_mod_upgrade | 2024 | 0 | 196.1748
flex | geo_advanced_lowtrans | gas-cc-ccs_mod_upgrade | 2026 | 0 | 226.7201
flex | geo_advanced_lowtrans | gas-cc-ccs_mod_upgrade | 2028 | 0 | 303.0701
flex | geo_advanced_lowtrans | gas-cc-ccs_mod_upgrade | 2030 | 0 | 341.0972
flex | geo_advanced_lowtrans | gas-cc-ccs_mod_upgrade | 2032 | 0 | 372.3406
flex | geo_advanced_lowtrans | gas-cc-ccs_mod_upgrade | 2034 | 0 | 397.1079
flex | geo_advanced_lowtrans | gas-cc-ccs_mod_upgrade | 2036 | 0 | 439.1214
flex | geo_advanced_lowtrans | gas-cc-ccs_mod_upgrade | 2038 | 0.010867 | 434.5772
flex | geo_advanced_lowtrans | gas-cc-ccs_mod_upgrade | 2040 | 3.642 | 500.7667
flex | geo_advanced_lowtrans | gas-cc-ccs_mod_upgrade | 2042 | 1.8704 | 480.6313
flex | geo_advanced_lowtrans | gas-cc-ccs_mod_upgrade | 2044 | 2.9421 | 502.5519
flex | geo_advanced_lowtrans | gas-cc-ccs_mod_upgrade | 2046 | 3.4263 | 486.7436
flex | geo_advanced_lowtrans | gas-cc-ccs_mod_upgrade | 2048 | 2.3726 | 491.7708
flex | geo_advanced_lowtrans | gas-cc-ccs_mod_upgrade | 2050 | 3.8929 | 452.5814
flex | geo_advanced_lowtrans | gas-ct | 2010 | 3.8943 | 105.1613
flex | geo_advanced_lowtrans | gas-ct | 2012 | 2.4515 | 76.9436
flex | geo_advanced_lowtrans | gas-ct | 2014 | 4.0694 | 133.7537
flex | geo_advanced_lowtrans | gas-ct | 2016 | 3.0126 | 102.8622
flex | geo_advanced_lowtrans | gas-ct | 2018 | 4.364 | 112.7206
flex | geo_advanced_lowtrans | gas-ct | 2020 | 8.4922 | 116.2116
flex | geo_advanced_lowtrans | gas-ct | 2022 | 7.6104 | 123.1164
flex | geo_advanced_lowtrans | gas-ct | 2024 | 14.5952 | 196.1748
flex | geo_advanced_lowtrans | gas-ct | 2026 | 14.7918 | 226.7201
flex | geo_advanced_lowtrans | gas-ct | 2028 | 24.14 | 303.0701
flex | geo_advanced_lowtrans | gas-ct | 2030 | 20.5997 | 341.0972
flex | geo_advanced_lowtrans | gas-ct | 2032 | 13.2509 | 372.3406
flex | geo_advanced_lowtrans | gas-ct | 2034 | 10.2493 | 397.1079
flex | geo_advanced_lowtrans | gas-ct | 2036 | 10.8989 | 439.1214
flex | geo_advanced_lowtrans | gas-ct | 2038 | 7.4522 | 434.5772
flex | geo_advanced_lowtrans | gas-ct | 2040 | 8.4152 | 500.7667
flex | geo_advanced_lowtrans | gas-ct | 2042 | 5.4019 | 480.6313
flex | geo_advanced_lowtrans | gas-ct | 2044 | 14.7582 | 502.5519
flex | geo_advanced_lowtrans | gas-ct | 2046 | 19.9517 | 486.7436
flex | geo_advanced_lowtrans | gas-ct | 2048 | 24.5597 | 491.7708
flex | geo_advanced_lowtrans | gas-ct | 2050 | 30.215 | 452.5814
flex | geo_advanced_lowtrans | o-g-s | 2010 | 7.142 | 105.1613
flex | geo_advanced_lowtrans | o-g-s | 2012 | 4.5875 | 76.9436
flex | geo_advanced_lowtrans | o-g-s | 2014 | 8.8438 | 133.7537
flex | geo_advanced_lowtrans | o-g-s | 2016 | 6.5618 | 102.8622
flex | geo_advanced_lowtrans | o-g-s | 2018 | 6.0291 | 112.7206
flex | geo_advanced_lowtrans | o-g-s | 2020 | 9.901 | 116.2116
flex | geo_advanced_lowtrans | o-g-s | 2022 | 7.098 | 123.1164
flex | geo_advanced_lowtrans | o-g-s | 2024 | 5.878 | 196.1748
flex | geo_advanced_lowtrans | o-g-s | 2026 | 6.1092 | 226.7201
flex | geo_advanced_lowtrans | o-g-s | 2028 | 9.0704 | 303.0701
flex | geo_advanced_lowtrans | o-g-s | 2030 | 7.3127 | 341.0972
flex | geo_advanced_lowtrans | o-g-s | 2032 | 7.2641 | 372.3406
flex | geo_advanced_lowtrans | o-g-s | 2034 | 7.5284 | 397.1079
flex | geo_advanced_lowtrans | o-g-s | 2036 | 4.1668 | 439.1214
flex | geo_advanced_lowtrans | o-g-s | 2038 | 4.059 | 434.5772
flex | geo_advanced_lowtrans | o-g-s | 2040 | 5.145 | 500.7667
flex | geo_advanced_lowtrans | o-g-s | 2042 | 2.0021 | 480.6313
flex | geo_advanced_lowtrans | o-g-s | 2044 | 1.6685 | 502.5519
flex | geo_advanced_lowtrans | o-g-s | 2046 | 2.5669 | 486.7436
flex | geo_advanced_lowtrans | o-g-s | 2048 | 1.9159 | 491.7708
flex | geo_advanced_lowtrans | o-g-s | 2050 | 0.48145 | 452.5814
flex | geo_advanced_lowtrans | hydro | 2010 | 22.4275 | 105.1613
flex | geo_advanced_lowtrans | hydro | 2012 | 23.764 | 76.9436
flex | geo_advanced_lowtrans | hydro | 2014 | 30.8831 | 133.7537
flex | geo_advanced_lowtrans | hydro | 2016 | 22.6551 | 102.8622
flex | geo_advanced_lowtrans | hydro | 2018 | 37.2429 | 112.7206
flex | geo_advanced_lowtrans | hydro | 2020 | 19.0131 | 116.2116
flex | geo_advanced_lowtrans | hydro | 2022 | 21.7399 | 123.1164
flex | geo_advanced_lowtrans | hydro | 2024 | 27.1581 | 196.1748
flex | geo_advanced_lowtrans | hydro | 2026 | 29.2028 | 226.7201
flex | geo_advanced_lowtrans | hydro | 2028 | 54.3329 | 303.0701
flex | geo_advanced_lowtrans | hydro | 2030 | 63.0406 | 341.0972
flex | geo_advanced_lowtrans | hydro | 2032 | 52.1007 | 372.3406
flex | geo_advanced_lowtrans | hydro | 2034 | 51.446 | 397.1079
flex | geo_advanced_lowtrans | hydro | 2036 | 52.1832 | 439.1214
flex | geo_advanced_lowtrans | hydro | 2038 | 32.5086 | 434.5772
flex | geo_advanced_lowtrans | hydro | 2040 | 58.6443 | 500.7667
flex | geo_advanced_lowtrans | hydro | 2042 | 40.3486 | 480.6313
flex | geo_advanced_lowtrans | hydro | 2044 | 53.4425 | 502.5519
flex | geo_advanced_lowtrans | hydro | 2046 | 52.2493 | 486.7436
flex | geo_advanced_lowtrans | hydro | 2048 | 55.2719 | 491.7708
flex | geo_advanced_lowtrans | hydro | 2050 | 43.0284 | 452.5814
flex | geo_advanced_lowtrans | geothermal | 2010 | 0 | 105.1613
flex | geo_advanced_lowtrans | geothermal | 2012 | 0 | 76.9436
flex | geo_advanced_lowtrans | geothermal | 2014 | 0 | 133.7537
flex | geo_advanced_lowtrans | geothermal | 2016 | 0 | 102.8622
flex | geo_advanced_lowtrans | geothermal | 2018 | 0 | 112.7206
flex | geo_advanced_lowtrans | geothermal | 2020 | 0 | 116.2116
flex | geo_advanced_lowtrans | geothermal | 2022 | 5.9228e-05 | 123.1164
flex | geo_advanced_lowtrans | geothermal | 2024 | 0 | 196.1748
flex | geo_advanced_lowtrans | geothermal | 2026 | 0 | 226.7201
flex | geo_advanced_lowtrans | geothermal | 2028 | 0 | 303.0701
flex | geo_advanced_lowtrans | geothermal | 2030 | 0 | 341.0972
flex | geo_advanced_lowtrans | geothermal | 2032 | 0 | 372.3406
flex | geo_advanced_lowtrans | geothermal | 2034 | 0 | 397.1079
flex | geo_advanced_lowtrans | geothermal | 2036 | 0 | 439.1214
flex | geo_advanced_lowtrans | geothermal | 2038 | 0.27972 | 434.5772
flex | geo_advanced_lowtrans | geothermal | 2040 | 0 | 500.7667
flex | geo_advanced_lowtrans | geothermal | 2042 | 0.2812 | 480.6313
flex | geo_advanced_lowtrans | geothermal | 2044 | 0.0062725 | 502.5519
flex | geo_advanced_lowtrans | geothermal | 2046 | 0.16316 | 486.7436
flex | geo_advanced_lowtrans | geothermal | 2048 | 0.018683 | 491.7708
flex | geo_advanced_lowtrans | geothermal | 2050 | 0 | 452.5814
flex | geo_advanced_lowtrans | biopower | 2010 | 0.12639 | 105.1613
flex | geo_advanced_lowtrans | biopower | 2012 | 0.041583 | 76.9436
flex | geo_advanced_lowtrans | biopower | 2014 | 0.0051815 | 133.7537
flex | geo_advanced_lowtrans | biopower | 2016 | 0.13644 | 102.8622
flex | geo_advanced_lowtrans | biopower | 2018 | 0.083197 | 112.7206
flex | geo_advanced_lowtrans | biopower | 2020 | 0.025001 | 116.2116
flex | geo_advanced_lowtrans | biopower | 2022 | 0.0096268 | 123.1164
flex | geo_advanced_lowtrans | biopower | 2024 | 0.13198 | 196.1748
flex | geo_advanced_lowtrans | biopower | 2026 | 0.13746 | 226.7201
flex | geo_advanced_lowtrans | biopower | 2028 | 0.095142 | 303.0701
flex | geo_advanced_lowtrans | biopower | 2030 | 0.07167 | 341.0972
flex | geo_advanced_lowtrans | biopower | 2032 | 0.094497 | 372.3406
flex | geo_advanced_lowtrans | biopower | 2034 | 0.068604 | 397.1079
flex | geo_advanced_lowtrans | biopower | 2036 | 0.033237 | 439.1214
flex | geo_advanced_lowtrans | biopower | 2038 | 0.10999 | 434.5772
flex | geo_advanced_lowtrans | biopower | 2040 | 0.092482 | 500.7667
flex | geo_advanced_lowtrans | biopower | 2042 | 0.047825 | 480.6313
flex | geo_advanced_lowtrans | biopower | 2044 | 0.092228 | 502.5519
flex | geo_advanced_lowtrans | biopower | 2046 | 0.080234 | 486.7436
flex | geo_advanced_lowtrans | biopower | 2048 | 0.087718 | 491.7708
flex | geo_advanced_lowtrans | biopower | 2050 | 0.099593 | 452.5814
flex | geo_advanced_lowtrans | lfill-gas | 2010 | 0 | 105.1613
flex | geo_advanced_lowtrans | lfill-gas | 2012 | 0 | 76.9436
flex | geo_advanced_lowtrans | lfill-gas | 2014 | 0 | 133.7537
flex | geo_advanced_lowtrans | lfill-gas | 2016 | 0.00023405 | 102.8622
flex | geo_advanced_lowtrans | lfill-gas | 2018 | 0.0032635 | 112.7206
flex | geo_advanced_lowtrans | lfill-gas | 2020 | 0.012132 | 116.2116
flex | geo_advanced_lowtrans | lfill-gas | 2022 | 0.0021544 | 123.1164
flex | geo_advanced_lowtrans | lfill-gas | 2024 | 0.0056653 | 196.1748
flex | geo_advanced_lowtrans | lfill-gas | 2026 | 0.011966 | 226.7201
flex | geo_advanced_lowtrans | lfill-gas | 2028 | 0.028705 | 303.0701
flex | geo_advanced_lowtrans | lfill-gas | 2030 | 0.080489 | 341.0972
flex | geo_advanced_lowtrans | lfill-gas | 2032 | 0.071316 | 372.3406
flex | geo_advanced_lowtrans | lfill-gas | 2034 | 0.057171 | 397.1079
flex | geo_advanced_lowtrans | lfill-gas | 2036 | 0.050416 | 439.1214
flex | geo_advanced_lowtrans | lfill-gas | 2038 | 0.025556 | 434.5772
flex | geo_advanced_lowtrans | lfill-gas | 2040 | 0.063676 | 500.7667
flex | geo_advanced_lowtrans | lfill-gas | 2042 | 0.037349 | 480.6313
flex | geo_advanced_lowtrans | lfill-gas | 2044 | 0.042612 | 502.5519
flex | geo_advanced_lowtrans | lfill-gas | 2046 | 0.045914 | 486.7436
flex | geo_advanced_lowtrans | lfill-gas | 2048 | 0.043968 | 491.7708
flex | geo_advanced_lowtrans | lfill-gas | 2050 | 0.01886 | 452.5814
flex | geo_advanced_lowtrans | pvb | 2010 | 0 | 105.1613
flex | geo_advanced_lowtrans | pvb | 2012 | 0 | 76.9436
flex | geo_advanced_lowtrans | pvb | 2014 | 3.5823e-05 | 133.7537
flex | geo_advanced_lowtrans | pvb | 2016 | 0 | 102.8622
flex | geo_advanced_lowtrans | pvb | 2018 | 0.00058198 | 112.7206
flex | geo_advanced_lowtrans | pvb | 2020 | 0.00018388 | 116.2116
flex | geo_advanced_lowtrans | pvb | 2022 | 1.6547e-05 | 123.1164
flex | geo_advanced_lowtrans | pvb | 2024 | 0.059959 | 196.1748
flex | geo_advanced_lowtrans | pvb | 2026 | 0.34295 | 226.7201
flex | geo_advanced_lowtrans | pvb | 2028 | 0.60478 | 303.0701
flex | geo_advanced_lowtrans | pvb | 2030 | 0.7308 | 341.0972
flex | geo_advanced_lowtrans | pvb | 2032 | 0.43782 | 372.3406
flex | geo_advanced_lowtrans | pvb | 2034 | 0.44039 | 397.1079
flex | geo_advanced_lowtrans | pvb | 2036 | 0.33104 | 439.1214
flex | geo_advanced_lowtrans | pvb | 2038 | 0.43471 | 434.5772
flex | geo_advanced_lowtrans | pvb | 2040 | 0.83873 | 500.7667
flex | geo_advanced_lowtrans | pvb | 2042 | 0.43239 | 480.6313
flex | geo_advanced_lowtrans | pvb | 2044 | 0.77912 | 502.5519
flex | geo_advanced_lowtrans | pvb | 2046 | 1.9203 | 486.7436
flex | geo_advanced_lowtrans | pvb | 2048 | 1.292 | 491.7708
flex | geo_advanced_lowtrans | pvb | 2050 | 2.6251 | 452.5814
flex | geo_advanced_lowtrans | battery_2 | 2010 | 0 | 105.1613
flex | geo_advanced_lowtrans | battery_2 | 2012 | 0 | 76.9436
flex | geo_advanced_lowtrans | battery_2 | 2014 | 0 | 133.7537
flex | geo_advanced_lowtrans | battery_2 | 2016 | 0 | 102.8622
flex | geo_advanced_lowtrans | battery_2 | 2018 | 0.00041034 | 112.7206
flex | geo_advanced_lowtrans | battery_2 | 2020 | 0.005996 | 116.2116
flex | geo_advanced_lowtrans | battery_2 | 2022 | 0 | 123.1164
flex | geo_advanced_lowtrans | battery_2 | 2024 | 0.1098 | 196.1748
flex | geo_advanced_lowtrans | battery_2 | 2026 | 0.56508 | 226.7201
flex | geo_advanced_lowtrans | battery_2 | 2028 | 1.6927 | 303.0701
flex | geo_advanced_lowtrans | battery_2 | 2030 | 2.9362 | 341.0972
flex | geo_advanced_lowtrans | battery_2 | 2032 | 3.1683 | 372.3406
flex | geo_advanced_lowtrans | battery_2 | 2034 | 1.3526 | 397.1079
flex | geo_advanced_lowtrans | battery_2 | 2036 | 2.3808 | 439.1214
flex | geo_advanced_lowtrans | battery_2 | 2038 | 0.6068 | 434.5772
flex | geo_advanced_lowtrans | battery_2 | 2040 | 1.7558 | 500.7667
flex | geo_advanced_lowtrans | battery_2 | 2042 | 2.0248 | 480.6313
flex | geo_advanced_lowtrans | battery_2 | 2044 | 2.8134 | 502.5519
flex | geo_advanced_lowtrans | battery_2 | 2046 | 1.7994 | 486.7436
flex | geo_advanced_lowtrans | battery_2 | 2048 | 1.7885 | 491.7708
flex | geo_advanced_lowtrans | battery_2 | 2050 | 2.3733 | 452.5814
flex | geo_advanced_lowtrans | battery_4 | 2010 | 0 | 105.1613
flex | geo_advanced_lowtrans | battery_4 | 2012 | 0 | 76.9436
flex | geo_advanced_lowtrans | battery_4 | 2014 | 0 | 133.7537
flex | geo_advanced_lowtrans | battery_4 | 2016 | 0 | 102.8622
flex | geo_advanced_lowtrans | battery_4 | 2018 | 0 | 112.7206
flex | geo_advanced_lowtrans | battery_4 | 2020 | 0.018329 | 116.2116
flex | geo_advanced_lowtrans | battery_4 | 2022 | 0 | 123.1164
flex | geo_advanced_lowtrans | battery_4 | 2024 | 0.10806 | 196.1748
flex | geo_advanced_lowtrans | battery_4 | 2026 | 1.8545 | 226.7201
flex | geo_advanced_lowtrans | battery_4 | 2028 | 8.3604 | 303.0701
flex | geo_advanced_lowtrans | battery_4 | 2030 | 26.1211 | 341.0972
flex | geo_advanced_lowtrans | battery_4 | 2032 | 46.9408 | 372.3406
flex | geo_advanced_lowtrans | battery_4 | 2034 | 61.1399 | 397.1079
flex | geo_advanced_lowtrans | battery_4 | 2036 | 58.9769 | 439.1214
flex | geo_advanced_lowtrans | battery_4 | 2038 | 52.692 | 434.5772
flex | geo_advanced_lowtrans | battery_4 | 2040 | 51.6782 | 500.7667
flex | geo_advanced_lowtrans | battery_4 | 2042 | 49.1414 | 480.6313
flex | geo_advanced_lowtrans | battery_4 | 2044 | 44.9663 | 502.5519
flex | geo_advanced_lowtrans | battery_4 | 2046 | 59.1817 | 486.7436
flex | geo_advanced_lowtrans | battery_4 | 2048 | 69.6573 | 491.7708
flex | geo_advanced_lowtrans | battery_4 | 2050 | 92.6512 | 452.5814
flex | geo_advanced_lowtrans | battery_6 | 2010 | 0 | 105.1613
flex | geo_advanced_lowtrans | battery_6 | 2012 | 0 | 76.9436
flex | geo_advanced_lowtrans | battery_6 | 2014 | 0 | 133.7537
flex | geo_advanced_lowtrans | battery_6 | 2016 | 0 | 102.8622
flex | geo_advanced_lowtrans | battery_6 | 2018 | 0 | 112.7206
flex | geo_advanced_lowtrans | battery_6 | 2020 | 0 | 116.2116
flex | geo_advanced_lowtrans | battery_6 | 2022 | 0 | 123.1164
flex | geo_advanced_lowtrans | battery_6 | 2024 | 0.022746 | 196.1748
flex | geo_advanced_lowtrans | battery_6 | 2026 | 0.043103 | 226.7201
flex | geo_advanced_lowtrans | battery_6 | 2028 | 0.74041 | 303.0701
flex | geo_advanced_lowtrans | battery_6 | 2030 | 19.1331 | 341.0972
flex | geo_advanced_lowtrans | battery_6 | 2032 | 56.7455 | 372.3406
flex | geo_advanced_lowtrans | battery_6 | 2034 | 85.4773 | 397.1079
flex | geo_advanced_lowtrans | battery_6 | 2036 | 107.864 | 439.1214
flex | geo_advanced_lowtrans | battery_6 | 2038 | 144.1692 | 434.5772
flex | geo_advanced_lowtrans | battery_6 | 2040 | 180.0202 | 500.7667
flex | geo_advanced_lowtrans | battery_6 | 2042 | 194.9995 | 480.6313
flex | geo_advanced_lowtrans | battery_6 | 2044 | 192.4015 | 502.5519
flex | geo_advanced_lowtrans | battery_6 | 2046 | 170.6677 | 486.7436
flex | geo_advanced_lowtrans | battery_6 | 2048 | 165.1492 | 491.7708
flex | geo_advanced_lowtrans | battery_6 | 2050 | 139.1076 | 452.5814
flex | geo_advanced_lowtrans | battery_8 | 2010 | 0 | 105.1613
flex | geo_advanced_lowtrans | battery_8 | 2012 | 0 | 76.9436
flex | geo_advanced_lowtrans | battery_8 | 2014 | 0 | 133.7537
flex | geo_advanced_lowtrans | battery_8 | 2016 | 0 | 102.8622
flex | geo_advanced_lowtrans | battery_8 | 2018 | 0 | 112.7206
flex | geo_advanced_lowtrans | battery_8 | 2020 | 0 | 116.2116
flex | geo_advanced_lowtrans | battery_8 | 2022 | 0 | 123.1164
flex | geo_advanced_lowtrans | battery_8 | 2024 | 0 | 196.1748
flex | geo_advanced_lowtrans | battery_8 | 2026 | 0 | 226.7201
flex | geo_advanced_lowtrans | battery_8 | 2028 | 0 | 303.0701
flex | geo_advanced_lowtrans | battery_8 | 2030 | 1.4053 | 341.0972
flex | geo_advanced_lowtrans | battery_8 | 2032 | 6.4655 | 372.3406
flex | geo_advanced_lowtrans | battery_8 | 2034 | 15.1036 | 397.1079
flex | geo_advanced_lowtrans | battery_8 | 2036 | 44.8197 | 439.1214
flex | geo_advanced_lowtrans | battery_8 | 2038 | 52.4775 | 434.5772
flex | geo_advanced_lowtrans | battery_8 | 2040 | 47.7914 | 500.7667
flex | geo_advanced_lowtrans | battery_8 | 2042 | 61.3994 | 480.6313
flex | geo_advanced_lowtrans | battery_8 | 2044 | 51.228 | 502.5519
flex | geo_advanced_lowtrans | battery_8 | 2046 | 52.347 | 486.7436
flex | geo_advanced_lowtrans | battery_8 | 2048 | 49.7659 | 491.7708
flex | geo_advanced_lowtrans | battery_8 | 2050 | 30.0334 | 452.5814
flex | geo_advanced_lowtrans | battery_10 | 2010 | 0 | 105.1613
flex | geo_advanced_lowtrans | battery_10 | 2012 | 0 | 76.9436
flex | geo_advanced_lowtrans | battery_10 | 2014 | 0 | 133.7537
flex | geo_advanced_lowtrans | battery_10 | 2016 | 0 | 102.8622
flex | geo_advanced_lowtrans | battery_10 | 2018 | 0 | 112.7206
flex | geo_advanced_lowtrans | battery_10 | 2020 | 0 | 116.2116
flex | geo_advanced_lowtrans | battery_10 | 2022 | 0 | 123.1164
flex | geo_advanced_lowtrans | battery_10 | 2024 | 0 | 196.1748
flex | geo_advanced_lowtrans | battery_10 | 2026 | 0 | 226.7201
flex | geo_advanced_lowtrans | battery_10 | 2028 | 0 | 303.0701
flex | geo_advanced_lowtrans | battery_10 | 2030 | 0 | 341.0972
flex | geo_advanced_lowtrans | battery_10 | 2032 | 0 | 372.3406
flex | geo_advanced_lowtrans | battery_10 | 2034 | 0 | 397.1079
flex | geo_advanced_lowtrans | battery_10 | 2036 | 0 | 439.1214
flex | geo_advanced_lowtrans | battery_10 | 2038 | 0.0050939 | 434.5772
flex | geo_advanced_lowtrans | battery_10 | 2040 | 0.0013844 | 500.7667
flex | geo_advanced_lowtrans | battery_10 | 2042 | 0.0019416 | 480.6313
flex | geo_advanced_lowtrans | battery_10 | 2044 | 0.19906 | 502.5519
flex | geo_advanced_lowtrans | battery_10 | 2046 | 0 | 486.7436
flex | geo_advanced_lowtrans | battery_10 | 2048 | 0 | 491.7708
flex | geo_advanced_lowtrans | battery_10 | 2050 | 0 | 452.5814
flex | geo_advanced_lowtrans | pumped-hydro | 2010 | 4.2255 | 105.1613
flex | geo_advanced_lowtrans | pumped-hydro | 2012 | 6.9511 | 76.9436
flex | geo_advanced_lowtrans | pumped-hydro | 2014 | 8.2245 | 133.7537
flex | geo_advanced_lowtrans | pumped-hydro | 2016 | 7.7016 | 102.8622
flex | geo_advanced_lowtrans | pumped-hydro | 2018 | 7.1888 | 112.7206
flex | geo_advanced_lowtrans | pumped-hydro | 2020 | 7.7992 | 116.2116
flex | geo_advanced_lowtrans | pumped-hydro | 2022 | 7.467 | 123.1164
flex | geo_advanced_lowtrans | pumped-hydro | 2024 | 10.7692 | 196.1748
flex | geo_advanced_lowtrans | pumped-hydro | 2026 | 10.2458 | 226.7201
flex | geo_advanced_lowtrans | pumped-hydro | 2028 | 19.782 | 303.0701
flex | geo_advanced_lowtrans | pumped-hydro | 2030 | 56.5584 | 341.0972
flex | geo_advanced_lowtrans | pumped-hydro | 2032 | 89.8585 | 372.3406
flex | geo_advanced_lowtrans | pumped-hydro | 2034 | 95.7369 | 397.1079
flex | geo_advanced_lowtrans | pumped-hydro | 2036 | 91.9695 | 439.1214
flex | geo_advanced_lowtrans | pumped-hydro | 2038 | 92.5797 | 434.5772
flex | geo_advanced_lowtrans | pumped-hydro | 2040 | 89.8494 | 500.7667
flex | geo_advanced_lowtrans | pumped-hydro | 2042 | 72.1169 | 480.6313
flex | geo_advanced_lowtrans | pumped-hydro | 2044 | 95.0389 | 502.5519
flex | geo_advanced_lowtrans | pumped-hydro | 2046 | 86.8902 | 486.7436
flex | geo_advanced_lowtrans | pumped-hydro | 2048 | 79.3492 | 491.7708
flex | geo_advanced_lowtrans | pumped-hydro | 2050 | 66.5501 | 452.5814
reg | geo_advanced_lowtrans | nuclear | 2010 | 0 | 40.8311
reg | geo_advanced_lowtrans | nuclear | 2012 | 0 | 40.6388
reg | geo_advanced_lowtrans | nuclear | 2014 | 0 | 41.4133
reg | geo_advanced_lowtrans | nuclear | 2016 | 0 | 41.7362
reg | geo_advanced_lowtrans | nuclear | 2018 | 0 | 42.5507
reg | geo_advanced_lowtrans | nuclear | 2020 | 0 | 45.569
reg | geo_advanced_lowtrans | nuclear | 2022 | 0 | 47.6788
reg | geo_advanced_lowtrans | nuclear | 2024 | 0 | 52.8941
reg | geo_advanced_lowtrans | nuclear | 2026 | 0 | 56.6156
reg | geo_advanced_lowtrans | nuclear | 2028 | 4.7355e-05 | 60.2876
reg | geo_advanced_lowtrans | nuclear | 2030 | 0 | 64.7494
reg | geo_advanced_lowtrans | nuclear | 2032 | 0 | 66.9849
reg | geo_advanced_lowtrans | nuclear | 2034 | 0 | 70.1135
reg | geo_advanced_lowtrans | nuclear | 2036 | 0 | 73.1889
reg | geo_advanced_lowtrans | nuclear | 2038 | 0.013161 | 76.5549
reg | geo_advanced_lowtrans | nuclear | 2040 | 0.030561 | 80.3982
reg | geo_advanced_lowtrans | nuclear | 2042 | 0 | 82.8962
reg | geo_advanced_lowtrans | nuclear | 2044 | 0.01306 | 84.0188
reg | geo_advanced_lowtrans | nuclear | 2046 | 0 | 84.8049
reg | geo_advanced_lowtrans | nuclear | 2048 | 0 | 85.9742
reg | geo_advanced_lowtrans | nuclear | 2050 | 0 | 87.1436
reg | geo_advanced_lowtrans | coal | 2010 | 0.010721 | 40.8311
reg | geo_advanced_lowtrans | coal | 2012 | 0.16112 | 40.6388
reg | geo_advanced_lowtrans | coal | 2014 | 0.012267 | 41.4133
reg | geo_advanced_lowtrans | coal | 2016 | 0.10917 | 41.7362
reg | geo_advanced_lowtrans | coal | 2018 | 0.1418 | 42.5507
reg | geo_advanced_lowtrans | coal | 2020 | 1.1387 | 45.569
reg | geo_advanced_lowtrans | coal | 2022 | 0.16308 | 47.6788
reg | geo_advanced_lowtrans | coal | 2024 | 0.053601 | 52.8941
reg | geo_advanced_lowtrans | coal | 2026 | 0.050612 | 56.6156
reg | geo_advanced_lowtrans | coal | 2028 | 0.040887 | 60.2876
reg | geo_advanced_lowtrans | coal | 2030 | 0.025852 | 64.7494
reg | geo_advanced_lowtrans | coal | 2032 | 0 | 66.9849
reg | geo_advanced_lowtrans | coal | 2034 | 0.00080069 | 70.1135
reg | geo_advanced_lowtrans | coal | 2036 | 0.00094167 | 73.1889
reg | geo_advanced_lowtrans | coal | 2038 | 0.0051804 | 76.5549
reg | geo_advanced_lowtrans | coal | 2040 | 0 | 80.3982
reg | geo_advanced_lowtrans | coal | 2042 | 0.032065 | 82.8962
reg | geo_advanced_lowtrans | coal | 2044 | 0 | 84.0188
reg | geo_advanced_lowtrans | coal | 2046 | 0.00058695 | 84.8049
reg | geo_advanced_lowtrans | coal | 2048 | 0 | 85.9742
reg | geo_advanced_lowtrans | coal | 2050 | 0 | 87.1436
reg | geo_advanced_lowtrans | gas-cc | 2010 | 4.5439 | 40.8311
reg | geo_advanced_lowtrans | gas-cc | 2012 | 2.6677 | 40.6388
reg | geo_advanced_lowtrans | gas-cc | 2014 | 3.8207 | 41.4133
reg | geo_advanced_lowtrans | gas-cc | 2016 | 1.6864 | 41.7362
reg | geo_advanced_lowtrans | gas-cc | 2018 | 2.6097 | 42.5507
reg | geo_advanced_lowtrans | gas-cc | 2020 | 2.3105 | 45.569
reg | geo_advanced_lowtrans | gas-cc | 2022 | 0.89399 | 47.6788
reg | geo_advanced_lowtrans | gas-cc | 2024 | 0.62456 | 52.8941
reg | geo_advanced_lowtrans | gas-cc | 2026 | 1.296 | 56.6156
reg | geo_advanced_lowtrans | gas-cc | 2028 | 0.96622 | 60.2876
reg | geo_advanced_lowtrans | gas-cc | 2030 | 0.58237 | 64.7494
reg | geo_advanced_lowtrans | gas-cc | 2032 | 0.64022 | 66.9849
reg | geo_advanced_lowtrans | gas-cc | 2034 | 0.29587 | 70.1135
reg | geo_advanced_lowtrans | gas-cc | 2036 | 0.064244 | 73.1889
reg | geo_advanced_lowtrans | gas-cc | 2038 | 0.24479 | 76.5549
reg | geo_advanced_lowtrans | gas-cc | 2040 | 0.083945 | 80.3982
reg | geo_advanced_lowtrans | gas-cc | 2042 | 0.17523 | 82.8962
reg | geo_advanced_lowtrans | gas-cc | 2044 | 0.068444 | 84.0188
reg | geo_advanced_lowtrans | gas-cc | 2046 | 0.13403 | 84.8049
reg | geo_advanced_lowtrans | gas-cc | 2048 | 0.13105 | 85.9742
reg | geo_advanced_lowtrans | gas-cc | 2050 | 0.053605 | 87.1436
reg | geo_advanced_lowtrans | gas-cc-ccs_mod_upgrade | 2010 | 0 | 40.8311
reg | geo_advanced_lowtrans | gas-cc-ccs_mod_upgrade | 2012 | 0 | 40.6388
reg | geo_advanced_lowtrans | gas-cc-ccs_mod_upgrade | 2014 | 0 | 41.4133
reg | geo_advanced_lowtrans | gas-cc-ccs_mod_upgrade | 2016 | 0 | 41.7362
reg | geo_advanced_lowtrans | gas-cc-ccs_mod_upgrade | 2018 | 0 | 42.5507
reg | geo_advanced_lowtrans | gas-cc-ccs_mod_upgrade | 2020 | 0 | 45.569
reg | geo_advanced_lowtrans | gas-cc-ccs_mod_upgrade | 2022 | 0 | 47.6788
reg | geo_advanced_lowtrans | gas-cc-ccs_mod_upgrade | 2024 | 0 | 52.8941
reg | geo_advanced_lowtrans | gas-cc-ccs_mod_upgrade | 2026 | 0 | 56.6156
reg | geo_advanced_lowtrans | gas-cc-ccs_mod_upgrade | 2028 | 0 | 60.2876
reg | geo_advanced_lowtrans | gas-cc-ccs_mod_upgrade | 2030 | 0 | 64.7494
reg | geo_advanced_lowtrans | gas-cc-ccs_mod_upgrade | 2032 | 0 | 66.9849
reg | geo_advanced_lowtrans | gas-cc-ccs_mod_upgrade | 2034 | 0 | 70.1135
reg | geo_advanced_lowtrans | gas-cc-ccs_mod_upgrade | 2036 | 0 | 73.1889
reg | geo_advanced_lowtrans | gas-cc-ccs_mod_upgrade | 2038 | 0 | 76.5549
reg | geo_advanced_lowtrans | gas-cc-ccs_mod_upgrade | 2040 | 0 | 80.3982
reg | geo_advanced_lowtrans | gas-cc-ccs_mod_upgrade | 2042 | 0 | 82.8962
reg | geo_advanced_lowtrans | gas-cc-ccs_mod_upgrade | 2044 | 0 | 84.0188
reg | geo_advanced_lowtrans | gas-cc-ccs_mod_upgrade | 2046 | 0 | 84.8049
reg | geo_advanced_lowtrans | gas-cc-ccs_mod_upgrade | 2048 | 0 | 85.9742
reg | geo_advanced_lowtrans | gas-cc-ccs_mod_upgrade | 2050 | 0 | 87.1436
reg | geo_advanced_lowtrans | gas-ct | 2010 | 6.3405 | 40.8311
reg | geo_advanced_lowtrans | gas-ct | 2012 | 5.053 | 40.6388
reg | geo_advanced_lowtrans | gas-ct | 2014 | 5.653 | 41.4133
reg | geo_advanced_lowtrans | gas-ct | 2016 | 5.1996 | 41.7362
reg | geo_advanced_lowtrans | gas-ct | 2018 | 5.1841 | 42.5507
reg | geo_advanced_lowtrans | gas-ct | 2020 | 7.3055 | 45.569
reg | geo_advanced_lowtrans | gas-ct | 2022 | 3.81 | 47.6788
reg | geo_advanced_lowtrans | gas-ct | 2024 | 4.7263 | 52.8941
reg | geo_advanced_lowtrans | gas-ct | 2026 | 4.7744 | 56.6156
reg | geo_advanced_lowtrans | gas-ct | 2028 | 2.8997 | 60.2876
reg | geo_advanced_lowtrans | gas-ct | 2030 | 1.4651 | 64.7494
reg | geo_advanced_lowtrans | gas-ct | 2032 | 0.82053 | 66.9849
reg | geo_advanced_lowtrans | gas-ct | 2034 | 0.42688 | 70.1135
reg | geo_advanced_lowtrans | gas-ct | 2036 | 0.15984 | 73.1889
reg | geo_advanced_lowtrans | gas-ct | 2038 | 0.68219 | 76.5549
reg | geo_advanced_lowtrans | gas-ct | 2040 | 0.41042 | 80.3982
reg | geo_advanced_lowtrans | gas-ct | 2042 | 0.47402 | 82.8962
reg | geo_advanced_lowtrans | gas-ct | 2044 | 0.24102 | 84.0188
reg | geo_advanced_lowtrans | gas-ct | 2046 | 0.1443 | 84.8049
reg | geo_advanced_lowtrans | gas-ct | 2048 | 0.20272 | 85.9742
reg | geo_advanced_lowtrans | gas-ct | 2050 | 0.2821 | 87.1436
reg | geo_advanced_lowtrans | o-g-s | 2010 | 2.7894 | 40.8311
reg | geo_advanced_lowtrans | o-g-s | 2012 | 3.2705 | 40.6388
reg | geo_advanced_lowtrans | o-g-s | 2014 | 2.8783 | 41.4133
reg | geo_advanced_lowtrans | o-g-s | 2016 | 3.4346 | 41.7362
reg | geo_advanced_lowtrans | o-g-s | 2018 | 1.4293 | 42.5507
reg | geo_advanced_lowtrans | o-g-s | 2020 | 1.9789 | 45.569
reg | geo_advanced_lowtrans | o-g-s | 2022 | 2.8018 | 47.6788
reg | geo_advanced_lowtrans | o-g-s | 2024 | 1.8844 | 52.8941
reg | geo_advanced_lowtrans | o-g-s | 2026 | 1.0272 | 56.6156
reg | geo_advanced_lowtrans | o-g-s | 2028 | 0.74248 | 60.2876
reg | geo_advanced_lowtrans | o-g-s | 2030 | 0.47919 | 64.7494
reg | geo_advanced_lowtrans | o-g-s | 2032 | 0.41576 | 66.9849
reg | geo_advanced_lowtrans | o-g-s | 2034 | 0.21634 | 70.1135
reg | geo_advanced_lowtrans | o-g-s | 2036 | 0.027336 | 73.1889
reg | geo_advanced_lowtrans | o-g-s | 2038 | 0.013391 | 76.5549
reg | geo_advanced_lowtrans | o-g-s | 2040 | 0.034632 | 80.3982
reg | geo_advanced_lowtrans | o-g-s | 2042 | 5.456e-05 | 82.8962
reg | geo_advanced_lowtrans | o-g-s | 2044 | 0 | 84.0188
reg | geo_advanced_lowtrans | o-g-s | 2046 | 0 | 84.8049
reg | geo_advanced_lowtrans | o-g-s | 2048 | 0.002395 | 85.9742
reg | geo_advanced_lowtrans | o-g-s | 2050 | 0.0058404 | 87.1436
reg | geo_advanced_lowtrans | hydro | 2010 | 0.1052 | 40.8311
reg | geo_advanced_lowtrans | hydro | 2012 | 0.050098 | 40.6388
reg | geo_advanced_lowtrans | hydro | 2014 | 0.022233 | 41.4133
reg | geo_advanced_lowtrans | hydro | 2016 | 0.14675 | 41.7362
reg | geo_advanced_lowtrans | hydro | 2018 | 0.053158 | 42.5507
reg | geo_advanced_lowtrans | hydro | 2020 | 0.28216 | 45.569
reg | geo_advanced_lowtrans | hydro | 2022 | 0.28493 | 47.6788
reg | geo_advanced_lowtrans | hydro | 2024 | 0.36373 | 52.8941
reg | geo_advanced_lowtrans | hydro | 2026 | 1.077 | 56.6156
reg | geo_advanced_lowtrans | hydro | 2028 | 1.0484 | 60.2876
reg | geo_advanced_lowtrans | hydro | 2030 | 0.49059 | 64.7494
reg | geo_advanced_lowtrans | hydro | 2032 | 0.26027 | 66.9849
reg | geo_advanced_lowtrans | hydro | 2034 | 0.34277 | 70.1135
reg | geo_advanced_lowtrans | hydro | 2036 | 0.32057 | 73.1889
reg | geo_advanced_lowtrans | hydro | 2038 | 0.42245 | 76.5549
reg | geo_advanced_lowtrans | hydro | 2040 | 0.39366 | 80.3982
reg | geo_advanced_lowtrans | hydro | 2042 | 0.43945 | 82.8962
reg | geo_advanced_lowtrans | hydro | 2044 | 0.12468 | 84.0188
reg | geo_advanced_lowtrans | hydro | 2046 | 0.11298 | 84.8049
reg | geo_advanced_lowtrans | hydro | 2048 | 0.054188 | 85.9742
reg | geo_advanced_lowtrans | hydro | 2050 | 0.0072215 | 87.1436
reg | geo_advanced_lowtrans | geothermal | 2010 | 0 | 40.8311
reg | geo_advanced_lowtrans | geothermal | 2012 | 0 | 40.6388
reg | geo_advanced_lowtrans | geothermal | 2014 | 0 | 41.4133
reg | geo_advanced_lowtrans | geothermal | 2016 | 0 | 41.7362
reg | geo_advanced_lowtrans | geothermal | 2018 | 0 | 42.5507
reg | geo_advanced_lowtrans | geothermal | 2020 | 0 | 45.569
reg | geo_advanced_lowtrans | geothermal | 2022 | 0 | 47.6788
reg | geo_advanced_lowtrans | geothermal | 2024 | 0 | 52.8941
reg | geo_advanced_lowtrans | geothermal | 2026 | 0 | 56.6156
reg | geo_advanced_lowtrans | geothermal | 2028 | 0 | 60.2876
reg | geo_advanced_lowtrans | geothermal | 2030 | 0 | 64.7494
reg | geo_advanced_lowtrans | geothermal | 2032 | 0 | 66.9849
reg | geo_advanced_lowtrans | geothermal | 2034 | 0 | 70.1135
reg | geo_advanced_lowtrans | geothermal | 2036 | 0 | 73.1889
reg | geo_advanced_lowtrans | geothermal | 2038 | 0 | 76.5549
reg | geo_advanced_lowtrans | geothermal | 2040 | 0 | 80.3982
reg | geo_advanced_lowtrans | geothermal | 2042 | 0 | 82.8962
reg | geo_advanced_lowtrans | geothermal | 2044 | 0 | 84.0188
reg | geo_advanced_lowtrans | geothermal | 2046 | 0 | 84.8049
reg | geo_advanced_lowtrans | geothermal | 2048 | 0 | 85.9742
reg | geo_advanced_lowtrans | geothermal | 2050 | 0 | 87.1436
reg | geo_advanced_lowtrans | biopower | 2010 | 0.46799 | 40.8311
reg | geo_advanced_lowtrans | biopower | 2012 | 0.26395 | 40.6388
reg | geo_advanced_lowtrans | biopower | 2014 | 0.30688 | 41.4133
reg | geo_advanced_lowtrans | biopower | 2016 | 0.27307 | 41.7362
reg | geo_advanced_lowtrans | biopower | 2018 | 0.19532 | 42.5507
reg | geo_advanced_lowtrans | biopower | 2020 | 0.087242 | 45.569
reg | geo_advanced_lowtrans | biopower | 2022 | 0.1384 | 47.6788
reg | geo_advanced_lowtrans | biopower | 2024 | 0.24858 | 52.8941
reg | geo_advanced_lowtrans | biopower | 2026 | 0.20725 | 56.6156
reg | geo_advanced_lowtrans | biopower | 2028 | 0.095558 | 60.2876
reg | geo_advanced_lowtrans | biopower | 2030 | 0.018809 | 64.7494
reg | geo_advanced_lowtrans | biopower | 2032 | 0.0030018 | 66.9849
reg | geo_advanced_lowtrans | biopower | 2034 | 0.0045951 | 70.1135
reg | geo_advanced_lowtrans | biopower | 2036 | 0.0013748 | 73.1889
reg | geo_advanced_lowtrans | biopower | 2038 | 0.0038203 | 76.5549
reg | geo_advanced_lowtrans | biopower | 2040 | 0.0036164 | 80.3982
reg | geo_advanced_lowtrans | biopower | 2042 | 0.0038975 | 82.8962
reg | geo_advanced_lowtrans | biopower | 2044 | 0.0010745 | 84.0188
reg | geo_advanced_lowtrans | biopower | 2046 | 0 | 84.8049
reg | geo_advanced_lowtrans | biopower | 2048 | 0.0015083 | 85.9742
reg | geo_advanced_lowtrans | biopower | 2050 | 0.0038974 | 87.1436
reg | geo_advanced_lowtrans | lfill-gas | 2010 | 0.0011658 | 40.8311
reg | geo_advanced_lowtrans | lfill-gas | 2012 | 0 | 40.6388
reg | geo_advanced_lowtrans | lfill-gas | 2014 | 0 | 41.4133
reg | geo_advanced_lowtrans | lfill-gas | 2016 | 0.00051814 | 41.7362
reg | geo_advanced_lowtrans | lfill-gas | 2018 | 0.0013439 | 42.5507
reg | geo_advanced_lowtrans | lfill-gas | 2020 | 0.0068499 | 45.569
reg | geo_advanced_lowtrans | lfill-gas | 2022 | 0.0043211 | 47.6788
reg | geo_advanced_lowtrans | lfill-gas | 2024 | 0.025108 | 52.8941
reg | geo_advanced_lowtrans | lfill-gas | 2026 | 0.011152 | 56.6156
reg | geo_advanced_lowtrans | lfill-gas | 2028 | 0.0026706 | 60.2876
reg | geo_advanced_lowtrans | lfill-gas | 2030 | 0.01317 | 64.7494
reg | geo_advanced_lowtrans | lfill-gas | 2032 | 0.00096824 | 66.9849
reg | geo_advanced_lowtrans | lfill-gas | 2034 | 0.00056133 | 70.1135
reg | geo_advanced_lowtrans | lfill-gas | 2036 | 0.0026242 | 73.1889
reg | geo_advanced_lowtrans | lfill-gas | 2038 | 0.028004 | 76.5549
reg | geo_advanced_lowtrans | lfill-gas | 2040 | 0.03836 | 80.3982
reg | geo_advanced_lowtrans | lfill-gas | 2042 | 0.021154 | 82.8962
reg | geo_advanced_lowtrans | lfill-gas | 2044 | 0.032748 | 84.0188
reg | geo_advanced_lowtrans | lfill-gas | 2046 | 0.0017705 | 84.8049
reg | geo_advanced_lowtrans | lfill-gas | 2048 | 0 | 85.9742
reg | geo_advanced_lowtrans | lfill-gas | 2050 | 2.2e-05 | 87.1436
reg | geo_advanced_lowtrans | pvb | 2010 | 0 | 40.8311
reg | geo_advanced_lowtrans | pvb | 2012 | 0.0025622 | 40.6388
reg | geo_advanced_lowtrans | pvb | 2014 | 0.019339 | 41.4133
reg | geo_advanced_lowtrans | pvb | 2016 | 0.46341 | 41.7362
reg | geo_advanced_lowtrans | pvb | 2018 | 0.60152 | 42.5507
reg | geo_advanced_lowtrans | pvb | 2020 | 1.256 | 45.569
reg | geo_advanced_lowtrans | pvb | 2022 | 2.6772 | 47.6788
reg | geo_advanced_lowtrans | pvb | 2024 | 3.1886 | 52.8941
reg | geo_advanced_lowtrans | pvb | 2026 | 2.0222 | 56.6156
reg | geo_advanced_lowtrans | pvb | 2028 | 1.1163 | 60.2876
reg | geo_advanced_lowtrans | pvb | 2030 | 0.91533 | 64.7494
reg | geo_advanced_lowtrans | pvb | 2032 | 0.44173 | 66.9849
reg | geo_advanced_lowtrans | pvb | 2034 | 0.45646 | 70.1135
reg | geo_advanced_lowtrans | pvb | 2036 | 0.3499 | 73.1889
reg | geo_advanced_lowtrans | pvb | 2038 | 0.8026 | 76.5549
reg | geo_advanced_lowtrans | pvb | 2040 | 1.1459 | 80.3982
reg | geo_advanced_lowtrans | pvb | 2042 | 1.3259 | 82.8962
reg | geo_advanced_lowtrans | pvb | 2044 | 1.4539 | 84.0188
reg | geo_advanced_lowtrans | pvb | 2046 | 0.88675 | 84.8049
reg | geo_advanced_lowtrans | pvb | 2048 | 1.7772 | 85.9742
reg | geo_advanced_lowtrans | pvb | 2050 | 3.0586 | 87.1436
reg | geo_advanced_lowtrans | battery_2 | 2010 | 0.03926 | 40.8311
reg | geo_advanced_lowtrans | battery_2 | 2012 | 0.17807 | 40.6388
reg | geo_advanced_lowtrans | battery_2 | 2014 | 0.2968 | 41.4133
reg | geo_advanced_lowtrans | battery_2 | 2016 | 0.71888 | 41.7362
reg | geo_advanced_lowtrans | battery_2 | 2018 | 1.1158 | 42.5507
reg | geo_advanced_lowtrans | battery_2 | 2020 | 1.5627 | 45.569
reg | geo_advanced_lowtrans | battery_2 | 2022 | 6.5411 | 47.6788
reg | geo_advanced_lowtrans | battery_2 | 2024 | 16.1758 | 52.8941
reg | geo_advanced_lowtrans | battery_2 | 2026 | 16.1389 | 56.6156
reg | geo_advanced_lowtrans | battery_2 | 2028 | 14.7811 | 60.2876
reg | geo_advanced_lowtrans | battery_2 | 2030 | 10.6025 | 64.7494
reg | geo_advanced_lowtrans | battery_2 | 2032 | 11.2491 | 66.9849
reg | geo_advanced_lowtrans | battery_2 | 2034 | 15.2448 | 70.1135
reg | geo_advanced_lowtrans | battery_2 | 2036 | 7.8928 | 73.1889
reg | geo_advanced_lowtrans | battery_2 | 2038 | 2.963 | 76.5549
reg | geo_advanced_lowtrans | battery_2 | 2040 | 3.7603 | 80.3982
reg | geo_advanced_lowtrans | battery_2 | 2042 | 6.3619 | 82.8962
reg | geo_advanced_lowtrans | battery_2 | 2044 | 3.2496 | 84.0188
reg | geo_advanced_lowtrans | battery_2 | 2046 | 10.2139 | 84.8049
reg | geo_advanced_lowtrans | battery_2 | 2048 | 9.4239 | 85.9742
reg | geo_advanced_lowtrans | battery_2 | 2050 | 16.026 | 87.1436
reg | geo_advanced_lowtrans | battery_4 | 2010 | 0 | 40.8311
reg | geo_advanced_lowtrans | battery_4 | 2012 | 0.011197 | 40.6388
reg | geo_advanced_lowtrans | battery_4 | 2014 | 0.055916 | 41.4133
reg | geo_advanced_lowtrans | battery_4 | 2016 | 0.5765 | 41.7362
reg | geo_advanced_lowtrans | battery_4 | 2018 | 1.1941 | 42.5507
reg | geo_advanced_lowtrans | battery_4 | 2020 | 2.6122 | 45.569
reg | geo_advanced_lowtrans | battery_4 | 2022 | 3.0925 | 47.6788
reg | geo_advanced_lowtrans | battery_4 | 2024 | 6.0974 | 52.8941
reg | geo_advanced_lowtrans | battery_4 | 2026 | 14.9131 | 56.6156
reg | geo_advanced_lowtrans | battery_4 | 2028 | 30.0431 | 60.2876
reg | geo_advanced_lowtrans | battery_4 | 2030 | 26.6261 | 64.7494
reg | geo_advanced_lowtrans | battery_4 | 2032 | 27.8811 | 66.9849
reg | geo_advanced_lowtrans | battery_4 | 2034 | 21.9222 | 70.1135
reg | geo_advanced_lowtrans | battery_4 | 2036 | 42.7915 | 73.1889
reg | geo_advanced_lowtrans | battery_4 | 2038 | 35.9444 | 76.5549
reg | geo_advanced_lowtrans | battery_4 | 2040 | 30.4733 | 80.3982
reg | geo_advanced_lowtrans | battery_4 | 2042 | 31.7523 | 82.8962
reg | geo_advanced_lowtrans | battery_4 | 2044 | 31.9625 | 84.0188
reg | geo_advanced_lowtrans | battery_4 | 2046 | 20.343 | 84.8049
reg | geo_advanced_lowtrans | battery_4 | 2048 | 23.316 | 85.9742
reg | geo_advanced_lowtrans | battery_4 | 2050 | 44.5509 | 87.1436
reg | geo_advanced_lowtrans | battery_6 | 2010 | 0 | 40.8311
reg | geo_advanced_lowtrans | battery_6 | 2012 | 0 | 40.6388
reg | geo_advanced_lowtrans | battery_6 | 2014 | 0 | 41.4133
reg | geo_advanced_lowtrans | battery_6 | 2016 | 0 | 41.7362
reg | geo_advanced_lowtrans | battery_6 | 2018 | 0 | 42.5507
reg | geo_advanced_lowtrans | battery_6 | 2020 | 0 | 45.569
reg | geo_advanced_lowtrans | battery_6 | 2022 | 0.14797 | 47.6788
reg | geo_advanced_lowtrans | battery_6 | 2024 | 1.8761 | 52.8941
reg | geo_advanced_lowtrans | battery_6 | 2026 | 2.3226 | 56.6156
reg | geo_advanced_lowtrans | battery_6 | 2028 | 5.9556 | 60.2876
reg | geo_advanced_lowtrans | battery_6 | 2030 | 22.3925 | 64.7494
reg | geo_advanced_lowtrans | battery_6 | 2032 | 22.8854 | 66.9849
reg | geo_advanced_lowtrans | battery_6 | 2034 | 21.9321 | 70.1135
reg | geo_advanced_lowtrans | battery_6 | 2036 | 16.7514 | 73.1889
reg | geo_advanced_lowtrans | battery_6 | 2038 | 23.5236 | 76.5549
reg | geo_advanced_lowtrans | battery_6 | 2040 | 41.9433 | 80.3982
reg | geo_advanced_lowtrans | battery_6 | 2042 | 39.4184 | 82.8962
reg | geo_advanced_lowtrans | battery_6 | 2044 | 41.9832 | 84.0188
reg | geo_advanced_lowtrans | battery_6 | 2046 | 41.4236 | 84.8049
reg | geo_advanced_lowtrans | battery_6 | 2048 | 44.7289 | 85.9742
reg | geo_advanced_lowtrans | battery_6 | 2050 | 21.3295 | 87.1436
reg | geo_advanced_lowtrans | battery_8 | 2010 | 0 | 40.8311
reg | geo_advanced_lowtrans | battery_8 | 2012 | 0 | 40.6388
reg | geo_advanced_lowtrans | battery_8 | 2014 | 0 | 41.4133
reg | geo_advanced_lowtrans | battery_8 | 2016 | 0 | 41.7362
reg | geo_advanced_lowtrans | battery_8 | 2018 | 0 | 42.5507
reg | geo_advanced_lowtrans | battery_8 | 2020 | 0 | 45.569
reg | geo_advanced_lowtrans | battery_8 | 2022 | 0 | 47.6788
reg | geo_advanced_lowtrans | battery_8 | 2024 | 0 | 52.8941
reg | geo_advanced_lowtrans | battery_8 | 2026 | 0 | 56.6156
reg | geo_advanced_lowtrans | battery_8 | 2028 | 0 | 60.2876
reg | geo_advanced_lowtrans | battery_8 | 2030 | 1.0483 | 64.7494
reg | geo_advanced_lowtrans | battery_8 | 2032 | 2.0547 | 66.9849
reg | geo_advanced_lowtrans | battery_8 | 2034 | 9.2702 | 70.1135
reg | geo_advanced_lowtrans | battery_8 | 2036 | 4.8159 | 73.1889
reg | geo_advanced_lowtrans | battery_8 | 2038 | 11.9035 | 76.5549
reg | geo_advanced_lowtrans | battery_8 | 2040 | 1.993 | 80.3982
reg | geo_advanced_lowtrans | battery_8 | 2042 | 2.8796 | 82.8962
reg | geo_advanced_lowtrans | battery_8 | 2044 | 4.759 | 84.0188
reg | geo_advanced_lowtrans | battery_8 | 2046 | 11.3413 | 84.8049
reg | geo_advanced_lowtrans | battery_8 | 2048 | 6.203 | 85.9742
reg | geo_advanced_lowtrans | battery_8 | 2050 | 1.6315 | 87.1436
reg | geo_advanced_lowtrans | battery_10 | 2010 | 0 | 40.8311
reg | geo_advanced_lowtrans | battery_10 | 2012 | 0 | 40.6388
reg | geo_advanced_lowtrans | battery_10 | 2014 | 0 | 41.4133
reg | geo_advanced_lowtrans | battery_10 | 2016 | 0 | 41.7362
reg | geo_advanced_lowtrans | battery_10 | 2018 | 0 | 42.5507
reg | geo_advanced_lowtrans | battery_10 | 2020 | 0 | 45.569
reg | geo_advanced_lowtrans | battery_10 | 2022 | 0 | 47.6788
reg | geo_advanced_lowtrans | battery_10 | 2024 | 0 | 52.8941
reg | geo_advanced_lowtrans | battery_10 | 2026 | 0 | 56.6156
reg | geo_advanced_lowtrans | battery_10 | 2028 | 0 | 60.2876
reg | geo_advanced_lowtrans | battery_10 | 2030 | 0 | 64.7494
reg | geo_advanced_lowtrans | battery_10 | 2032 | 0 | 66.9849
reg | geo_advanced_lowtrans | battery_10 | 2034 | 0 | 70.1135
reg | geo_advanced_lowtrans | battery_10 | 2036 | 0.010432 | 73.1889
reg | geo_advanced_lowtrans | battery_10 | 2038 | 0.0047247 | 76.5549
reg | geo_advanced_lowtrans | battery_10 | 2040 | 0.087284 | 80.3982
reg | geo_advanced_lowtrans | battery_10 | 2042 | 0.012245 | 82.8962
reg | geo_advanced_lowtrans | battery_10 | 2044 | 0.12959 | 84.0188
reg | geo_advanced_lowtrans | battery_10 | 2046 | 0.20268 | 84.8049
reg | geo_advanced_lowtrans | battery_10 | 2048 | 0.1334 | 85.9742
reg | geo_advanced_lowtrans | battery_10 | 2050 | 0.16544 | 87.1436
reg | geo_advanced_lowtrans | pumped-hydro | 2010 | 26.533 | 40.8311
reg | geo_advanced_lowtrans | pumped-hydro | 2012 | 28.9806 | 40.6388
reg | geo_advanced_lowtrans | pumped-hydro | 2014 | 28.3479 | 41.4133
reg | geo_advanced_lowtrans | pumped-hydro | 2016 | 29.1273 | 41.7362
reg | geo_advanced_lowtrans | pumped-hydro | 2018 | 30.0247 | 42.5507
reg | geo_advanced_lowtrans | pumped-hydro | 2020 | 27.0283 | 45.569
reg | geo_advanced_lowtrans | pumped-hydro | 2022 | 27.1236 | 47.6788
reg | geo_advanced_lowtrans | pumped-hydro | 2024 | 17.6298 | 52.8941
reg | geo_advanced_lowtrans | pumped-hydro | 2026 | 12.7751 | 56.6156
reg | geo_advanced_lowtrans | pumped-hydro | 2028 | 2.5954 | 60.2876
reg | geo_advanced_lowtrans | pumped-hydro | 2030 | 0.089583 | 64.7494
reg | geo_advanced_lowtrans | pumped-hydro | 2032 | 0.33215 | 66.9849
reg | geo_advanced_lowtrans | pumped-hydro | 2034 | 0 | 70.1135
reg | geo_advanced_lowtrans | pumped-hydro | 2036 | 0 | 73.1889
reg | geo_advanced_lowtrans | pumped-hydro | 2038 | 0 | 76.5549
reg | geo_advanced_lowtrans | pumped-hydro | 2040 | 0 | 80.3982
reg | geo_advanced_lowtrans | pumped-hydro | 2042 | 0 | 82.8962
reg | geo_advanced_lowtrans | pumped-hydro | 2044 | 0 | 84.0188
reg | geo_advanced_lowtrans | pumped-hydro | 2046 | 0 | 84.8049
reg | geo_advanced_lowtrans | pumped-hydro | 2048 | 0 | 85.9742
reg | geo_advanced_lowtrans | pumped-hydro | 2050 | 0.028987 | 87.1436
spin | geo_advanced_lowtrans | nuclear | 2010 | 0.30747 | 132.9724
spin | geo_advanced_lowtrans | nuclear | 2012 | 0.53108 | 145.5759
spin | geo_advanced_lowtrans | nuclear | 2014 | 0.33987 | 141.4199
spin | geo_advanced_lowtrans | nuclear | 2016 | 0.79985 | 135.0218
spin | geo_advanced_lowtrans | nuclear | 2018 | 1.0103 | 130.5016
spin | geo_advanced_lowtrans | nuclear | 2020 | 1.0666 | 146.8201
spin | geo_advanced_lowtrans | nuclear | 2022 | 1.9874 | 142.9208
spin | geo_advanced_lowtrans | nuclear | 2024 | 4.4261 | 138.4804
spin | geo_advanced_lowtrans | nuclear | 2026 | 2.1163 | 144.8818
spin | geo_advanced_lowtrans | nuclear | 2028 | 1.7517 | 166.1794
spin | geo_advanced_lowtrans | nuclear | 2030 | 3.1844 | 151.4237
spin | geo_advanced_lowtrans | nuclear | 2032 | 4.2842 | 166.4565
spin | geo_advanced_lowtrans | nuclear | 2034 | 2.6723 | 172.7822
spin | geo_advanced_lowtrans | nuclear | 2036 | 2.8802 | 187.914
spin | geo_advanced_lowtrans | nuclear | 2038 | 2.4689 | 177.4538
spin | geo_advanced_lowtrans | nuclear | 2040 | 4.5527 | 277.3003
spin | geo_advanced_lowtrans | nuclear | 2042 | 1.4177 | 217.8848
spin | geo_advanced_lowtrans | nuclear | 2044 | 3.472 | 282.6853
spin | geo_advanced_lowtrans | nuclear | 2046 | 1.4361 | 239.1743
spin | geo_advanced_lowtrans | nuclear | 2048 | 0.88951 | 286.9254
spin | geo_advanced_lowtrans | nuclear | 2050 | 0.37137 | 205.6039
spin | geo_advanced_lowtrans | coal | 2010 | 11.8037 | 132.9724
spin | geo_advanced_lowtrans | coal | 2012 | 7.9721 | 145.5759
spin | geo_advanced_lowtrans | coal | 2014 | 8.8608 | 141.4199
spin | geo_advanced_lowtrans | coal | 2016 | 6.4012 | 135.0218
spin | geo_advanced_lowtrans | coal | 2018 | 3.0059 | 130.5016
spin | geo_advanced_lowtrans | coal | 2020 | 5.7362 | 146.8201
spin | geo_advanced_lowtrans | coal | 2022 | 4.6371 | 142.9208
spin | geo_advanced_lowtrans | coal | 2024 | 6.9426 | 138.4804
spin | geo_advanced_lowtrans | coal | 2026 | 6.5853 | 144.8818
spin | geo_advanced_lowtrans | coal | 2028 | 7.0693 | 166.1794
spin | geo_advanced_lowtrans | coal | 2030 | 5.401 | 151.4237
spin | geo_advanced_lowtrans | coal | 2032 | 3.7574 | 166.4565
spin | geo_advanced_lowtrans | coal | 2034 | 2.8646 | 172.7822
spin | geo_advanced_lowtrans | coal | 2036 | 1.6973 | 187.914
spin | geo_advanced_lowtrans | coal | 2038 | 1.845 | 177.4538
spin | geo_advanced_lowtrans | coal | 2040 | 2.2821 | 277.3003
spin | geo_advanced_lowtrans | coal | 2042 | 1.6937 | 217.8848
spin | geo_advanced_lowtrans | coal | 2044 | 1.3628 | 282.6853
spin | geo_advanced_lowtrans | coal | 2046 | 0.89287 | 239.1743
spin | geo_advanced_lowtrans | coal | 2048 | 0.0067365 | 286.9254
spin | geo_advanced_lowtrans | coal | 2050 | 0.26868 | 205.6039
spin | geo_advanced_lowtrans | gas-cc | 2010 | 18.4322 | 132.9724
spin | geo_advanced_lowtrans | gas-cc | 2012 | 21.7818 | 145.5759
spin | geo_advanced_lowtrans | gas-cc | 2014 | 20.2722 | 141.4199
spin | geo_advanced_lowtrans | gas-cc | 2016 | 21.5539 | 135.0218
spin | geo_advanced_lowtrans | gas-cc | 2018 | 25.7158 | 130.5016
spin | geo_advanced_lowtrans | gas-cc | 2020 | 26.6308 | 146.8201
spin | geo_advanced_lowtrans | gas-cc | 2022 | 26.4321 | 142.9208
spin | geo_advanced_lowtrans | gas-cc | 2024 | 24.8998 | 138.4804
spin | geo_advanced_lowtrans | gas-cc | 2026 | 26.7266 | 144.8818
spin | geo_advanced_lowtrans | gas-cc | 2028 | 21.0989 | 166.1794
spin | geo_advanced_lowtrans | gas-cc | 2030 | 14.0032 | 151.4237
spin | geo_advanced_lowtrans | gas-cc | 2032 | 7.2004 | 166.4565
spin | geo_advanced_lowtrans | gas-cc | 2034 | 4.5872 | 172.7822
spin | geo_advanced_lowtrans | gas-cc | 2036 | 3.063 | 187.914
spin | geo_advanced_lowtrans | gas-cc | 2038 | 4.4778 | 177.4538
spin | geo_advanced_lowtrans | gas-cc | 2040 | 4.7166 | 277.3003
spin | geo_advanced_lowtrans | gas-cc | 2042 | 4.2471 | 217.8848
spin | geo_advanced_lowtrans | gas-cc | 2044 | 4.1184 | 282.6853
spin | geo_advanced_lowtrans | gas-cc | 2046 | 2.6471 | 239.1743
spin | geo_advanced_lowtrans | gas-cc | 2048 | 1.3659 | 286.9254
spin | geo_advanced_lowtrans | gas-cc | 2050 | 1.61 | 205.6039
spin | geo_advanced_lowtrans | gas-cc-ccs_mod_upgrade | 2010 | 0 | 132.9724
spin | geo_advanced_lowtrans | gas-cc-ccs_mod_upgrade | 2012 | 0 | 145.5759
spin | geo_advanced_lowtrans | gas-cc-ccs_mod_upgrade | 2014 | 0 | 141.4199
spin | geo_advanced_lowtrans | gas-cc-ccs_mod_upgrade | 2016 | 0 | 135.0218
spin | geo_advanced_lowtrans | gas-cc-ccs_mod_upgrade | 2018 | 0 | 130.5016
spin | geo_advanced_lowtrans | gas-cc-ccs_mod_upgrade | 2020 | 0 | 146.8201
spin | geo_advanced_lowtrans | gas-cc-ccs_mod_upgrade | 2022 | 0 | 142.9208
spin | geo_advanced_lowtrans | gas-cc-ccs_mod_upgrade | 2024 | 0 | 138.4804
spin | geo_advanced_lowtrans | gas-cc-ccs_mod_upgrade | 2026 | 0 | 144.8818
spin | geo_advanced_lowtrans | gas-cc-ccs_mod_upgrade | 2028 | 0 | 166.1794
spin | geo_advanced_lowtrans | gas-cc-ccs_mod_upgrade | 2030 | 0 | 151.4237
spin | geo_advanced_lowtrans | gas-cc-ccs_mod_upgrade | 2032 | 0 | 166.4565
spin | geo_advanced_lowtrans | gas-cc-ccs_mod_upgrade | 2034 | 0 | 172.7822
spin | geo_advanced_lowtrans | gas-cc-ccs_mod_upgrade | 2036 | 0 | 187.914
spin | geo_advanced_lowtrans | gas-cc-ccs_mod_upgrade | 2038 | 0 | 177.4538
spin | geo_advanced_lowtrans | gas-cc-ccs_mod_upgrade | 2040 | 0.097558 | 277.3003
spin | geo_advanced_lowtrans | gas-cc-ccs_mod_upgrade | 2042 | 0.057642 | 217.8848
spin | geo_advanced_lowtrans | gas-cc-ccs_mod_upgrade | 2044 | 0.068933 | 282.6853
spin | geo_advanced_lowtrans | gas-cc-ccs_mod_upgrade | 2046 | 0.16842 | 239.1743
spin | geo_advanced_lowtrans | gas-cc-ccs_mod_upgrade | 2048 | 0.056221 | 286.9254
spin | geo_advanced_lowtrans | gas-cc-ccs_mod_upgrade | 2050 | 0.077496 | 205.6039
spin | geo_advanced_lowtrans | gas-ct | 2010 | 0.22087 | 132.9724
spin | geo_advanced_lowtrans | gas-ct | 2012 | 0.42425 | 145.5759
spin | geo_advanced_lowtrans | gas-ct | 2014 | 0.25464 | 141.4199
spin | geo_advanced_lowtrans | gas-ct | 2016 | 0.42496 | 135.0218
spin | geo_advanced_lowtrans | gas-ct | 2018 | 1.1977 | 130.5016
spin | geo_advanced_lowtrans | gas-ct | 2020 | 2.3268 | 146.8201
spin | geo_advanced_lowtrans | gas-ct | 2022 | 0.47918 | 142.9208
spin | geo_advanced_lowtrans | gas-ct | 2024 | 0.13867 | 138.4804
spin | geo_advanced_lowtrans | gas-ct | 2026 | 0.12845 | 144.8818
spin | geo_advanced_lowtrans | gas-ct | 2028 | 0.089099 | 166.1794
spin | geo_advanced_lowtrans | gas-ct | 2030 | 0.12486 | 151.4237
spin | geo_advanced_lowtrans | gas-ct | 2032 | 0.10323 | 166.4565
spin | geo_advanced_lowtrans | gas-ct | 2034 | 0.26101 | 172.7822
spin | geo_advanced_lowtrans | gas-ct | 2036 | 0.000256 | 187.914
spin | geo_advanced_lowtrans | gas-ct | 2038 | 0.0619 | 177.4538
spin | geo_advanced_lowtrans | gas-ct | 2040 | 0 | 277.3003
spin | geo_advanced_lowtrans | gas-ct | 2042 | 0.0034986 | 217.8848
spin | geo_advanced_lowtrans | gas-ct | 2044 | 0.0051538 | 282.6853
spin | geo_advanced_lowtrans | gas-ct | 2046 | 0.03199 | 239.1743
spin | geo_advanced_lowtrans | gas-ct | 2048 | 0.044613 | 286.9254
spin | geo_advanced_lowtrans | gas-ct | 2050 | 0.044386 | 205.6039
spin | geo_advanced_lowtrans | o-g-s | 2010 | 0.8324 | 132.9724
spin | geo_advanced_lowtrans | o-g-s | 2012 | 2.3337 | 145.5759
spin | geo_advanced_lowtrans | o-g-s | 2014 | 0.6569 | 141.4199
spin | geo_advanced_lowtrans | o-g-s | 2016 | 2.4518 | 135.0218
spin | geo_advanced_lowtrans | o-g-s | 2018 | 0.50672 | 130.5016
spin | geo_advanced_lowtrans | o-g-s | 2020 | 0.7607 | 146.8201
spin | geo_advanced_lowtrans | o-g-s | 2022 | 0.22868 | 142.9208
spin | geo_advanced_lowtrans | o-g-s | 2024 | 0.32271 | 138.4804
spin | geo_advanced_lowtrans | o-g-s | 2026 | 0.29968 | 144.8818
spin | geo_advanced_lowtrans | o-g-s | 2028 | 0.041331 | 166.1794
spin | geo_advanced_lowtrans | o-g-s | 2030 | 0.20092 | 151.4237
spin | geo_advanced_lowtrans | o-g-s | 2032 | 0.29612 | 166.4565
spin | geo_advanced_lowtrans | o-g-s | 2034 | 0.18812 | 172.7822
spin | geo_advanced_lowtrans | o-g-s | 2036 | 0 | 187.914
spin | geo_advanced_lowtrans | o-g-s | 2038 | 9.5874e-05 | 177.4538
spin | geo_advanced_lowtrans | o-g-s | 2040 | 0 | 277.3003
spin | geo_advanced_lowtrans | o-g-s | 2042 | 0 | 217.8848
spin | geo_advanced_lowtrans | o-g-s | 2044 | 0 | 282.6853
spin | geo_advanced_lowtrans | o-g-s | 2046 | 0.0021033 | 239.1743
spin | geo_advanced_lowtrans | o-g-s | 2048 | 0 | 286.9254
spin | geo_advanced_lowtrans | o-g-s | 2050 | 0 | 205.6039
spin | geo_advanced_lowtrans | hydro | 2010 | 52.2221 | 132.9724
spin | geo_advanced_lowtrans | hydro | 2012 | 50.63 | 145.5759
spin | geo_advanced_lowtrans | hydro | 2014 | 50.2491 | 141.4199
spin | geo_advanced_lowtrans | hydro | 2016 | 47.3616 | 135.0218
spin | geo_advanced_lowtrans | hydro | 2018 | 49.6859 | 130.5016
spin | geo_advanced_lowtrans | hydro | 2020 | 57.9459 | 146.8201
spin | geo_advanced_lowtrans | hydro | 2022 | 53.3137 | 142.9208
spin | geo_advanced_lowtrans | hydro | 2024 | 44.0489 | 138.4804
spin | geo_advanced_lowtrans | hydro | 2026 | 50.3593 | 144.8818
spin | geo_advanced_lowtrans | hydro | 2028 | 51.5968 | 166.1794
spin | geo_advanced_lowtrans | hydro | 2030 | 42.829 | 151.4237
spin | geo_advanced_lowtrans | hydro | 2032 | 38.8867 | 166.4565
spin | geo_advanced_lowtrans | hydro | 2034 | 38.0552 | 172.7822
spin | geo_advanced_lowtrans | hydro | 2036 | 42.0196 | 187.914
spin | geo_advanced_lowtrans | hydro | 2038 | 42.2934 | 177.4538
spin | geo_advanced_lowtrans | hydro | 2040 | 59.0657 | 277.3003
spin | geo_advanced_lowtrans | hydro | 2042 | 38.2024 | 217.8848
spin | geo_advanced_lowtrans | hydro | 2044 | 48.3286 | 282.6853
spin | geo_advanced_lowtrans | hydro | 2046 | 42.4053 | 239.1743
spin | geo_advanced_lowtrans | hydro | 2048 | 56.6561 | 286.9254
spin | geo_advanced_lowtrans | hydro | 2050 | 27.6623 | 205.6039
spin | geo_advanced_lowtrans | geothermal | 2010 | 0 | 132.9724
spin | geo_advanced_lowtrans | geothermal | 2012 | 0 | 145.5759
spin | geo_advanced_lowtrans | geothermal | 2014 | 0 | 141.4199
spin | geo_advanced_lowtrans | geothermal | 2016 | 0 | 135.0218
spin | geo_advanced_lowtrans | geothermal | 2018 | 0 | 130.5016
spin | geo_advanced_lowtrans | geothermal | 2020 | 0 | 146.8201
spin | geo_advanced_lowtrans | geothermal | 2022 | 0 | 142.9208
spin | geo_advanced_lowtrans | geothermal | 2024 | 0 | 138.4804
spin | geo_advanced_lowtrans | geothermal | 2026 | 0 | 144.8818
spin | geo_advanced_lowtrans | geothermal | 2028 | 0 | 166.1794
spin | geo_advanced_lowtrans | geothermal | 2030 | 0 | 151.4237
spin | geo_advanced_lowtrans | geothermal | 2032 | 0.010252 | 166.4565
spin | geo_advanced_lowtrans | geothermal | 2034 | 0 | 172.7822
spin | geo_advanced_lowtrans | geothermal | 2036 | 0 | 187.914
spin | geo_advanced_lowtrans | geothermal | 2038 | 0.090015 | 177.4538
spin | geo_advanced_lowtrans | geothermal | 2040 | 0.01959 | 277.3003
spin | geo_advanced_lowtrans | geothermal | 2042 | 0.059258 | 217.8848
spin | geo_advanced_lowtrans | geothermal | 2044 | 0.02271 | 282.6853
spin | geo_advanced_lowtrans | geothermal | 2046 | 0.24036 | 239.1743
spin | geo_advanced_lowtrans | geothermal | 2048 | 0.018654 | 286.9254
spin | geo_advanced_lowtrans | geothermal | 2050 | 0.033112 | 205.6039
spin | geo_advanced_lowtrans | biopower | 2010 | 1.0497 | 132.9724
spin | geo_advanced_lowtrans | biopower | 2012 | 0.89813 | 145.5759
spin | geo_advanced_lowtrans | biopower | 2014 | 0.8955 | 141.4199
spin | geo_advanced_lowtrans | biopower | 2016 | 0.91957 | 135.0218
spin | geo_advanced_lowtrans | biopower | 2018 | 0.76657 | 130.5016
spin | geo_advanced_lowtrans | biopower | 2020 | 0.49762 | 146.8201
spin | geo_advanced_lowtrans | biopower | 2022 | 0.8121 | 142.9208
spin | geo_advanced_lowtrans | biopower | 2024 | 0.72003 | 138.4804
spin | geo_advanced_lowtrans | biopower | 2026 | 0.5386 | 144.8818
spin | geo_advanced_lowtrans | biopower | 2028 | 0.24504 | 166.1794
spin | geo_advanced_lowtrans | biopower | 2030 | 0.17246 | 151.4237
spin | geo_advanced_lowtrans | biopower | 2032 | 0.091358 | 166.4565
spin | geo_advanced_lowtrans | biopower | 2034 | 0.051406 | 172.7822
spin | geo_advanced_lowtrans | biopower | 2036 | 0.079009 | 187.914
spin | geo_advanced_lowtrans | biopower | 2038 | 0.094734 | 177.4538
spin | geo_advanced_lowtrans | biopower | 2040 | 0.074535 | 277.3003
spin | geo_advanced_lowtrans | biopower | 2042 | 0.014643 | 217.8848
spin | geo_advanced_lowtrans | biopower | 2044 | 0.022257 | 282.6853
spin | geo_advanced_lowtrans | biopower | 2046 | 0.1232 | 239.1743
spin | geo_advanced_lowtrans | biopower | 2048 | 0.011453 | 286.9254
spin | geo_advanced_lowtrans | biopower | 2050 | 0.037559 | 205.6039
spin | geo_advanced_lowtrans | lfill-gas | 2010 | 0.0023316 | 132.9724
spin | geo_advanced_lowtrans | lfill-gas | 2012 | 0.026723 | 145.5759
spin | geo_advanced_lowtrans | lfill-gas | 2014 | 0.0034246 | 141.4199
spin | geo_advanced_lowtrans | lfill-gas | 2016 | 0.024381 | 135.0218
spin | geo_advanced_lowtrans | lfill-gas | 2018 | 0.024391 | 130.5016
spin | geo_advanced_lowtrans | lfill-gas | 2020 | 0.067545 | 146.8201
spin | geo_advanced_lowtrans | lfill-gas | 2022 | 0.027205 | 142.9208
spin | geo_advanced_lowtrans | lfill-gas | 2024 | 0.050651 | 138.4804
spin | geo_advanced_lowtrans | lfill-gas | 2026 | 0.02641 | 144.8818
spin | geo_advanced_lowtrans | lfill-gas | 2028 | 0.036062 | 166.1794
spin | geo_advanced_lowtrans | lfill-gas | 2030 | 0.023427 | 151.4237
spin | geo_advanced_lowtrans | lfill-gas | 2032 | 0.019648 | 166.4565
spin | geo_advanced_lowtrans | lfill-gas | 2034 | 0.01286 | 172.7822
spin | geo_advanced_lowtrans | lfill-gas | 2036 | 0.024663 | 187.914
spin | geo_advanced_lowtrans | lfill-gas | 2038 | 0.016237 | 177.4538
spin | geo_advanced_lowtrans | lfill-gas | 2040 | 0.033312 | 277.3003
spin | geo_advanced_lowtrans | lfill-gas | 2042 | 0.017715 | 217.8848
spin | geo_advanced_lowtrans | lfill-gas | 2044 | 0.033279 | 282.6853
spin | geo_advanced_lowtrans | lfill-gas | 2046 | 0.053437 | 239.1743
spin | geo_advanced_lowtrans | lfill-gas | 2048 | 0.025429 | 286.9254
spin | geo_advanced_lowtrans | lfill-gas | 2050 | 0.010452 | 205.6039
spin | geo_advanced_lowtrans | pvb | 2010 | 0 | 132.9724
spin | geo_advanced_lowtrans | pvb | 2012 | 0 | 145.5759
spin | geo_advanced_lowtrans | pvb | 2014 | 0.0015423 | 141.4199
spin | geo_advanced_lowtrans | pvb | 2016 | 0.0022114 | 135.0218
spin | geo_advanced_lowtrans | pvb | 2018 | 0.014814 | 130.5016
spin | geo_advanced_lowtrans | pvb | 2020 | 0.056007 | 146.8201
spin | geo_advanced_lowtrans | pvb | 2022 | 0.030542 | 142.9208
spin | geo_advanced_lowtrans | pvb | 2024 | 1.0309 | 138.4804
spin | geo_advanced_lowtrans | pvb | 2026 | 0.65828 | 144.8818
spin | geo_advanced_lowtrans | pvb | 2028 | 0.31079 | 166.1794
spin | geo_advanced_lowtrans | pvb | 2030 | 0.19843 | 151.4237
spin | geo_advanced_lowtrans | pvb | 2032 | 0.17713 | 166.4565
spin | geo_advanced_lowtrans | pvb | 2034 | 0.28974 | 172.7822
spin | geo_advanced_lowtrans | pvb | 2036 | 0.24042 | 187.914
spin | geo_advanced_lowtrans | pvb | 2038 | 0.29187 | 177.4538
spin | geo_advanced_lowtrans | pvb | 2040 | 0.35584 | 277.3003
spin | geo_advanced_lowtrans | pvb | 2042 | 0.49808 | 217.8848
spin | geo_advanced_lowtrans | pvb | 2044 | 2.0599 | 282.6853
spin | geo_advanced_lowtrans | pvb | 2046 | 0.70631 | 239.1743
spin | geo_advanced_lowtrans | pvb | 2048 | 1.4611 | 286.9254
spin | geo_advanced_lowtrans | pvb | 2050 | 1.8352 | 205.6039
spin | geo_advanced_lowtrans | battery_2 | 2010 | 0.00019611 | 132.9724
spin | geo_advanced_lowtrans | battery_2 | 2012 | 0.0024128 | 145.5759
spin | geo_advanced_lowtrans | battery_2 | 2014 | 0.0071049 | 141.4199
spin | geo_advanced_lowtrans | battery_2 | 2016 | 0.22697 | 135.0218
spin | geo_advanced_lowtrans | battery_2 | 2018 | 0.17071 | 130.5016
spin | geo_advanced_lowtrans | battery_2 | 2020 | 0.18168 | 146.8201
spin | geo_advanced_lowtrans | battery_2 | 2022 | 0.22534 | 142.9208
spin | geo_advanced_lowtrans | battery_2 | 2024 | 1.2431 | 138.4804
spin | geo_advanced_lowtrans | battery_2 | 2026 | 1.9691 | 144.8818
spin | geo_advanced_lowtrans | battery_2 | 2028 | 1.1784 | 166.1794
spin | geo_advanced_lowtrans | battery_2 | 2030 | 2.3225 | 151.4237
spin | geo_advanced_lowtrans | battery_2 | 2032 | 1.5652 | 166.4565
spin | geo_advanced_lowtrans | battery_2 | 2034 | 2.7763 | 172.7822
spin | geo_advanced_lowtrans | battery_2 | 2036 | 1.2488 | 187.914
spin | geo_advanced_lowtrans | battery_2 | 2038 | 1.5666 | 177.4538
spin | geo_advanced_lowtrans | battery_2 | 2040 | 2.0583 | 277.3003
spin | geo_advanced_lowtrans | battery_2 | 2042 | 1.7184 | 217.8848
spin | geo_advanced_lowtrans | battery_2 | 2044 | 2.0993 | 282.6853
spin | geo_advanced_lowtrans | battery_2 | 2046 | 1.8367 | 239.1743
spin | geo_advanced_lowtrans | battery_2 | 2048 | 2.8203 | 286.9254
spin | geo_advanced_lowtrans | battery_2 | 2050 | 4.2934 | 205.6039
spin | geo_advanced_lowtrans | battery_4 | 2010 | 0 | 132.9724
spin | geo_advanced_lowtrans | battery_4 | 2012 | 0 | 145.5759
spin | geo_advanced_lowtrans | battery_4 | 2014 | 0 | 141.4199
spin | geo_advanced_lowtrans | battery_4 | 2016 | 0 | 135.0218
spin | geo_advanced_lowtrans | battery_4 | 2018 | 0 | 130.5016
spin | geo_advanced_lowtrans | battery_4 | 2020 | 0 | 146.8201
spin | geo_advanced_lowtrans | battery_4 | 2022 | 0.30362 | 142.9208
spin | geo_advanced_lowtrans | battery_4 | 2024 | 1.6866 | 138.4804
spin | geo_advanced_lowtrans | battery_4 | 2026 | 5.5335 | 144.8818
spin | geo_advanced_lowtrans | battery_4 | 2028 | 16.8467 | 166.1794
spin | geo_advanced_lowtrans | battery_4 | 2030 | 19.3228 | 151.4237
spin | geo_advanced_lowtrans | battery_4 | 2032 | 18.836 | 166.4565
spin | geo_advanced_lowtrans | battery_4 | 2034 | 27.8506 | 172.7822
spin | geo_advanced_lowtrans | battery_4 | 2036 | 20.3166 | 187.914
spin | geo_advanced_lowtrans | battery_4 | 2038 | 26.5183 | 177.4538
spin | geo_advanced_lowtrans | battery_4 | 2040 | 32.1735 | 277.3003
spin | geo_advanced_lowtrans | battery_4 | 2042 | 26.5915 | 217.8848
spin | geo_advanced_lowtrans | battery_4 | 2044 | 29.9929 | 282.6853
spin | geo_advanced_lowtrans | battery_4 | 2046 | 32.5783 | 239.1743
spin | geo_advanced_lowtrans | battery_4 | 2048 | 44.2857 | 286.9254
spin | geo_advanced_lowtrans | battery_4 | 2050 | 42.4411 | 205.6039
spin | geo_advanced_lowtrans | battery_6 | 2010 | 0 | 132.9724
spin | geo_advanced_lowtrans | battery_6 | 2012 | 0 | 145.5759
spin | geo_advanced_lowtrans | battery_6 | 2014 | 0 | 141.4199
spin | geo_advanced_lowtrans | battery_6 | 2016 | 0 | 135.0218
spin | geo_advanced_lowtrans | battery_6 | 2018 | 0 | 130.5016
spin | geo_advanced_lowtrans | battery_6 | 2020 | 0 | 146.8201
spin | geo_advanced_lowtrans | battery_6 | 2022 | 0.019276 | 142.9208
spin | geo_advanced_lowtrans | battery_6 | 2024 | 0.20112 | 138.4804
spin | geo_advanced_lowtrans | battery_6 | 2026 | 0.29736 | 144.8818
spin | geo_advanced_lowtrans | battery_6 | 2028 | 1.3922 | 166.1794
spin | geo_advanced_lowtrans | battery_6 | 2030 | 14.9543 | 151.4237
spin | geo_advanced_lowtrans | battery_6 | 2032 | 35.2536 | 166.4565
spin | geo_advanced_lowtrans | battery_6 | 2034 | 43.3545 | 172.7822
spin | geo_advanced_lowtrans | battery_6 | 2036 | 54.1 | 187.914
spin | geo_advanced_lowtrans | battery_6 | 2038 | 47.8682 | 177.4538
spin | geo_advanced_lowtrans | battery_6 | 2040 | 84.0765 | 277.3003
spin | geo_advanced_lowtrans | battery_6 | 2042 | 91.8555 | 217.8848
spin | geo_advanced_lowtrans | battery_6 | 2044 | 100.4346 | 282.6853
spin | geo_advanced_lowtrans | battery_6 | 2046 | 75.1526 | 239.1743
spin | geo_advanced_lowtrans | battery_6 | 2048 | 98.6 | 286.9254
spin | geo_advanced_lowtrans | battery_6 | 2050 | 70.2725 | 205.6039
spin | geo_advanced_lowtrans | battery_8 | 2010 | 0 | 132.9724
spin | geo_advanced_lowtrans | battery_8 | 2012 | 0 | 145.5759
spin | geo_advanced_lowtrans | battery_8 | 2014 | 0 | 141.4199
spin | geo_advanced_lowtrans | battery_8 | 2016 | 0 | 135.0218
spin | geo_advanced_lowtrans | battery_8 | 2018 | 0 | 130.5016
spin | geo_advanced_lowtrans | battery_8 | 2020 | 0 | 146.8201
spin | geo_advanced_lowtrans | battery_8 | 2022 | 0 | 142.9208
spin | geo_advanced_lowtrans | battery_8 | 2024 | 0 | 138.4804
spin | geo_advanced_lowtrans | battery_8 | 2026 | 0 | 144.8818
spin | geo_advanced_lowtrans | battery_8 | 2028 | 0 | 166.1794
spin | geo_advanced_lowtrans | battery_8 | 2030 | 0 | 151.4237
spin | geo_advanced_lowtrans | battery_8 | 2032 | 2.1768 | 166.4565
spin | geo_advanced_lowtrans | battery_8 | 2034 | 14.612 | 172.7822
spin | geo_advanced_lowtrans | battery_8 | 2036 | 23.2972 | 187.914
spin | geo_advanced_lowtrans | battery_8 | 2038 | 21.5473 | 177.4538
spin | geo_advanced_lowtrans | battery_8 | 2040 | 40.5692 | 277.3003
spin | geo_advanced_lowtrans | battery_8 | 2042 | 25.7012 | 217.8848
spin | geo_advanced_lowtrans | battery_8 | 2044 | 48.7084 | 282.6853
spin | geo_advanced_lowtrans | battery_8 | 2046 | 30.9915 | 239.1743
spin | geo_advanced_lowtrans | battery_8 | 2048 | 28.9147 | 286.9254
spin | geo_advanced_lowtrans | battery_8 | 2050 | 21.6711 | 205.6039
spin | geo_advanced_lowtrans | battery_10 | 2010 | 0 | 132.9724
spin | geo_advanced_lowtrans | battery_10 | 2012 | 0 | 145.5759
spin | geo_advanced_lowtrans | battery_10 | 2014 | 0 | 141.4199
spin | geo_advanced_lowtrans | battery_10 | 2016 | 0 | 135.0218
spin | geo_advanced_lowtrans | battery_10 | 2018 | 0 | 130.5016
spin | geo_advanced_lowtrans | battery_10 | 2020 | 0 | 146.8201
spin | geo_advanced_lowtrans | battery_10 | 2022 | 0 | 142.9208
spin | geo_advanced_lowtrans | battery_10 | 2024 | 0 | 138.4804
spin | geo_advanced_lowtrans | battery_10 | 2026 | 0 | 144.8818
spin | geo_advanced_lowtrans | battery_10 | 2028 | 0 | 166.1794
spin | geo_advanced_lowtrans | battery_10 | 2030 | 0 | 151.4237
spin | geo_advanced_lowtrans | battery_10 | 2032 | 0 | 166.4565
spin | geo_advanced_lowtrans | battery_10 | 2034 | 0 | 172.7822
spin | geo_advanced_lowtrans | battery_10 | 2036 | 0 | 187.914
spin | geo_advanced_lowtrans | battery_10 | 2038 | 0.0019259 | 177.4538
spin | geo_advanced_lowtrans | battery_10 | 2040 | 0.048175 | 277.3003
spin | geo_advanced_lowtrans | battery_10 | 2042 | 0.17343 | 217.8848
spin | geo_advanced_lowtrans | battery_10 | 2044 | 0.0012882 | 282.6853
spin | geo_advanced_lowtrans | battery_10 | 2046 | 0.21955 | 239.1743
spin | geo_advanced_lowtrans | battery_10 | 2048 | 0.00072082 | 286.9254
spin | geo_advanced_lowtrans | battery_10 | 2050 | 0 | 205.6039
spin | geo_advanced_lowtrans | pumped-hydro | 2010 | 48.1014 | 132.9724
spin | geo_advanced_lowtrans | pumped-hydro | 2012 | 60.9758 | 145.5759
spin | geo_advanced_lowtrans | pumped-hydro | 2014 | 59.8788 | 141.4199
spin | geo_advanced_lowtrans | pumped-hydro | 2016 | 54.8553 | 135.0218
spin | geo_advanced_lowtrans | pumped-hydro | 2018 | 48.4029 | 130.5016
spin | geo_advanced_lowtrans | pumped-hydro | 2020 | 51.5503 | 146.8201
spin | geo_advanced_lowtrans | pumped-hydro | 2022 | 54.4245 | 142.9208
spin | geo_advanced_lowtrans | pumped-hydro | 2024 | 52.7691 | 138.4804
spin | geo_advanced_lowtrans | pumped-hydro | 2026 | 49.6429 | 144.8818
spin | geo_advanced_lowtrans | pumped-hydro | 2028 | 64.5231 | 166.1794
spin | geo_advanced_lowtrans | pumped-hydro | 2030 | 48.6863 | 151.4237
spin | geo_advanced_lowtrans | pumped-hydro | 2032 | 53.7985 | 166.4565
spin | geo_advanced_lowtrans | pumped-hydro | 2034 | 35.2063 | 172.7822
spin | geo_advanced_lowtrans | pumped-hydro | 2036 | 38.9471 | 187.914
spin | geo_advanced_lowtrans | pumped-hydro | 2038 | 28.3114 | 177.4538
spin | geo_advanced_lowtrans | pumped-hydro | 2040 | 47.1768 | 277.3003
spin | geo_advanced_lowtrans | pumped-hydro | 2042 | 25.6332 | 217.8848
spin | geo_advanced_lowtrans | pumped-hydro | 2044 | 41.9549 | 282.6853
spin | geo_advanced_lowtrans | pumped-hydro | 2046 | 49.6886 | 239.1743
spin | geo_advanced_lowtrans | pumped-hydro | 2048 | 51.7683 | 286.9254
spin | geo_advanced_lowtrans | pumped-hydro | 2050 | 34.9752 | 205.6039

## 10_Final OpRes by timeslice (GW
ortype | scenario | tech | timeslice | Reserves (GW) | Net Level Reserves (GW)
flex | geo_advanced_lowtrans | nuclear | h01 (Summer 10pm-6am) | 0 | 24.0371
flex | geo_advanced_lowtrans | nuclear | h02 (Summer 6am-1pm) | 0 | 54.5638
flex | geo_advanced_lowtrans | nuclear | h03 (Summer 1pm-5pm) | 0 | 59.985
flex | geo_advanced_lowtrans | nuclear | h04 (Summer 5pm-10pm) | 0 | 65.707
flex | geo_advanced_lowtrans | nuclear | h05 (Fall 10pm-6am) | 0 | 27.727
flex | geo_advanced_lowtrans | nuclear | h06 (Fall 6am-1pm) | 0.043107 | 57.8318
flex | geo_advanced_lowtrans | nuclear | h07 (Fall 1pm-5pm) | 0 | 59.2872
flex | geo_advanced_lowtrans | nuclear | h08 (Fall 5pm-10pm) | 0 | 69.1057
flex | geo_advanced_lowtrans | nuclear | h09 (Winter 10pm-6am) | 0 | 30.6677
flex | geo_advanced_lowtrans | nuclear | h10 (Winter 6am-1pm) | 0 | 63.752
flex | geo_advanced_lowtrans | nuclear | h11 (Winter 1pm-5pm) | 0 | 61.685
flex | geo_advanced_lowtrans | nuclear | h12 (Winter 5pm-10pm) | 0 | 74.1518
flex | geo_advanced_lowtrans | nuclear | h13 (Spring 10pm-6am) | 0 | 30.1599
flex | geo_advanced_lowtrans | nuclear | h14 (Spring 6am-1pm) | 0 | 58.8789
flex | geo_advanced_lowtrans | nuclear | h15 (Spring 1pm-5pm) | 0 | 63.7864
flex | geo_advanced_lowtrans | nuclear | h16 (Spring 5pm-10pm) | 0 | 72.0841
flex | geo_advanced_lowtrans | nuclear | h17 (Summer Peak) | 0 | 56.0549
flex | geo_advanced_lowtrans | coal | h01 (Summer 10pm-6am) | 1.6167 | 24.0371
flex | geo_advanced_lowtrans | coal | h02 (Summer 6am-1pm) | 1.3249 | 54.5638
flex | geo_advanced_lowtrans | coal | h03 (Summer 1pm-5pm) | 0.93854 | 59.985
flex | geo_advanced_lowtrans | coal | h04 (Summer 5pm-10pm) | 2.8867 | 65.707
flex | geo_advanced_lowtrans | coal | h05 (Fall 10pm-6am) | 0.80101 | 27.727
flex | geo_advanced_lowtrans | coal | h06 (Fall 6am-1pm) | 0.50095 | 57.8318
flex | geo_advanced_lowtrans | coal | h07 (Fall 1pm-5pm) | 0.15372 | 59.2872
flex | geo_advanced_lowtrans | coal | h08 (Fall 5pm-10pm) | 0.26481 | 69.1057
flex | geo_advanced_lowtrans | coal | h09 (Winter 10pm-6am) | 1.4973 | 30.6677
flex | geo_advanced_lowtrans | coal | h10 (Winter 6am-1pm) | 1.2377 | 63.752
flex | geo_advanced_lowtrans | coal | h11 (Winter 1pm-5pm) | 0.72523 | 61.685
flex | geo_advanced_lowtrans | coal | h12 (Winter 5pm-10pm) | 0.94721 | 74.1518
flex | geo_advanced_lowtrans | coal | h13 (Spring 10pm-6am) | 0 | 30.1599
flex | geo_advanced_lowtrans | coal | h14 (Spring 6am-1pm) | 0.037816 | 58.8789
flex | geo_advanced_lowtrans | coal | h15 (Spring 1pm-5pm) | 0 | 63.7864
flex | geo_advanced_lowtrans | coal | h16 (Spring 5pm-10pm) | 0.085061 | 72.0841
flex | geo_advanced_lowtrans | coal | h17 (Summer Peak) | 2.2308 | 56.0549
flex | geo_advanced_lowtrans | gas-cc | h01 (Summer 10pm-6am) | 3.4496 | 24.0371
flex | geo_advanced_lowtrans | gas-cc | h02 (Summer 6am-1pm) | 4.6261 | 54.5638
flex | geo_advanced_lowtrans | gas-cc | h03 (Summer 1pm-5pm) | 2.6466 | 59.985
flex | geo_advanced_lowtrans | gas-cc | h04 (Summer 5pm-10pm) | 3.21 | 65.707
flex | geo_advanced_lowtrans | gas-cc | h05 (Fall 10pm-6am) | 3.0064 | 27.727
flex | geo_advanced_lowtrans | gas-cc | h06 (Fall 6am-1pm) | 3.9276 | 57.8318
flex | geo_advanced_lowtrans | gas-cc | h07 (Fall 1pm-5pm) | 1.646 | 59.2872
flex | geo_advanced_lowtrans | gas-cc | h08 (Fall 5pm-10pm) | 2.9995 | 69.1057
flex | geo_advanced_lowtrans | gas-cc | h09 (Winter 10pm-6am) | 1.4159 | 30.6677
flex | geo_advanced_lowtrans | gas-cc | h10 (Winter 6am-1pm) | 2.4838 | 63.752
flex | geo_advanced_lowtrans | gas-cc | h11 (Winter 1pm-5pm) | 1.7358 | 61.685
flex | geo_advanced_lowtrans | gas-cc | h12 (Winter 5pm-10pm) | 2.9572 | 74.1518
flex | geo_advanced_lowtrans | gas-cc | h13 (Spring 10pm-6am) | 6.9839 | 30.1599
flex | geo_advanced_lowtrans | gas-cc | h14 (Spring 6am-1pm) | 6.2442 | 58.8789
flex | geo_advanced_lowtrans | gas-cc | h15 (Spring 1pm-5pm) | 5.0563 | 63.7864
flex | geo_advanced_lowtrans | gas-cc | h16 (Spring 5pm-10pm) | 8.7219 | 72.0841
flex | geo_advanced_lowtrans | gas-cc | h17 (Summer Peak) | 3.1752 | 56.0549
flex | geo_advanced_lowtrans | gas-cc-ccs_mod_upgrade | h01 (Summer 10pm-6am) | 1.6686 | 24.0371
flex | geo_advanced_lowtrans | gas-cc-ccs_mod_upgrade | h02 (Summer 6am-1pm) | 2.0098 | 54.5638
flex | geo_advanced_lowtrans | gas-cc-ccs_mod_upgrade | h03 (Summer 1pm-5pm) | 0.49745 | 59.985
flex | geo_advanced_lowtrans | gas-cc-ccs_mod_upgrade | h04 (Summer 5pm-10pm) | 2.0646 | 65.707
flex | geo_advanced_lowtrans | gas-cc-ccs_mod_upgrade | h05 (Fall 10pm-6am) | 0.14485 | 27.727
flex | geo_advanced_lowtrans | gas-cc-ccs_mod_upgrade | h06 (Fall 6am-1pm) | 0.14485 | 57.8318
flex | geo_advanced_lowtrans | gas-cc-ccs_mod_upgrade | h07 (Fall 1pm-5pm) | 0 | 59.2872
flex | geo_advanced_lowtrans | gas-cc-ccs_mod_upgrade | h08 (Fall 5pm-10pm) | 0.14666 | 69.1057
flex | geo_advanced_lowtrans | gas-cc-ccs_mod_upgrade | h09 (Winter 10pm-6am) | 0 | 30.6677
flex | geo_advanced_lowtrans | gas-cc-ccs_mod_upgrade | h10 (Winter 6am-1pm) | 0 | 63.752
flex | geo_advanced_lowtrans | gas-cc-ccs_mod_upgrade | h11 (Winter 1pm-5pm) | 0 | 61.685
flex | geo_advanced_lowtrans | gas-cc-ccs_mod_upgrade | h12 (Winter 5pm-10pm) | 0 | 74.1518
flex | geo_advanced_lowtrans | gas-cc-ccs_mod_upgrade | h13 (Spring 10pm-6am) | 0 | 30.1599
flex | geo_advanced_lowtrans | gas-cc-ccs_mod_upgrade | h14 (Spring 6am-1pm) | 0 | 58.8789
flex | geo_advanced_lowtrans | gas-cc-ccs_mod_upgrade | h15 (Spring 1pm-5pm) | 0 | 63.7864
flex | geo_advanced_lowtrans | gas-cc-ccs_mod_upgrade | h16 (Spring 5pm-10pm) | 0 | 72.0841
flex | geo_advanced_lowtrans | gas-cc-ccs_mod_upgrade | h17 (Summer Peak) | 2.0098 | 56.0549
flex | geo_advanced_lowtrans | gas-ct | h01 (Summer 10pm-6am) | 8.198 | 24.0371
flex | geo_advanced_lowtrans | gas-ct | h02 (Summer 6am-1pm) | 8.2434 | 54.5638
flex | geo_advanced_lowtrans | gas-ct | h03 (Summer 1pm-5pm) | 3.3425 | 59.985
flex | geo_advanced_lowtrans | gas-ct | h04 (Summer 5pm-10pm) | 9.0595 | 65.707
flex | geo_advanced_lowtrans | gas-ct | h05 (Fall 10pm-6am) | 3.6308 | 27.727
flex | geo_advanced_lowtrans | gas-ct | h06 (Fall 6am-1pm) | 3.7927 | 57.8318
flex | geo_advanced_lowtrans | gas-ct | h07 (Fall 1pm-5pm) | 1.024 | 59.2872
flex | geo_advanced_lowtrans | gas-ct | h08 (Fall 5pm-10pm) | 4.962 | 69.1057
flex | geo_advanced_lowtrans | gas-ct | h09 (Winter 10pm-6am) | 2.0608 | 30.6677
flex | geo_advanced_lowtrans | gas-ct | h10 (Winter 6am-1pm) | 2.6011 | 63.752
flex | geo_advanced_lowtrans | gas-ct | h11 (Winter 1pm-5pm) | 2.9169 | 61.685
flex | geo_advanced_lowtrans | gas-ct | h12 (Winter 5pm-10pm) | 3.2381 | 74.1518
flex | geo_advanced_lowtrans | gas-ct | h13 (Spring 10pm-6am) | 0.066185 | 30.1599
flex | geo_advanced_lowtrans | gas-ct | h14 (Spring 6am-1pm) | 0.33985 | 58.8789
flex | geo_advanced_lowtrans | gas-ct | h15 (Spring 1pm-5pm) | 0.15959 | 63.7864
flex | geo_advanced_lowtrans | gas-ct | h16 (Spring 5pm-10pm) | 0.50856 | 72.0841
flex | geo_advanced_lowtrans | gas-ct | h17 (Summer Peak) | 9.6914 | 56.0549
flex | geo_advanced_lowtrans | o-g-s | h01 (Summer 10pm-6am) | 0 | 24.0371
flex | geo_advanced_lowtrans | o-g-s | h02 (Summer 6am-1pm) | 0 | 54.5638
flex | geo_advanced_lowtrans | o-g-s | h03 (Summer 1pm-5pm) | 0 | 59.985
flex | geo_advanced_lowtrans | o-g-s | h04 (Summer 5pm-10pm) | 0.1936 | 65.707
flex | geo_advanced_lowtrans | o-g-s | h05 (Fall 10pm-6am) | 0 | 27.727
flex | geo_advanced_lowtrans | o-g-s | h06 (Fall 6am-1pm) | 0.0049056 | 57.8318
flex | geo_advanced_lowtrans | o-g-s | h07 (Fall 1pm-5pm) | 0 | 59.2872
flex | geo_advanced_lowtrans | o-g-s | h08 (Fall 5pm-10pm) | 0.052476 | 69.1057
flex | geo_advanced_lowtrans | o-g-s | h09 (Winter 10pm-6am) | 0.0024536 | 30.6677
flex | geo_advanced_lowtrans | o-g-s | h10 (Winter 6am-1pm) | 0.41866 | 63.752
flex | geo_advanced_lowtrans | o-g-s | h11 (Winter 1pm-5pm) | 0 | 61.685
flex | geo_advanced_lowtrans | o-g-s | h12 (Winter 5pm-10pm) | 0 | 74.1518
flex | geo_advanced_lowtrans | o-g-s | h13 (Spring 10pm-6am) | 0 | 30.1599
flex | geo_advanced_lowtrans | o-g-s | h14 (Spring 6am-1pm) | 0 | 58.8789
flex | geo_advanced_lowtrans | o-g-s | h15 (Spring 1pm-5pm) | 0 | 63.7864
flex | geo_advanced_lowtrans | o-g-s | h16 (Spring 5pm-10pm) | 0.0099551 | 72.0841
flex | geo_advanced_lowtrans | o-g-s | h17 (Summer Peak) | 0.39196 | 56.0549
flex | geo_advanced_lowtrans | hydro | h01 (Summer 10pm-6am) | 4.5752 | 24.0371
flex | geo_advanced_lowtrans | hydro | h02 (Summer 6am-1pm) | 7.2954 | 54.5638
flex | geo_advanced_lowtrans | hydro | h03 (Summer 1pm-5pm) | 1.5958 | 59.985
flex | geo_advanced_lowtrans | hydro | h04 (Summer 5pm-10pm) | 5.3261 | 65.707
flex | geo_advanced_lowtrans | hydro | h05 (Fall 10pm-6am) | 4.6028 | 27.727
flex | geo_advanced_lowtrans | hydro | h06 (Fall 6am-1pm) | 7.5812 | 57.8318
flex | geo_advanced_lowtrans | hydro | h07 (Fall 1pm-5pm) | 1.9462 | 59.2872
flex | geo_advanced_lowtrans | hydro | h08 (Fall 5pm-10pm) | 4.5434 | 69.1057
flex | geo_advanced_lowtrans | hydro | h09 (Winter 10pm-6am) | 4.986 | 30.6677
flex | geo_advanced_lowtrans | hydro | h10 (Winter 6am-1pm) | 5.6989 | 63.752
flex | geo_advanced_lowtrans | hydro | h11 (Winter 1pm-5pm) | 2.5961 | 61.685
flex | geo_advanced_lowtrans | hydro | h12 (Winter 5pm-10pm) | 4.3418 | 74.1518
flex | geo_advanced_lowtrans | hydro | h13 (Spring 10pm-6am) | 5.6011 | 30.1599
flex | geo_advanced_lowtrans | hydro | h14 (Spring 6am-1pm) | 4.6198 | 58.8789
flex | geo_advanced_lowtrans | hydro | h15 (Spring 1pm-5pm) | 1.4174 | 63.7864
flex | geo_advanced_lowtrans | hydro | h16 (Spring 5pm-10pm) | 7.5159 | 72.0841
flex | geo_advanced_lowtrans | hydro | h17 (Summer Peak) | 3.6014 | 56.0549
flex | geo_advanced_lowtrans | geothermal | h01 (Summer 10pm-6am) | 0 | 24.0371
flex | geo_advanced_lowtrans | geothermal | h02 (Summer 6am-1pm) | 0 | 54.5638
flex | geo_advanced_lowtrans | geothermal | h03 (Summer 1pm-5pm) | 0 | 59.985
flex | geo_advanced_lowtrans | geothermal | h04 (Summer 5pm-10pm) | 0 | 65.707
flex | geo_advanced_lowtrans | geothermal | h05 (Fall 10pm-6am) | 0 | 27.727
flex | geo_advanced_lowtrans | geothermal | h06 (Fall 6am-1pm) | 0 | 57.8318
flex | geo_advanced_lowtrans | geothermal | h07 (Fall 1pm-5pm) | 0 | 59.2872
flex | geo_advanced_lowtrans | geothermal | h08 (Fall 5pm-10pm) | 0 | 69.1057
flex | geo_advanced_lowtrans | geothermal | h09 (Winter 10pm-6am) | 0 | 30.6677
flex | geo_advanced_lowtrans | geothermal | h10 (Winter 6am-1pm) | 0 | 63.752
flex | geo_advanced_lowtrans | geothermal | h11 (Winter 1pm-5pm) | 0 | 61.685
flex | geo_advanced_lowtrans | geothermal | h12 (Winter 5pm-10pm) | 0 | 74.1518
flex | geo_advanced_lowtrans | geothermal | h13 (Spring 10pm-6am) | 0 | 30.1599
flex | geo_advanced_lowtrans | geothermal | h14 (Spring 6am-1pm) | 0 | 58.8789
flex | geo_advanced_lowtrans | geothermal | h15 (Spring 1pm-5pm) | 0 | 63.7864
flex | geo_advanced_lowtrans | geothermal | h16 (Spring 5pm-10pm) | 0 | 72.0841
flex | geo_advanced_lowtrans | geothermal | h17 (Summer Peak) | 0 | 56.0549
flex | geo_advanced_lowtrans | biopower | h01 (Summer 10pm-6am) | 0.067898 | 24.0371
flex | geo_advanced_lowtrans | biopower | h02 (Summer 6am-1pm) | 0.0012409 | 54.5638
flex | geo_advanced_lowtrans | biopower | h03 (Summer 1pm-5pm) | 0.01922 | 59.985
flex | geo_advanced_lowtrans | biopower | h04 (Summer 5pm-10pm) | 0.074959 | 65.707
flex | geo_advanced_lowtrans | biopower | h05 (Fall 10pm-6am) | 0.0011148 | 27.727
flex | geo_advanced_lowtrans | biopower | h06 (Fall 6am-1pm) | 0.0011148 | 57.8318
flex | geo_advanced_lowtrans | biopower | h07 (Fall 1pm-5pm) | 0 | 59.2872
flex | geo_advanced_lowtrans | biopower | h08 (Fall 5pm-10pm) | 0.0011148 | 69.1057
flex | geo_advanced_lowtrans | biopower | h09 (Winter 10pm-6am) | 0.0011159 | 30.6677
flex | geo_advanced_lowtrans | biopower | h10 (Winter 6am-1pm) | 0.0011159 | 63.752
flex | geo_advanced_lowtrans | biopower | h11 (Winter 1pm-5pm) | 0.0011159 | 61.685
flex | geo_advanced_lowtrans | biopower | h12 (Winter 5pm-10pm) | 0.0019653 | 74.1518
flex | geo_advanced_lowtrans | biopower | h13 (Spring 10pm-6am) | 0.0011148 | 30.1599
flex | geo_advanced_lowtrans | biopower | h14 (Spring 6am-1pm) | 0.0011148 | 58.8789
flex | geo_advanced_lowtrans | biopower | h15 (Spring 1pm-5pm) | 0.00022295 | 63.7864
flex | geo_advanced_lowtrans | biopower | h16 (Spring 5pm-10pm) | 0.0011148 | 72.0841
flex | geo_advanced_lowtrans | biopower | h17 (Summer Peak) | 0.020461 | 56.0549
flex | geo_advanced_lowtrans | lfill-gas | h01 (Summer 10pm-6am) | 0 | 24.0371
flex | geo_advanced_lowtrans | lfill-gas | h02 (Summer 6am-1pm) | 0.003069 | 54.5638
flex | geo_advanced_lowtrans | lfill-gas | h03 (Summer 1pm-5pm) | 0 | 59.985
flex | geo_advanced_lowtrans | lfill-gas | h04 (Summer 5pm-10pm) | 0 | 65.707
flex | geo_advanced_lowtrans | lfill-gas | h05 (Fall 10pm-6am) | 0.008591 | 27.727
flex | geo_advanced_lowtrans | lfill-gas | h06 (Fall 6am-1pm) | 0.008591 | 57.8318
flex | geo_advanced_lowtrans | lfill-gas | h07 (Fall 1pm-5pm) | 0.00046188 | 59.2872
flex | geo_advanced_lowtrans | lfill-gas | h08 (Fall 5pm-10pm) | 0 | 69.1057
flex | geo_advanced_lowtrans | lfill-gas | h09 (Winter 10pm-6am) | 0 | 30.6677
flex | geo_advanced_lowtrans | lfill-gas | h10 (Winter 6am-1pm) | 0.0030487 | 63.752
flex | geo_advanced_lowtrans | lfill-gas | h11 (Winter 1pm-5pm) | 0 | 61.685
flex | geo_advanced_lowtrans | lfill-gas | h12 (Winter 5pm-10pm) | 0 | 74.1518
flex | geo_advanced_lowtrans | lfill-gas | h13 (Spring 10pm-6am) | 0.008591 | 30.1599
flex | geo_advanced_lowtrans | lfill-gas | h14 (Spring 6am-1pm) | 0 | 58.8789
flex | geo_advanced_lowtrans | lfill-gas | h15 (Spring 1pm-5pm) | 0 | 63.7864
flex | geo_advanced_lowtrans | lfill-gas | h16 (Spring 5pm-10pm) | 0 | 72.0841
flex | geo_advanced_lowtrans | lfill-gas | h17 (Summer Peak) | 0.00066 | 56.0549
flex | geo_advanced_lowtrans | pvb | h01 (Summer 10pm-6am) | 2.7503e-05 | 24.0371
flex | geo_advanced_lowtrans | pvb | h02 (Summer 6am-1pm) | 0.4838 | 54.5638
flex | geo_advanced_lowtrans | pvb | h03 (Summer 1pm-5pm) | 0.56579 | 59.985
flex | geo_advanced_lowtrans | pvb | h04 (Summer 5pm-10pm) | 0.26875 | 65.707
flex | geo_advanced_lowtrans | pvb | h05 (Fall 10pm-6am) | 0.030647 | 27.727
flex | geo_advanced_lowtrans | pvb | h06 (Fall 6am-1pm) | 0.50206 | 57.8318
flex | geo_advanced_lowtrans | pvb | h07 (Fall 1pm-5pm) | 1.2741 | 59.2872
flex | geo_advanced_lowtrans | pvb | h08 (Fall 5pm-10pm) | 0.2056 | 69.1057
flex | geo_advanced_lowtrans | pvb | h09 (Winter 10pm-6am) | 0.13686 | 30.6677
flex | geo_advanced_lowtrans | pvb | h10 (Winter 6am-1pm) | 0.36202 | 63.752
flex | geo_advanced_lowtrans | pvb | h11 (Winter 1pm-5pm) | 0 | 61.685
flex | geo_advanced_lowtrans | pvb | h12 (Winter 5pm-10pm) | 0.51032 | 74.1518
flex | geo_advanced_lowtrans | pvb | h13 (Spring 10pm-6am) | 0 | 30.1599
flex | geo_advanced_lowtrans | pvb | h14 (Spring 6am-1pm) | 0.46956 | 58.8789
flex | geo_advanced_lowtrans | pvb | h15 (Spring 1pm-5pm) | 0.53913 | 63.7864
flex | geo_advanced_lowtrans | pvb | h16 (Spring 5pm-10pm) | 0.11346 | 72.0841
flex | geo_advanced_lowtrans | pvb | h17 (Summer Peak) | 2.6668 | 56.0549
flex | geo_advanced_lowtrans | battery_2 | h01 (Summer 10pm-6am) | 0.061624 | 24.0371
flex | geo_advanced_lowtrans | battery_2 | h02 (Summer 6am-1pm) | 0.27134 | 54.5638
flex | geo_advanced_lowtrans | battery_2 | h03 (Summer 1pm-5pm) | 0.082056 | 59.985
flex | geo_advanced_lowtrans | battery_2 | h04 (Summer 5pm-10pm) | 0.82664 | 65.707
flex | geo_advanced_lowtrans | battery_2 | h05 (Fall 10pm-6am) | 0.0064135 | 27.727
flex | geo_advanced_lowtrans | battery_2 | h06 (Fall 6am-1pm) | 0.35029 | 57.8318
flex | geo_advanced_lowtrans | battery_2 | h07 (Fall 1pm-5pm) | 0.12053 | 59.2872
flex | geo_advanced_lowtrans | battery_2 | h08 (Fall 5pm-10pm) | 0.49973 | 69.1057
flex | geo_advanced_lowtrans | battery_2 | h09 (Winter 10pm-6am) | 0.062772 | 30.6677
flex | geo_advanced_lowtrans | battery_2 | h10 (Winter 6am-1pm) | 0.086332 | 63.752
flex | geo_advanced_lowtrans | battery_2 | h11 (Winter 1pm-5pm) | 0.65352 | 61.685
flex | geo_advanced_lowtrans | battery_2 | h12 (Winter 5pm-10pm) | 0.083987 | 74.1518
flex | geo_advanced_lowtrans | battery_2 | h13 (Spring 10pm-6am) | 0.054981 | 30.1599
flex | geo_advanced_lowtrans | battery_2 | h14 (Spring 6am-1pm) | 0.014482 | 58.8789
flex | geo_advanced_lowtrans | battery_2 | h15 (Spring 1pm-5pm) | 0.88793 | 63.7864
flex | geo_advanced_lowtrans | battery_2 | h16 (Spring 5pm-10pm) | 1.0823 | 72.0841
flex | geo_advanced_lowtrans | battery_2 | h17 (Summer Peak) | 1.0066 | 56.0549
flex | geo_advanced_lowtrans | battery_4 | h01 (Summer 10pm-6am) | 1.7183 | 24.0371
flex | geo_advanced_lowtrans | battery_4 | h02 (Summer 6am-1pm) | 5.2151 | 54.5638
flex | geo_advanced_lowtrans | battery_4 | h03 (Summer 1pm-5pm) | 18.9021 | 59.985
flex | geo_advanced_lowtrans | battery_4 | h04 (Summer 5pm-10pm) | 8.4308 | 65.707
flex | geo_advanced_lowtrans | battery_4 | h05 (Fall 10pm-6am) | 4.0144 | 27.727
flex | geo_advanced_lowtrans | battery_4 | h06 (Fall 6am-1pm) | 10.9286 | 57.8318
flex | geo_advanced_lowtrans | battery_4 | h07 (Fall 1pm-5pm) | 18.8982 | 59.2872
flex | geo_advanced_lowtrans | battery_4 | h08 (Fall 5pm-10pm) | 16.4551 | 69.1057
flex | geo_advanced_lowtrans | battery_4 | h09 (Winter 10pm-6am) | 5.3458 | 30.6677
flex | geo_advanced_lowtrans | battery_4 | h10 (Winter 6am-1pm) | 10.0279 | 63.752
flex | geo_advanced_lowtrans | battery_4 | h11 (Winter 1pm-5pm) | 20.3341 | 61.685
flex | geo_advanced_lowtrans | battery_4 | h12 (Winter 5pm-10pm) | 20.142 | 74.1518
flex | geo_advanced_lowtrans | battery_4 | h13 (Spring 10pm-6am) | 4.0551 | 30.1599
flex | geo_advanced_lowtrans | battery_4 | h14 (Spring 6am-1pm) | 9.7991 | 58.8789
flex | geo_advanced_lowtrans | battery_4 | h15 (Spring 1pm-5pm) | 25.1654 | 63.7864
flex | geo_advanced_lowtrans | battery_4 | h16 (Spring 5pm-10pm) | 16.1974 | 72.0841
flex | geo_advanced_lowtrans | battery_4 | h17 (Summer Peak) | 7.1647 | 56.0549
flex | geo_advanced_lowtrans | battery_6 | h01 (Summer 10pm-6am) | 0.71135 | 24.0371
flex | geo_advanced_lowtrans | battery_6 | h02 (Summer 6am-1pm) | 10.5454 | 54.5638
flex | geo_advanced_lowtrans | battery_6 | h03 (Summer 1pm-5pm) | 19.6353 | 59.985
flex | geo_advanced_lowtrans | battery_6 | h04 (Summer 5pm-10pm) | 16.5307 | 65.707
flex | geo_advanced_lowtrans | battery_6 | h05 (Fall 10pm-6am) | 6.8417 | 27.727
flex | geo_advanced_lowtrans | battery_6 | h06 (Fall 6am-1pm) | 16.7039 | 57.8318
flex | geo_advanced_lowtrans | battery_6 | h07 (Fall 1pm-5pm) | 19.1946 | 59.2872
flex | geo_advanced_lowtrans | battery_6 | h08 (Fall 5pm-10pm) | 22.7078 | 69.1057
flex | geo_advanced_lowtrans | battery_6 | h09 (Winter 10pm-6am) | 7.7698 | 30.6677
flex | geo_advanced_lowtrans | battery_6 | h10 (Winter 6am-1pm) | 24.9075 | 63.752
flex | geo_advanced_lowtrans | battery_6 | h11 (Winter 1pm-5pm) | 23.1206 | 61.685
flex | geo_advanced_lowtrans | battery_6 | h12 (Winter 5pm-10pm) | 27.8952 | 74.1518
flex | geo_advanced_lowtrans | battery_6 | h13 (Spring 10pm-6am) | 6.7542 | 30.1599
flex | geo_advanced_lowtrans | battery_6 | h14 (Spring 6am-1pm) | 22.5861 | 58.8789
flex | geo_advanced_lowtrans | battery_6 | h15 (Spring 1pm-5pm) | 26.4749 | 63.7864
flex | geo_advanced_lowtrans | battery_6 | h16 (Spring 5pm-10pm) | 21.1897 | 72.0841
flex | geo_advanced_lowtrans | battery_6 | h17 (Summer Peak) | 11.1203 | 56.0549
flex | geo_advanced_lowtrans | battery_8 | h01 (Summer 10pm-6am) | 0.64862 | 24.0371
flex | geo_advanced_lowtrans | battery_8 | h02 (Summer 6am-1pm) | 3.2005 | 54.5638
flex | geo_advanced_lowtrans | battery_8 | h03 (Summer 1pm-5pm) | 1.9738 | 59.985
flex | geo_advanced_lowtrans | battery_8 | h04 (Summer 5pm-10pm) | 3.6756 | 65.707
flex | geo_advanced_lowtrans | battery_8 | h05 (Fall 10pm-6am) | 0.41307 | 27.727
flex | geo_advanced_lowtrans | battery_8 | h06 (Fall 6am-1pm) | 6.0842 | 57.8318
flex | geo_advanced_lowtrans | battery_8 | h07 (Fall 1pm-5pm) | 5.5271 | 59.2872
flex | geo_advanced_lowtrans | battery_8 | h08 (Fall 5pm-10pm) | 6.1081 | 69.1057
flex | geo_advanced_lowtrans | battery_8 | h09 (Winter 10pm-6am) | 1.1036 | 30.6677
flex | geo_advanced_lowtrans | battery_8 | h10 (Winter 6am-1pm) | 4.9757 | 63.752
flex | geo_advanced_lowtrans | battery_8 | h11 (Winter 1pm-5pm) | 4.2686 | 61.685
flex | geo_advanced_lowtrans | battery_8 | h12 (Winter 5pm-10pm) | 5.2885 | 74.1518
flex | geo_advanced_lowtrans | battery_8 | h13 (Spring 10pm-6am) | 1.6215 | 30.1599
flex | geo_advanced_lowtrans | battery_8 | h14 (Spring 6am-1pm) | 5.7437 | 58.8789
flex | geo_advanced_lowtrans | battery_8 | h15 (Spring 1pm-5pm) | 2.5055 | 63.7864
flex | geo_advanced_lowtrans | battery_8 | h16 (Spring 5pm-10pm) | 5.728 | 72.0841
flex | geo_advanced_lowtrans | battery_8 | h17 (Summer Peak) | 5.8836 | 56.0549
flex | geo_advanced_lowtrans | battery_10 | h01 (Summer 10pm-6am) | 0 | 24.0371
flex | geo_advanced_lowtrans | battery_10 | h02 (Summer 6am-1pm) | 0 | 54.5638
flex | geo_advanced_lowtrans | battery_10 | h03 (Summer 1pm-5pm) | 0 | 59.985
flex | geo_advanced_lowtrans | battery_10 | h04 (Summer 5pm-10pm) | 0 | 65.707
flex | geo_advanced_lowtrans | battery_10 | h05 (Fall 10pm-6am) | 0 | 27.727
flex | geo_advanced_lowtrans | battery_10 | h06 (Fall 6am-1pm) | 0 | 57.8318
flex | geo_advanced_lowtrans | battery_10 | h07 (Fall 1pm-5pm) | 0 | 59.2872
flex | geo_advanced_lowtrans | battery_10 | h08 (Fall 5pm-10pm) | 0 | 69.1057
flex | geo_advanced_lowtrans | battery_10 | h09 (Winter 10pm-6am) | 0 | 30.6677
flex | geo_advanced_lowtrans | battery_10 | h10 (Winter 6am-1pm) | 0 | 63.752
flex | geo_advanced_lowtrans | battery_10 | h11 (Winter 1pm-5pm) | 0 | 61.685
flex | geo_advanced_lowtrans | battery_10 | h12 (Winter 5pm-10pm) | 0 | 74.1518
flex | geo_advanced_lowtrans | battery_10 | h13 (Spring 10pm-6am) | 0 | 30.1599
flex | geo_advanced_lowtrans | battery_10 | h14 (Spring 6am-1pm) | 0 | 58.8789
flex | geo_advanced_lowtrans | battery_10 | h15 (Spring 1pm-5pm) | 0 | 63.7864
flex | geo_advanced_lowtrans | battery_10 | h16 (Spring 5pm-10pm) | 0 | 72.0841
flex | geo_advanced_lowtrans | battery_10 | h17 (Summer Peak) | 0 | 56.0549
flex | geo_advanced_lowtrans | pumped-hydro | h01 (Summer 10pm-6am) | 1.3212 | 24.0371
flex | geo_advanced_lowtrans | pumped-hydro | h02 (Summer 6am-1pm) | 11.3438 | 54.5638
flex | geo_advanced_lowtrans | pumped-hydro | h03 (Summer 1pm-5pm) | 9.7858 | 59.985
flex | geo_advanced_lowtrans | pumped-hydro | h04 (Summer 5pm-10pm) | 13.159 | 65.707
flex | geo_advanced_lowtrans | pumped-hydro | h05 (Fall 10pm-6am) | 4.2251 | 27.727
flex | geo_advanced_lowtrans | pumped-hydro | h06 (Fall 6am-1pm) | 7.2577 | 57.8318
flex | geo_advanced_lowtrans | pumped-hydro | h07 (Fall 1pm-5pm) | 9.5022 | 59.2872
flex | geo_advanced_lowtrans | pumped-hydro | h08 (Fall 5pm-10pm) | 10.1594 | 69.1057
flex | geo_advanced_lowtrans | pumped-hydro | h09 (Winter 10pm-6am) | 6.2854 | 30.6677
flex | geo_advanced_lowtrans | pumped-hydro | h10 (Winter 6am-1pm) | 10.9481 | 63.752
flex | geo_advanced_lowtrans | pumped-hydro | h11 (Winter 1pm-5pm) | 5.3329 | 61.685
flex | geo_advanced_lowtrans | pumped-hydro | h12 (Winter 5pm-10pm) | 8.7454 | 74.1518
flex | geo_advanced_lowtrans | pumped-hydro | h13 (Spring 10pm-6am) | 5.0132 | 30.1599
flex | geo_advanced_lowtrans | pumped-hydro | h14 (Spring 6am-1pm) | 9.0232 | 58.8789
flex | geo_advanced_lowtrans | pumped-hydro | h15 (Spring 1pm-5pm) | 1.58 | 63.7864
flex | geo_advanced_lowtrans | pumped-hydro | h16 (Spring 5pm-10pm) | 10.9307 | 72.0841
flex | geo_advanced_lowtrans | pumped-hydro | h17 (Summer Peak) | 7.0913 | 56.0549
reg | geo_advanced_lowtrans | nuclear | h01 (Summer 10pm-6am) | 0 | 6.7221
reg | geo_advanced_lowtrans | nuclear | h02 (Summer 6am-1pm) | 0 | 11.6987
reg | geo_advanced_lowtrans | nuclear | h03 (Summer 1pm-5pm) | 0 | 13.7429
reg | geo_advanced_lowtrans | nuclear | h04 (Summer 5pm-10pm) | 0 | 12.8444
reg | geo_advanced_lowtrans | nuclear | h05 (Fall 10pm-6am) | 0 | 6.1746
reg | geo_advanced_lowtrans | nuclear | h06 (Fall 6am-1pm) | 0 | 10.7321
reg | geo_advanced_lowtrans | nuclear | h07 (Fall 1pm-5pm) | 0 | 12.0911
reg | geo_advanced_lowtrans | nuclear | h08 (Fall 5pm-10pm) | 0 | 11.5213
reg | geo_advanced_lowtrans | nuclear | h09 (Winter 10pm-6am) | 0 | 6.7769
reg | geo_advanced_lowtrans | nuclear | h10 (Winter 6am-1pm) | 0 | 10.9219
reg | geo_advanced_lowtrans | nuclear | h11 (Winter 1pm-5pm) | 0 | 11.5598
reg | geo_advanced_lowtrans | nuclear | h12 (Winter 5pm-10pm) | 0 | 11.8111
reg | geo_advanced_lowtrans | nuclear | h13 (Spring 10pm-6am) | 0 | 6.3626
reg | geo_advanced_lowtrans | nuclear | h14 (Spring 6am-1pm) | 0 | 10.6563
reg | geo_advanced_lowtrans | nuclear | h15 (Spring 1pm-5pm) | 0 | 11.8849
reg | geo_advanced_lowtrans | nuclear | h16 (Spring 5pm-10pm) | 0 | 11.563
reg | geo_advanced_lowtrans | nuclear | h17 (Summer Peak) | 0 | 15.8099
reg | geo_advanced_lowtrans | coal | h01 (Summer 10pm-6am) | 0 | 6.7221
reg | geo_advanced_lowtrans | coal | h02 (Summer 6am-1pm) | 0 | 11.6987
reg | geo_advanced_lowtrans | coal | h03 (Summer 1pm-5pm) | 0 | 13.7429
reg | geo_advanced_lowtrans | coal | h04 (Summer 5pm-10pm) | 0 | 12.8444
reg | geo_advanced_lowtrans | coal | h05 (Fall 10pm-6am) | 0 | 6.1746
reg | geo_advanced_lowtrans | coal | h06 (Fall 6am-1pm) | 0 | 10.7321
reg | geo_advanced_lowtrans | coal | h07 (Fall 1pm-5pm) | 0 | 12.0911
reg | geo_advanced_lowtrans | coal | h08 (Fall 5pm-10pm) | 0 | 11.5213
reg | geo_advanced_lowtrans | coal | h09 (Winter 10pm-6am) | 0 | 6.7769
reg | geo_advanced_lowtrans | coal | h10 (Winter 6am-1pm) | 0 | 10.9219
reg | geo_advanced_lowtrans | coal | h11 (Winter 1pm-5pm) | 0 | 11.5598
reg | geo_advanced_lowtrans | coal | h12 (Winter 5pm-10pm) | 0 | 11.8111
reg | geo_advanced_lowtrans | coal | h13 (Spring 10pm-6am) | 0 | 6.3626
reg | geo_advanced_lowtrans | coal | h14 (Spring 6am-1pm) | 0 | 10.6563
reg | geo_advanced_lowtrans | coal | h15 (Spring 1pm-5pm) | 0 | 11.8849
reg | geo_advanced_lowtrans | coal | h16 (Spring 5pm-10pm) | 0 | 11.563
reg | geo_advanced_lowtrans | coal | h17 (Summer Peak) | 0 | 15.8099
reg | geo_advanced_lowtrans | gas-cc | h01 (Summer 10pm-6am) | 0 | 6.7221
reg | geo_advanced_lowtrans | gas-cc | h02 (Summer 6am-1pm) | 0 | 11.6987
reg | geo_advanced_lowtrans | gas-cc | h03 (Summer 1pm-5pm) | 0 | 13.7429
reg | geo_advanced_lowtrans | gas-cc | h04 (Summer 5pm-10pm) | 0 | 12.8444
reg | geo_advanced_lowtrans | gas-cc | h05 (Fall 10pm-6am) | 0 | 6.1746
reg | geo_advanced_lowtrans | gas-cc | h06 (Fall 6am-1pm) | 0 | 10.7321
reg | geo_advanced_lowtrans | gas-cc | h07 (Fall 1pm-5pm) | 0 | 12.0911
reg | geo_advanced_lowtrans | gas-cc | h08 (Fall 5pm-10pm) | 0 | 11.5213
reg | geo_advanced_lowtrans | gas-cc | h09 (Winter 10pm-6am) | 0 | 6.7769
reg | geo_advanced_lowtrans | gas-cc | h10 (Winter 6am-1pm) | 0 | 10.9219
reg | geo_advanced_lowtrans | gas-cc | h11 (Winter 1pm-5pm) | 0 | 11.5598
reg | geo_advanced_lowtrans | gas-cc | h12 (Winter 5pm-10pm) | 0 | 11.8111
reg | geo_advanced_lowtrans | gas-cc | h13 (Spring 10pm-6am) | 0.01101 | 6.3626
reg | geo_advanced_lowtrans | gas-cc | h14 (Spring 6am-1pm) | 0.01591 | 10.6563
reg | geo_advanced_lowtrans | gas-cc | h15 (Spring 1pm-5pm) | 0.071941 | 11.8849
reg | geo_advanced_lowtrans | gas-cc | h16 (Spring 5pm-10pm) | 0.016799 | 11.563
reg | geo_advanced_lowtrans | gas-cc | h17 (Summer Peak) | 0.026334 | 15.8099
reg | geo_advanced_lowtrans | gas-cc-ccs_mod_upgrade | h01 (Summer 10pm-6am) | 0 | 6.7221
reg | geo_advanced_lowtrans | gas-cc-ccs_mod_upgrade | h02 (Summer 6am-1pm) | 0 | 11.6987
reg | geo_advanced_lowtrans | gas-cc-ccs_mod_upgrade | h03 (Summer 1pm-5pm) | 0 | 13.7429
reg | geo_advanced_lowtrans | gas-cc-ccs_mod_upgrade | h04 (Summer 5pm-10pm) | 0 | 12.8444
reg | geo_advanced_lowtrans | gas-cc-ccs_mod_upgrade | h05 (Fall 10pm-6am) | 0 | 6.1746
reg | geo_advanced_lowtrans | gas-cc-ccs_mod_upgrade | h06 (Fall 6am-1pm) | 0 | 10.7321
reg | geo_advanced_lowtrans | gas-cc-ccs_mod_upgrade | h07 (Fall 1pm-5pm) | 0 | 12.0911
reg | geo_advanced_lowtrans | gas-cc-ccs_mod_upgrade | h08 (Fall 5pm-10pm) | 0 | 11.5213
reg | geo_advanced_lowtrans | gas-cc-ccs_mod_upgrade | h09 (Winter 10pm-6am) | 0 | 6.7769
reg | geo_advanced_lowtrans | gas-cc-ccs_mod_upgrade | h10 (Winter 6am-1pm) | 0 | 10.9219
reg | geo_advanced_lowtrans | gas-cc-ccs_mod_upgrade | h11 (Winter 1pm-5pm) | 0 | 11.5598
reg | geo_advanced_lowtrans | gas-cc-ccs_mod_upgrade | h12 (Winter 5pm-10pm) | 0 | 11.8111
reg | geo_advanced_lowtrans | gas-cc-ccs_mod_upgrade | h13 (Spring 10pm-6am) | 0 | 6.3626
reg | geo_advanced_lowtrans | gas-cc-ccs_mod_upgrade | h14 (Spring 6am-1pm) | 0 | 10.6563
reg | geo_advanced_lowtrans | gas-cc-ccs_mod_upgrade | h15 (Spring 1pm-5pm) | 0 | 11.8849
reg | geo_advanced_lowtrans | gas-cc-ccs_mod_upgrade | h16 (Spring 5pm-10pm) | 0 | 11.563
reg | geo_advanced_lowtrans | gas-cc-ccs_mod_upgrade | h17 (Summer Peak) | 0 | 15.8099
reg | geo_advanced_lowtrans | gas-ct | h01 (Summer 10pm-6am) | 0.011946 | 6.7221
reg | geo_advanced_lowtrans | gas-ct | h02 (Summer 6am-1pm) | 0.017971 | 11.6987
reg | geo_advanced_lowtrans | gas-ct | h03 (Summer 1pm-5pm) | 0.041191 | 13.7429
reg | geo_advanced_lowtrans | gas-ct | h04 (Summer 5pm-10pm) | 0.026859 | 12.8444
reg | geo_advanced_lowtrans | gas-ct | h05 (Fall 10pm-6am) | 0.010818 | 6.1746
reg | geo_advanced_lowtrans | gas-ct | h06 (Fall 6am-1pm) | 0.037314 | 10.7321
reg | geo_advanced_lowtrans | gas-ct | h07 (Fall 1pm-5pm) | 0.29264 | 12.0911
reg | geo_advanced_lowtrans | gas-ct | h08 (Fall 5pm-10pm) | 0.016851 | 11.5213
reg | geo_advanced_lowtrans | gas-ct | h09 (Winter 10pm-6am) | 0.013006 | 6.7769
reg | geo_advanced_lowtrans | gas-ct | h10 (Winter 6am-1pm) | 0.017568 | 10.9219
reg | geo_advanced_lowtrans | gas-ct | h11 (Winter 1pm-5pm) | 0.018288 | 11.5598
reg | geo_advanced_lowtrans | gas-ct | h12 (Winter 5pm-10pm) | 0.032794 | 11.8111
reg | geo_advanced_lowtrans | gas-ct | h13 (Spring 10pm-6am) | 0 | 6.3626
reg | geo_advanced_lowtrans | gas-ct | h14 (Spring 6am-1pm) | 0.0020858 | 10.6563
reg | geo_advanced_lowtrans | gas-ct | h15 (Spring 1pm-5pm) | 0 | 11.8849
reg | geo_advanced_lowtrans | gas-ct | h16 (Spring 5pm-10pm) | 0.048466 | 11.563
reg | geo_advanced_lowtrans | gas-ct | h17 (Summer Peak) | 1.4695 | 15.8099
reg | geo_advanced_lowtrans | o-g-s | h01 (Summer 10pm-6am) | 0 | 6.7221
reg | geo_advanced_lowtrans | o-g-s | h02 (Summer 6am-1pm) | 0 | 11.6987
reg | geo_advanced_lowtrans | o-g-s | h03 (Summer 1pm-5pm) | 0 | 13.7429
reg | geo_advanced_lowtrans | o-g-s | h04 (Summer 5pm-10pm) | 0 | 12.8444
reg | geo_advanced_lowtrans | o-g-s | h05 (Fall 10pm-6am) | 0 | 6.1746
reg | geo_advanced_lowtrans | o-g-s | h06 (Fall 6am-1pm) | 0 | 10.7321
reg | geo_advanced_lowtrans | o-g-s | h07 (Fall 1pm-5pm) | 0 | 12.0911
reg | geo_advanced_lowtrans | o-g-s | h08 (Fall 5pm-10pm) | 0 | 11.5213
reg | geo_advanced_lowtrans | o-g-s | h09 (Winter 10pm-6am) | 0 | 6.7769
reg | geo_advanced_lowtrans | o-g-s | h10 (Winter 6am-1pm) | 0 | 10.9219
reg | geo_advanced_lowtrans | o-g-s | h11 (Winter 1pm-5pm) | 0 | 11.5598
reg | geo_advanced_lowtrans | o-g-s | h12 (Winter 5pm-10pm) | 0 | 11.8111
reg | geo_advanced_lowtrans | o-g-s | h13 (Spring 10pm-6am) | 0 | 6.3626
reg | geo_advanced_lowtrans | o-g-s | h14 (Spring 6am-1pm) | 0 | 10.6563
reg | geo_advanced_lowtrans | o-g-s | h15 (Spring 1pm-5pm) | 0 | 11.8849
reg | geo_advanced_lowtrans | o-g-s | h16 (Spring 5pm-10pm) | 0 | 11.563
reg | geo_advanced_lowtrans | o-g-s | h17 (Summer Peak) | 0.14601 | 15.8099
reg | geo_advanced_lowtrans | hydro | h01 (Summer 10pm-6am) | 0.0094902 | 6.7221
reg | geo_advanced_lowtrans | hydro | h02 (Summer 6am-1pm) | 0 | 11.6987
reg | geo_advanced_lowtrans | hydro | h03 (Summer 1pm-5pm) | 0 | 13.7429
reg | geo_advanced_lowtrans | hydro | h04 (Summer 5pm-10pm) | 0 | 12.8444
reg | geo_advanced_lowtrans | hydro | h05 (Fall 10pm-6am) | 0 | 6.1746
reg | geo_advanced_lowtrans | hydro | h06 (Fall 6am-1pm) | 0 | 10.7321
reg | geo_advanced_lowtrans | hydro | h07 (Fall 1pm-5pm) | 0 | 12.0911
reg | geo_advanced_lowtrans | hydro | h08 (Fall 5pm-10pm) | 0 | 11.5213
reg | geo_advanced_lowtrans | hydro | h09 (Winter 10pm-6am) | 0 | 6.7769
reg | geo_advanced_lowtrans | hydro | h10 (Winter 6am-1pm) | 0 | 10.9219
reg | geo_advanced_lowtrans | hydro | h11 (Winter 1pm-5pm) | 0 | 11.5598
reg | geo_advanced_lowtrans | hydro | h12 (Winter 5pm-10pm) | 0.00024419 | 11.8111
reg | geo_advanced_lowtrans | hydro | h13 (Spring 10pm-6am) | 0 | 6.3626
reg | geo_advanced_lowtrans | hydro | h14 (Spring 6am-1pm) | 0 | 10.6563
reg | geo_advanced_lowtrans | hydro | h15 (Spring 1pm-5pm) | 0 | 11.8849
reg | geo_advanced_lowtrans | hydro | h16 (Spring 5pm-10pm) | 0 | 11.563
reg | geo_advanced_lowtrans | hydro | h17 (Summer Peak) | 0.0022557 | 15.8099
reg | geo_advanced_lowtrans | geothermal | h01 (Summer 10pm-6am) | 0 | 6.7221
reg | geo_advanced_lowtrans | geothermal | h02 (Summer 6am-1pm) | 0 | 11.6987
reg | geo_advanced_lowtrans | geothermal | h03 (Summer 1pm-5pm) | 0 | 13.7429
reg | geo_advanced_lowtrans | geothermal | h04 (Summer 5pm-10pm) | 0 | 12.8444
reg | geo_advanced_lowtrans | geothermal | h05 (Fall 10pm-6am) | 0 | 6.1746
reg | geo_advanced_lowtrans | geothermal | h06 (Fall 6am-1pm) | 0 | 10.7321
reg | geo_advanced_lowtrans | geothermal | h07 (Fall 1pm-5pm) | 0 | 12.0911
reg | geo_advanced_lowtrans | geothermal | h08 (Fall 5pm-10pm) | 0 | 11.5213
reg | geo_advanced_lowtrans | geothermal | h09 (Winter 10pm-6am) | 0 | 6.7769
reg | geo_advanced_lowtrans | geothermal | h10 (Winter 6am-1pm) | 0 | 10.9219
reg | geo_advanced_lowtrans | geothermal | h11 (Winter 1pm-5pm) | 0 | 11.5598
reg | geo_advanced_lowtrans | geothermal | h12 (Winter 5pm-10pm) | 0 | 11.8111
reg | geo_advanced_lowtrans | geothermal | h13 (Spring 10pm-6am) | 0 | 6.3626
reg | geo_advanced_lowtrans | geothermal | h14 (Spring 6am-1pm) | 0 | 10.6563
reg | geo_advanced_lowtrans | geothermal | h15 (Spring 1pm-5pm) | 0 | 11.8849
reg | geo_advanced_lowtrans | geothermal | h16 (Spring 5pm-10pm) | 0 | 11.563
reg | geo_advanced_lowtrans | geothermal | h17 (Summer Peak) | 0 | 15.8099
reg | geo_advanced_lowtrans | biopower | h01 (Summer 10pm-6am) | 0 | 6.7221
reg | geo_advanced_lowtrans | biopower | h02 (Summer 6am-1pm) | 0.00049636 | 11.6987
reg | geo_advanced_lowtrans | biopower | h03 (Summer 1pm-5pm) | 0 | 13.7429
reg | geo_advanced_lowtrans | biopower | h04 (Summer 5pm-10pm) | 0 | 12.8444
reg | geo_advanced_lowtrans | biopower | h05 (Fall 10pm-6am) | 0.00044591 | 6.1746
reg | geo_advanced_lowtrans | biopower | h06 (Fall 6am-1pm) | 0.00044591 | 10.7321
reg | geo_advanced_lowtrans | biopower | h07 (Fall 1pm-5pm) | 0 | 12.0911
reg | geo_advanced_lowtrans | biopower | h08 (Fall 5pm-10pm) | 0 | 11.5213
reg | geo_advanced_lowtrans | biopower | h09 (Winter 10pm-6am) | 0.00044635 | 6.7769
reg | geo_advanced_lowtrans | biopower | h10 (Winter 6am-1pm) | 0.00044636 | 10.9219
reg | geo_advanced_lowtrans | biopower | h11 (Winter 1pm-5pm) | 0 | 11.5598
reg | geo_advanced_lowtrans | biopower | h12 (Winter 5pm-10pm) | 0.00257 | 11.8111
reg | geo_advanced_lowtrans | biopower | h13 (Spring 10pm-6am) | 0.00044591 | 6.3626
reg | geo_advanced_lowtrans | biopower | h14 (Spring 6am-1pm) | 0.00044591 | 10.6563
reg | geo_advanced_lowtrans | biopower | h15 (Spring 1pm-5pm) | 0 | 11.8849
reg | geo_advanced_lowtrans | biopower | h16 (Spring 5pm-10pm) | 0.00044591 | 11.563
reg | geo_advanced_lowtrans | biopower | h17 (Summer Peak) | 9.4663e-05 | 15.8099
reg | geo_advanced_lowtrans | lfill-gas | h01 (Summer 10pm-6am) | 0 | 6.7221
reg | geo_advanced_lowtrans | lfill-gas | h02 (Summer 6am-1pm) | 0 | 11.6987
reg | geo_advanced_lowtrans | lfill-gas | h03 (Summer 1pm-5pm) | 0 | 13.7429
reg | geo_advanced_lowtrans | lfill-gas | h04 (Summer 5pm-10pm) | 0 | 12.8444
reg | geo_advanced_lowtrans | lfill-gas | h05 (Fall 10pm-6am) | 0 | 6.1746
reg | geo_advanced_lowtrans | lfill-gas | h06 (Fall 6am-1pm) | 0 | 10.7321
reg | geo_advanced_lowtrans | lfill-gas | h07 (Fall 1pm-5pm) | 0 | 12.0911
reg | geo_advanced_lowtrans | lfill-gas | h08 (Fall 5pm-10pm) | 0 | 11.5213
reg | geo_advanced_lowtrans | lfill-gas | h09 (Winter 10pm-6am) | 0 | 6.7769
reg | geo_advanced_lowtrans | lfill-gas | h10 (Winter 6am-1pm) | 0 | 10.9219
reg | geo_advanced_lowtrans | lfill-gas | h11 (Winter 1pm-5pm) | 0 | 11.5598
reg | geo_advanced_lowtrans | lfill-gas | h12 (Winter 5pm-10pm) | 0 | 11.8111
reg | geo_advanced_lowtrans | lfill-gas | h13 (Spring 10pm-6am) | 0 | 6.3626
reg | geo_advanced_lowtrans | lfill-gas | h14 (Spring 6am-1pm) | 0 | 10.6563
reg | geo_advanced_lowtrans | lfill-gas | h15 (Spring 1pm-5pm) | 0 | 11.8849
reg | geo_advanced_lowtrans | lfill-gas | h16 (Spring 5pm-10pm) | 0 | 11.563
reg | geo_advanced_lowtrans | lfill-gas | h17 (Summer Peak) | 0.00055 | 15.8099
reg | geo_advanced_lowtrans | pvb | h01 (Summer 10pm-6am) | 0.0016039 | 6.7221
reg | geo_advanced_lowtrans | pvb | h02 (Summer 6am-1pm) | 0.14362 | 11.6987
reg | geo_advanced_lowtrans | pvb | h03 (Summer 1pm-5pm) | 0.6671 | 13.7429
reg | geo_advanced_lowtrans | pvb | h04 (Summer 5pm-10pm) | 0.004565 | 12.8444
reg | geo_advanced_lowtrans | pvb | h05 (Fall 10pm-6am) | 0.076904 | 6.1746
reg | geo_advanced_lowtrans | pvb | h06 (Fall 6am-1pm) | 0.19961 | 10.7321
reg | geo_advanced_lowtrans | pvb | h07 (Fall 1pm-5pm) | 0.89248 | 12.0911
reg | geo_advanced_lowtrans | pvb | h08 (Fall 5pm-10pm) | 0.26622 | 11.5213
reg | geo_advanced_lowtrans | pvb | h09 (Winter 10pm-6am) | 0.31562 | 6.7769
reg | geo_advanced_lowtrans | pvb | h10 (Winter 6am-1pm) | 0.36317 | 10.9219
reg | geo_advanced_lowtrans | pvb | h11 (Winter 1pm-5pm) | 0.83692 | 11.5598
reg | geo_advanced_lowtrans | pvb | h12 (Winter 5pm-10pm) | 0.29869 | 11.8111
reg | geo_advanced_lowtrans | pvb | h13 (Spring 10pm-6am) | 0.39559 | 6.3626
reg | geo_advanced_lowtrans | pvb | h14 (Spring 6am-1pm) | 0.29982 | 10.6563
reg | geo_advanced_lowtrans | pvb | h15 (Spring 1pm-5pm) | 0.93108 | 11.8849
reg | geo_advanced_lowtrans | pvb | h16 (Spring 5pm-10pm) | 0.62235 | 11.563
reg | geo_advanced_lowtrans | pvb | h17 (Summer Peak) | 0.50263 | 15.8099
reg | geo_advanced_lowtrans | battery_2 | h01 (Summer 10pm-6am) | 1.0225 | 6.7221
reg | geo_advanced_lowtrans | battery_2 | h02 (Summer 6am-1pm) | 2.5638 | 11.6987
reg | geo_advanced_lowtrans | battery_2 | h03 (Summer 1pm-5pm) | 2.5719 | 13.7429
reg | geo_advanced_lowtrans | battery_2 | h04 (Summer 5pm-10pm) | 1.2043 | 12.8444
reg | geo_advanced_lowtrans | battery_2 | h05 (Fall 10pm-6am) | 1.0138 | 6.1746
reg | geo_advanced_lowtrans | battery_2 | h06 (Fall 6am-1pm) | 2.9404 | 10.7321
reg | geo_advanced_lowtrans | battery_2 | h07 (Fall 1pm-5pm) | 2.7326 | 12.0911
reg | geo_advanced_lowtrans | battery_2 | h08 (Fall 5pm-10pm) | 1.7064 | 11.5213
reg | geo_advanced_lowtrans | battery_2 | h09 (Winter 10pm-6am) | 1.007 | 6.7769
reg | geo_advanced_lowtrans | battery_2 | h10 (Winter 6am-1pm) | 2.7217 | 10.9219
reg | geo_advanced_lowtrans | battery_2 | h11 (Winter 1pm-5pm) | 2.6638 | 11.5598
reg | geo_advanced_lowtrans | battery_2 | h12 (Winter 5pm-10pm) | 1.8032 | 11.8111
reg | geo_advanced_lowtrans | battery_2 | h13 (Spring 10pm-6am) | 0.65649 | 6.3626
reg | geo_advanced_lowtrans | battery_2 | h14 (Spring 6am-1pm) | 2.4957 | 10.6563
reg | geo_advanced_lowtrans | battery_2 | h15 (Spring 1pm-5pm) | 2.4657 | 11.8849
reg | geo_advanced_lowtrans | battery_2 | h16 (Spring 5pm-10pm) | 1.4063 | 11.563
reg | geo_advanced_lowtrans | battery_2 | h17 (Summer Peak) | 0.72615 | 15.8099
reg | geo_advanced_lowtrans | battery_4 | h01 (Summer 10pm-6am) | 3.6558 | 6.7221
reg | geo_advanced_lowtrans | battery_4 | h02 (Summer 6am-1pm) | 6.513 | 11.6987
reg | geo_advanced_lowtrans | battery_4 | h03 (Summer 1pm-5pm) | 6.4074 | 13.7429
reg | geo_advanced_lowtrans | battery_4 | h04 (Summer 5pm-10pm) | 6.236 | 12.8444
reg | geo_advanced_lowtrans | battery_4 | h05 (Fall 10pm-6am) | 3.9322 | 6.1746
reg | geo_advanced_lowtrans | battery_4 | h06 (Fall 6am-1pm) | 5.4306 | 10.7321
reg | geo_advanced_lowtrans | battery_4 | h07 (Fall 1pm-5pm) | 5.8151 | 12.0911
reg | geo_advanced_lowtrans | battery_4 | h08 (Fall 5pm-10pm) | 5.8476 | 11.5213
reg | geo_advanced_lowtrans | battery_4 | h09 (Winter 10pm-6am) | 4.0352 | 6.7769
reg | geo_advanced_lowtrans | battery_4 | h10 (Winter 6am-1pm) | 5.3393 | 10.9219
reg | geo_advanced_lowtrans | battery_4 | h11 (Winter 1pm-5pm) | 5.6117 | 11.5598
reg | geo_advanced_lowtrans | battery_4 | h12 (Winter 5pm-10pm) | 6.403 | 11.8111
reg | geo_advanced_lowtrans | battery_4 | h13 (Spring 10pm-6am) | 3.5068 | 6.3626
reg | geo_advanced_lowtrans | battery_4 | h14 (Spring 6am-1pm) | 4.9051 | 10.6563
reg | geo_advanced_lowtrans | battery_4 | h15 (Spring 1pm-5pm) | 5.7721 | 11.8849
reg | geo_advanced_lowtrans | battery_4 | h16 (Spring 5pm-10pm) | 4.6971 | 11.563
reg | geo_advanced_lowtrans | battery_4 | h17 (Summer Peak) | 8.4169 | 15.8099
reg | geo_advanced_lowtrans | battery_6 | h01 (Summer 10pm-6am) | 1.8873 | 6.7221
reg | geo_advanced_lowtrans | battery_6 | h02 (Summer 6am-1pm) | 2.1531 | 11.6987
reg | geo_advanced_lowtrans | battery_6 | h03 (Summer 1pm-5pm) | 3.6055 | 13.7429
reg | geo_advanced_lowtrans | battery_6 | h04 (Summer 5pm-10pm) | 4.5464 | 12.8444
reg | geo_advanced_lowtrans | battery_6 | h05 (Fall 10pm-6am) | 0.90116 | 6.1746
reg | geo_advanced_lowtrans | battery_6 | h06 (Fall 6am-1pm) | 2.0559 | 10.7321
reg | geo_advanced_lowtrans | battery_6 | h07 (Fall 1pm-5pm) | 2.3308 | 12.0911
reg | geo_advanced_lowtrans | battery_6 | h08 (Fall 5pm-10pm) | 3.165 | 11.5213
reg | geo_advanced_lowtrans | battery_6 | h09 (Winter 10pm-6am) | 1.1531 | 6.7769
reg | geo_advanced_lowtrans | battery_6 | h10 (Winter 6am-1pm) | 2.4133 | 10.9219
reg | geo_advanced_lowtrans | battery_6 | h11 (Winter 1pm-5pm) | 2.3875 | 11.5598
reg | geo_advanced_lowtrans | battery_6 | h12 (Winter 5pm-10pm) | 3.1709 | 11.8111
reg | geo_advanced_lowtrans | battery_6 | h13 (Spring 10pm-6am) | 1.7185 | 6.3626
reg | geo_advanced_lowtrans | battery_6 | h14 (Spring 6am-1pm) | 2.7956 | 10.6563
reg | geo_advanced_lowtrans | battery_6 | h15 (Spring 1pm-5pm) | 2.4366 | 11.8849
reg | geo_advanced_lowtrans | battery_6 | h16 (Spring 5pm-10pm) | 4.5931 | 11.563
reg | geo_advanced_lowtrans | battery_6 | h17 (Summer Peak) | 4.2711 | 15.8099
reg | geo_advanced_lowtrans | battery_8 | h01 (Summer 10pm-6am) | 0.13339 | 6.7221
reg | geo_advanced_lowtrans | battery_8 | h02 (Summer 6am-1pm) | 0.29883 | 11.6987
reg | geo_advanced_lowtrans | battery_8 | h03 (Summer 1pm-5pm) | 0.44965 | 13.7429
reg | geo_advanced_lowtrans | battery_8 | h04 (Summer 5pm-10pm) | 0.82638 | 12.8444
reg | geo_advanced_lowtrans | battery_8 | h05 (Fall 10pm-6am) | 0.070678 | 6.1746
reg | geo_advanced_lowtrans | battery_8 | h06 (Fall 6am-1pm) | 0.067916 | 10.7321
reg | geo_advanced_lowtrans | battery_8 | h07 (Fall 1pm-5pm) | 0.027576 | 12.0911
reg | geo_advanced_lowtrans | battery_8 | h08 (Fall 5pm-10pm) | 0.16801 | 11.5213
reg | geo_advanced_lowtrans | battery_8 | h09 (Winter 10pm-6am) | 0.25242 | 6.7769
reg | geo_advanced_lowtrans | battery_8 | h10 (Winter 6am-1pm) | 0.06642 | 10.9219
reg | geo_advanced_lowtrans | battery_8 | h11 (Winter 1pm-5pm) | 0.041632 | 11.5598
reg | geo_advanced_lowtrans | battery_8 | h12 (Winter 5pm-10pm) | 0.09968 | 11.8111
reg | geo_advanced_lowtrans | battery_8 | h13 (Spring 10pm-6am) | 0.073789 | 6.3626
reg | geo_advanced_lowtrans | battery_8 | h14 (Spring 6am-1pm) | 0.14163 | 10.6563
reg | geo_advanced_lowtrans | battery_8 | h15 (Spring 1pm-5pm) | 0.2075 | 11.8849
reg | geo_advanced_lowtrans | battery_8 | h16 (Spring 5pm-10pm) | 0.1784 | 11.563
reg | geo_advanced_lowtrans | battery_8 | h17 (Summer Peak) | 0.24836 | 15.8099
reg | geo_advanced_lowtrans | battery_10 | h01 (Summer 10pm-6am) | 0 | 6.7221
reg | geo_advanced_lowtrans | battery_10 | h02 (Summer 6am-1pm) | 0 | 11.6987
reg | geo_advanced_lowtrans | battery_10 | h03 (Summer 1pm-5pm) | 0 | 13.7429
reg | geo_advanced_lowtrans | battery_10 | h04 (Summer 5pm-10pm) | 0 | 12.8444
reg | geo_advanced_lowtrans | battery_10 | h05 (Fall 10pm-6am) | 0.16856 | 6.1746
reg | geo_advanced_lowtrans | battery_10 | h06 (Fall 6am-1pm) | 0 | 10.7321
reg | geo_advanced_lowtrans | battery_10 | h07 (Fall 1pm-5pm) | 0 | 12.0911
reg | geo_advanced_lowtrans | battery_10 | h08 (Fall 5pm-10pm) | 0.27273 | 11.5213
reg | geo_advanced_lowtrans | battery_10 | h09 (Winter 10pm-6am) | 0 | 6.7769
reg | geo_advanced_lowtrans | battery_10 | h10 (Winter 6am-1pm) | 0 | 10.9219
reg | geo_advanced_lowtrans | battery_10 | h11 (Winter 1pm-5pm) | 0 | 11.5598
reg | geo_advanced_lowtrans | battery_10 | h12 (Winter 5pm-10pm) | 0 | 11.8111
reg | geo_advanced_lowtrans | battery_10 | h13 (Spring 10pm-6am) | 0 | 6.3626
reg | geo_advanced_lowtrans | battery_10 | h14 (Spring 6am-1pm) | 0 | 10.6563
reg | geo_advanced_lowtrans | battery_10 | h15 (Spring 1pm-5pm) | 0 | 11.8849
reg | geo_advanced_lowtrans | battery_10 | h16 (Spring 5pm-10pm) | 0 | 11.563
reg | geo_advanced_lowtrans | battery_10 | h17 (Summer Peak) | 0 | 15.8099
reg | geo_advanced_lowtrans | pumped-hydro | h01 (Summer 10pm-6am) | 0 | 6.7221
reg | geo_advanced_lowtrans | pumped-hydro | h02 (Summer 6am-1pm) | 0.0078922 | 11.6987
reg | geo_advanced_lowtrans | pumped-hydro | h03 (Summer 1pm-5pm) | 0 | 13.7429
reg | geo_advanced_lowtrans | pumped-hydro | h04 (Summer 5pm-10pm) | 0 | 12.8444
reg | geo_advanced_lowtrans | pumped-hydro | h05 (Fall 10pm-6am) | 0 | 6.1746
reg | geo_advanced_lowtrans | pumped-hydro | h06 (Fall 6am-1pm) | 0 | 10.7321
reg | geo_advanced_lowtrans | pumped-hydro | h07 (Fall 1pm-5pm) | 0 | 12.0911
reg | geo_advanced_lowtrans | pumped-hydro | h08 (Fall 5pm-10pm) | 0.078375 | 11.5213
reg | geo_advanced_lowtrans | pumped-hydro | h09 (Winter 10pm-6am) | 0 | 6.7769
reg | geo_advanced_lowtrans | pumped-hydro | h10 (Winter 6am-1pm) | 0 | 10.9219
reg | geo_advanced_lowtrans | pumped-hydro | h11 (Winter 1pm-5pm) | 0 | 11.5598
reg | geo_advanced_lowtrans | pumped-hydro | h12 (Winter 5pm-10pm) | 0 | 11.8111
reg | geo_advanced_lowtrans | pumped-hydro | h13 (Spring 10pm-6am) | 0 | 6.3626
reg | geo_advanced_lowtrans | pumped-hydro | h14 (Spring 6am-1pm) | 0 | 10.6563
reg | geo_advanced_lowtrans | pumped-hydro | h15 (Spring 1pm-5pm) | 0 | 11.8849
reg | geo_advanced_lowtrans | pumped-hydro | h16 (Spring 5pm-10pm) | 0 | 11.563
reg | geo_advanced_lowtrans | pumped-hydro | h17 (Summer Peak) | 0 | 15.8099
spin | geo_advanced_lowtrans | nuclear | h01 (Summer 10pm-6am) | 0 | 19.2464
spin | geo_advanced_lowtrans | nuclear | h02 (Summer 6am-1pm) | 0.077981 | 28.1867
spin | geo_advanced_lowtrans | nuclear | h03 (Summer 1pm-5pm) | 0 | 38.4809
spin | geo_advanced_lowtrans | nuclear | h04 (Summer 5pm-10pm) | 0 | 26.8639
spin | geo_advanced_lowtrans | nuclear | h05 (Fall 10pm-6am) | 0.051417 | 19.3462
spin | geo_advanced_lowtrans | nuclear | h06 (Fall 6am-1pm) | 0 | 25.3905
spin | geo_advanced_lowtrans | nuclear | h07 (Fall 1pm-5pm) | 0 | 29.0962
spin | geo_advanced_lowtrans | nuclear | h08 (Fall 5pm-10pm) | 0 | 22.927
spin | geo_advanced_lowtrans | nuclear | h09 (Winter 10pm-6am) | 0 | 18.2689
spin | geo_advanced_lowtrans | nuclear | h10 (Winter 6am-1pm) | 0.15511 | 25.5491
spin | geo_advanced_lowtrans | nuclear | h11 (Winter 1pm-5pm) | 0.00038259 | 26.2183
spin | geo_advanced_lowtrans | nuclear | h12 (Winter 5pm-10pm) | 0 | 22.0775
spin | geo_advanced_lowtrans | nuclear | h13 (Spring 10pm-6am) | 0.22275 | 17.1509
spin | geo_advanced_lowtrans | nuclear | h14 (Spring 6am-1pm) | 0 | 21.4578
spin | geo_advanced_lowtrans | nuclear | h15 (Spring 1pm-5pm) | 0 | 29.7125
spin | geo_advanced_lowtrans | nuclear | h16 (Spring 5pm-10pm) | 0 | 22.3692
spin | geo_advanced_lowtrans | nuclear | h17 (Summer Peak) | 0.041064 | 35.8941
spin | geo_advanced_lowtrans | coal | h01 (Summer 10pm-6am) | 0 | 19.2464
spin | geo_advanced_lowtrans | coal | h02 (Summer 6am-1pm) | 0.054972 | 28.1867
spin | geo_advanced_lowtrans | coal | h03 (Summer 1pm-5pm) | 0 | 38.4809
spin | geo_advanced_lowtrans | coal | h04 (Summer 5pm-10pm) | 0.24901 | 26.8639
spin | geo_advanced_lowtrans | coal | h05 (Fall 10pm-6am) | 0 | 19.3462
spin | geo_advanced_lowtrans | coal | h06 (Fall 6am-1pm) | 0 | 25.3905
spin | geo_advanced_lowtrans | coal | h07 (Fall 1pm-5pm) | 0 | 29.0962
spin | geo_advanced_lowtrans | coal | h08 (Fall 5pm-10pm) | 0.15223 | 22.927
spin | geo_advanced_lowtrans | coal | h09 (Winter 10pm-6am) | 0 | 18.2689
spin | geo_advanced_lowtrans | coal | h10 (Winter 6am-1pm) | 0 | 25.5491
spin | geo_advanced_lowtrans | coal | h11 (Winter 1pm-5pm) | 0.061858 | 26.2183
spin | geo_advanced_lowtrans | coal | h12 (Winter 5pm-10pm) | 0 | 22.0775
spin | geo_advanced_lowtrans | coal | h13 (Spring 10pm-6am) | 0 | 17.1509
spin | geo_advanced_lowtrans | coal | h14 (Spring 6am-1pm) | 0 | 21.4578
spin | geo_advanced_lowtrans | coal | h15 (Spring 1pm-5pm) | 0 | 29.7125
spin | geo_advanced_lowtrans | coal | h16 (Spring 5pm-10pm) | 0.04673 | 22.3692
spin | geo_advanced_lowtrans | coal | h17 (Summer Peak) | 0.52787 | 35.8941
spin | geo_advanced_lowtrans | gas-cc | h01 (Summer 10pm-6am) | 0.035839 | 19.2464
spin | geo_advanced_lowtrans | gas-cc | h02 (Summer 6am-1pm) | 0.052931 | 28.1867
spin | geo_advanced_lowtrans | gas-cc | h03 (Summer 1pm-5pm) | 0.062524 | 38.4809
spin | geo_advanced_lowtrans | gas-cc | h04 (Summer 5pm-10pm) | 0.054957 | 26.8639
spin | geo_advanced_lowtrans | gas-cc | h05 (Fall 10pm-6am) | 0.033059 | 19.3462
spin | geo_advanced_lowtrans | gas-cc | h06 (Fall 6am-1pm) | 0.043956 | 25.3905
spin | geo_advanced_lowtrans | gas-cc | h07 (Fall 1pm-5pm) | 0.068292 | 29.0962
spin | geo_advanced_lowtrans | gas-cc | h08 (Fall 5pm-10pm) | 0.8598 | 22.927
spin | geo_advanced_lowtrans | gas-cc | h09 (Winter 10pm-6am) | 0.038099 | 18.2689
spin | geo_advanced_lowtrans | gas-cc | h10 (Winter 6am-1pm) | 0.10376 | 25.5491
spin | geo_advanced_lowtrans | gas-cc | h11 (Winter 1pm-5pm) | 0.050816 | 26.2183
spin | geo_advanced_lowtrans | gas-cc | h12 (Winter 5pm-10pm) | 0.34476 | 22.0775
spin | geo_advanced_lowtrans | gas-cc | h13 (Spring 10pm-6am) | 0.17207 | 17.1509
spin | geo_advanced_lowtrans | gas-cc | h14 (Spring 6am-1pm) | 0.043681 | 21.4578
spin | geo_advanced_lowtrans | gas-cc | h15 (Spring 1pm-5pm) | 0.072818 | 29.7125
spin | geo_advanced_lowtrans | gas-cc | h16 (Spring 5pm-10pm) | 1.3553 | 22.3692
spin | geo_advanced_lowtrans | gas-cc | h17 (Summer Peak) | 0.74799 | 35.8941
spin | geo_advanced_lowtrans | gas-cc-ccs_mod_upgrade | h01 (Summer 10pm-6am) | 0 | 19.2464
spin | geo_advanced_lowtrans | gas-cc-ccs_mod_upgrade | h02 (Summer 6am-1pm) | 0 | 28.1867
spin | geo_advanced_lowtrans | gas-cc-ccs_mod_upgrade | h03 (Summer 1pm-5pm) | 0 | 38.4809
spin | geo_advanced_lowtrans | gas-cc-ccs_mod_upgrade | h04 (Summer 5pm-10pm) | 0 | 26.8639
spin | geo_advanced_lowtrans | gas-cc-ccs_mod_upgrade | h05 (Fall 10pm-6am) | 0 | 19.3462
spin | geo_advanced_lowtrans | gas-cc-ccs_mod_upgrade | h06 (Fall 6am-1pm) | 0 | 25.3905
spin | geo_advanced_lowtrans | gas-cc-ccs_mod_upgrade | h07 (Fall 1pm-5pm) | 0 | 29.0962
spin | geo_advanced_lowtrans | gas-cc-ccs_mod_upgrade | h08 (Fall 5pm-10pm) | 0.14847 | 22.927
spin | geo_advanced_lowtrans | gas-cc-ccs_mod_upgrade | h09 (Winter 10pm-6am) | 0 | 18.2689
spin | geo_advanced_lowtrans | gas-cc-ccs_mod_upgrade | h10 (Winter 6am-1pm) | 0 | 25.5491
spin | geo_advanced_lowtrans | gas-cc-ccs_mod_upgrade | h11 (Winter 1pm-5pm) | 0 | 26.2183
spin | geo_advanced_lowtrans | gas-cc-ccs_mod_upgrade | h12 (Winter 5pm-10pm) | 0 | 22.0775
spin | geo_advanced_lowtrans | gas-cc-ccs_mod_upgrade | h13 (Spring 10pm-6am) | 0 | 17.1509
spin | geo_advanced_lowtrans | gas-cc-ccs_mod_upgrade | h14 (Spring 6am-1pm) | 0 | 21.4578
spin | geo_advanced_lowtrans | gas-cc-ccs_mod_upgrade | h15 (Spring 1pm-5pm) | 0 | 29.7125
spin | geo_advanced_lowtrans | gas-cc-ccs_mod_upgrade | h16 (Spring 5pm-10pm) | 0 | 22.3692
spin | geo_advanced_lowtrans | gas-cc-ccs_mod_upgrade | h17 (Summer Peak) | 0.80533 | 35.8941
spin | geo_advanced_lowtrans | gas-ct | h01 (Summer 10pm-6am) | 0 | 19.2464
spin | geo_advanced_lowtrans | gas-ct | h02 (Summer 6am-1pm) | 0 | 28.1867
spin | geo_advanced_lowtrans | gas-ct | h03 (Summer 1pm-5pm) | 0 | 38.4809
spin | geo_advanced_lowtrans | gas-ct | h04 (Summer 5pm-10pm) | 0 | 26.8639
spin | geo_advanced_lowtrans | gas-ct | h05 (Fall 10pm-6am) | 0 | 19.3462
spin | geo_advanced_lowtrans | gas-ct | h06 (Fall 6am-1pm) | 0 | 25.3905
spin | geo_advanced_lowtrans | gas-ct | h07 (Fall 1pm-5pm) | 0 | 29.0962
spin | geo_advanced_lowtrans | gas-ct | h08 (Fall 5pm-10pm) | 0 | 22.927
spin | geo_advanced_lowtrans | gas-ct | h09 (Winter 10pm-6am) | 0 | 18.2689
spin | geo_advanced_lowtrans | gas-ct | h10 (Winter 6am-1pm) | 0 | 25.5491
spin | geo_advanced_lowtrans | gas-ct | h11 (Winter 1pm-5pm) | 0 | 26.2183
spin | geo_advanced_lowtrans | gas-ct | h12 (Winter 5pm-10pm) | 0 | 22.0775
spin | geo_advanced_lowtrans | gas-ct | h13 (Spring 10pm-6am) | 0 | 17.1509
spin | geo_advanced_lowtrans | gas-ct | h14 (Spring 6am-1pm) | 0 | 21.4578
spin | geo_advanced_lowtrans | gas-ct | h15 (Spring 1pm-5pm) | 0 | 29.7125
spin | geo_advanced_lowtrans | gas-ct | h16 (Spring 5pm-10pm) | 0 | 22.3692
spin | geo_advanced_lowtrans | gas-ct | h17 (Summer Peak) | 1.1096 | 35.8941
spin | geo_advanced_lowtrans | o-g-s | h01 (Summer 10pm-6am) | 0 | 19.2464
spin | geo_advanced_lowtrans | o-g-s | h02 (Summer 6am-1pm) | 0 | 28.1867
spin | geo_advanced_lowtrans | o-g-s | h03 (Summer 1pm-5pm) | 0 | 38.4809
spin | geo_advanced_lowtrans | o-g-s | h04 (Summer 5pm-10pm) | 0 | 26.8639
spin | geo_advanced_lowtrans | o-g-s | h05 (Fall 10pm-6am) | 0 | 19.3462
spin | geo_advanced_lowtrans | o-g-s | h06 (Fall 6am-1pm) | 0 | 25.3905
spin | geo_advanced_lowtrans | o-g-s | h07 (Fall 1pm-5pm) | 0 | 29.0962
spin | geo_advanced_lowtrans | o-g-s | h08 (Fall 5pm-10pm) | 0 | 22.927
spin | geo_advanced_lowtrans | o-g-s | h09 (Winter 10pm-6am) | 0 | 18.2689
spin | geo_advanced_lowtrans | o-g-s | h10 (Winter 6am-1pm) | 0 | 25.5491
spin | geo_advanced_lowtrans | o-g-s | h11 (Winter 1pm-5pm) | 0 | 26.2183
spin | geo_advanced_lowtrans | o-g-s | h12 (Winter 5pm-10pm) | 0 | 22.0775
spin | geo_advanced_lowtrans | o-g-s | h13 (Spring 10pm-6am) | 0 | 17.1509
spin | geo_advanced_lowtrans | o-g-s | h14 (Spring 6am-1pm) | 0 | 21.4578
spin | geo_advanced_lowtrans | o-g-s | h15 (Spring 1pm-5pm) | 0 | 29.7125
spin | geo_advanced_lowtrans | o-g-s | h16 (Spring 5pm-10pm) | 0 | 22.3692
spin | geo_advanced_lowtrans | o-g-s | h17 (Summer Peak) | 0 | 35.8941
spin | geo_advanced_lowtrans | hydro | h01 (Summer 10pm-6am) | 2.1907 | 19.2464
spin | geo_advanced_lowtrans | hydro | h02 (Summer 6am-1pm) | 2.9875 | 28.1867
spin | geo_advanced_lowtrans | hydro | h03 (Summer 1pm-5pm) | 0.76075 | 38.4809
spin | geo_advanced_lowtrans | hydro | h04 (Summer 5pm-10pm) | 3.0771 | 26.8639
spin | geo_advanced_lowtrans | hydro | h05 (Fall 10pm-6am) | 3.1752 | 19.3462
spin | geo_advanced_lowtrans | hydro | h06 (Fall 6am-1pm) | 4.2369 | 25.3905
spin | geo_advanced_lowtrans | hydro | h07 (Fall 1pm-5pm) | 1.6277 | 29.0962
spin | geo_advanced_lowtrans | hydro | h08 (Fall 5pm-10pm) | 4.6811 | 22.927
spin | geo_advanced_lowtrans | hydro | h09 (Winter 10pm-6am) | 2.6809 | 18.2689
spin | geo_advanced_lowtrans | hydro | h10 (Winter 6am-1pm) | 4.927 | 25.5491
spin | geo_advanced_lowtrans | hydro | h11 (Winter 1pm-5pm) | 2.4746 | 26.2183
spin | geo_advanced_lowtrans | hydro | h12 (Winter 5pm-10pm) | 2.3208 | 22.0775
spin | geo_advanced_lowtrans | hydro | h13 (Spring 10pm-6am) | 4.3274 | 17.1509
spin | geo_advanced_lowtrans | hydro | h14 (Spring 6am-1pm) | 2.8489 | 21.4578
spin | geo_advanced_lowtrans | hydro | h15 (Spring 1pm-5pm) | 2.5811 | 29.7125
spin | geo_advanced_lowtrans | hydro | h16 (Spring 5pm-10pm) | 4.1197 | 22.3692
spin | geo_advanced_lowtrans | hydro | h17 (Summer Peak) | 3.0095 | 35.8941
spin | geo_advanced_lowtrans | geothermal | h01 (Summer 10pm-6am) | 0 | 19.2464
spin | geo_advanced_lowtrans | geothermal | h02 (Summer 6am-1pm) | 0 | 28.1867
spin | geo_advanced_lowtrans | geothermal | h03 (Summer 1pm-5pm) | 0 | 38.4809
spin | geo_advanced_lowtrans | geothermal | h04 (Summer 5pm-10pm) | 0 | 26.8639
spin | geo_advanced_lowtrans | geothermal | h05 (Fall 10pm-6am) | 0 | 19.3462
spin | geo_advanced_lowtrans | geothermal | h06 (Fall 6am-1pm) | 0 | 25.3905
spin | geo_advanced_lowtrans | geothermal | h07 (Fall 1pm-5pm) | 0 | 29.0962
spin | geo_advanced_lowtrans | geothermal | h08 (Fall 5pm-10pm) | 0 | 22.927
spin | geo_advanced_lowtrans | geothermal | h09 (Winter 10pm-6am) | 0 | 18.2689
spin | geo_advanced_lowtrans | geothermal | h10 (Winter 6am-1pm) | 0 | 25.5491
spin | geo_advanced_lowtrans | geothermal | h11 (Winter 1pm-5pm) | 0.032027 | 26.2183
spin | geo_advanced_lowtrans | geothermal | h12 (Winter 5pm-10pm) | 0.029565 | 22.0775
spin | geo_advanced_lowtrans | geothermal | h13 (Spring 10pm-6am) | 0 | 17.1509
spin | geo_advanced_lowtrans | geothermal | h14 (Spring 6am-1pm) | 0 | 21.4578
spin | geo_advanced_lowtrans | geothermal | h15 (Spring 1pm-5pm) | 0 | 29.7125
spin | geo_advanced_lowtrans | geothermal | h16 (Spring 5pm-10pm) | 0 | 22.3692
spin | geo_advanced_lowtrans | geothermal | h17 (Summer Peak) | 0 | 35.8941
spin | geo_advanced_lowtrans | biopower | h01 (Summer 10pm-6am) | 0.00049636 | 19.2464
spin | geo_advanced_lowtrans | biopower | h02 (Summer 6am-1pm) | 0.027159 | 28.1867
spin | geo_advanced_lowtrans | biopower | h03 (Summer 1pm-5pm) | 9.4663e-05 | 38.4809
spin | geo_advanced_lowtrans | biopower | h04 (Summer 5pm-10pm) | 0.019922 | 26.8639
spin | geo_advanced_lowtrans | biopower | h05 (Fall 10pm-6am) | 0.00044591 | 19.3462
spin | geo_advanced_lowtrans | biopower | h06 (Fall 6am-1pm) | 0.00044591 | 25.3905
spin | geo_advanced_lowtrans | biopower | h07 (Fall 1pm-5pm) | 0 | 29.0962
spin | geo_advanced_lowtrans | biopower | h08 (Fall 5pm-10pm) | 0.00044591 | 22.927
spin | geo_advanced_lowtrans | biopower | h09 (Winter 10pm-6am) | 0.00044636 | 18.2689
spin | geo_advanced_lowtrans | biopower | h10 (Winter 6am-1pm) | 0.00044636 | 25.5491
spin | geo_advanced_lowtrans | biopower | h11 (Winter 1pm-5pm) | 0.00022318 | 26.2183
spin | geo_advanced_lowtrans | biopower | h12 (Winter 5pm-10pm) | 0.012105 | 22.0775
spin | geo_advanced_lowtrans | biopower | h13 (Spring 10pm-6am) | 0.00044591 | 17.1509
spin | geo_advanced_lowtrans | biopower | h14 (Spring 6am-1pm) | 0.00044591 | 21.4578
spin | geo_advanced_lowtrans | biopower | h15 (Spring 1pm-5pm) | 0.0011148 | 29.7125
spin | geo_advanced_lowtrans | biopower | h16 (Spring 5pm-10pm) | 0.00044591 | 22.3692
spin | geo_advanced_lowtrans | biopower | h17 (Summer Peak) | 0.013979 | 35.8941
spin | geo_advanced_lowtrans | lfill-gas | h01 (Summer 10pm-6am) | 0 | 19.2464
spin | geo_advanced_lowtrans | lfill-gas | h02 (Summer 6am-1pm) | 0.006138 | 28.1867
spin | geo_advanced_lowtrans | lfill-gas | h03 (Summer 1pm-5pm) | 0 | 38.4809
spin | geo_advanced_lowtrans | lfill-gas | h04 (Summer 5pm-10pm) | 0 | 26.8639
spin | geo_advanced_lowtrans | lfill-gas | h05 (Fall 10pm-6am) | 0 | 19.3462
spin | geo_advanced_lowtrans | lfill-gas | h06 (Fall 6am-1pm) | 0 | 25.3905
spin | geo_advanced_lowtrans | lfill-gas | h07 (Fall 1pm-5pm) | 0 | 29.0962
spin | geo_advanced_lowtrans | lfill-gas | h08 (Fall 5pm-10pm) | 0.00046188 | 22.927
spin | geo_advanced_lowtrans | lfill-gas | h09 (Winter 10pm-6am) | 0 | 18.2689
spin | geo_advanced_lowtrans | lfill-gas | h10 (Winter 6am-1pm) | 0.0060975 | 25.5491
spin | geo_advanced_lowtrans | lfill-gas | h11 (Winter 1pm-5pm) | 0 | 26.2183
spin | geo_advanced_lowtrans | lfill-gas | h12 (Winter 5pm-10pm) | 0.0005132 | 22.0775
spin | geo_advanced_lowtrans | lfill-gas | h13 (Spring 10pm-6am) | 0 | 17.1509
spin | geo_advanced_lowtrans | lfill-gas | h14 (Spring 6am-1pm) | 0.0007698 | 21.4578
spin | geo_advanced_lowtrans | lfill-gas | h15 (Spring 1pm-5pm) | 0 | 29.7125
spin | geo_advanced_lowtrans | lfill-gas | h16 (Spring 5pm-10pm) | 0.00046188 | 22.3692
spin | geo_advanced_lowtrans | lfill-gas | h17 (Summer Peak) | 0.0055 | 35.8941
spin | geo_advanced_lowtrans | pvb | h01 (Summer 10pm-6am) | 0.29139 | 19.2464
spin | geo_advanced_lowtrans | pvb | h02 (Summer 6am-1pm) | 0.066623 | 28.1867
spin | geo_advanced_lowtrans | pvb | h03 (Summer 1pm-5pm) | 0.71885 | 38.4809
spin | geo_advanced_lowtrans | pvb | h04 (Summer 5pm-10pm) | 1.1077 | 26.8639
spin | geo_advanced_lowtrans | pvb | h05 (Fall 10pm-6am) | 0.031195 | 19.3462
spin | geo_advanced_lowtrans | pvb | h06 (Fall 6am-1pm) | 0.0042473 | 25.3905
spin | geo_advanced_lowtrans | pvb | h07 (Fall 1pm-5pm) | 0.30251 | 29.0962
spin | geo_advanced_lowtrans | pvb | h08 (Fall 5pm-10pm) | 0.055802 | 22.927
spin | geo_advanced_lowtrans | pvb | h09 (Winter 10pm-6am) | 0.073282 | 18.2689
spin | geo_advanced_lowtrans | pvb | h10 (Winter 6am-1pm) | 0.12542 | 25.5491
spin | geo_advanced_lowtrans | pvb | h11 (Winter 1pm-5pm) | 0.13611 | 26.2183
spin | geo_advanced_lowtrans | pvb | h12 (Winter 5pm-10pm) | 0.080527 | 22.0775
spin | geo_advanced_lowtrans | pvb | h13 (Spring 10pm-6am) | 0 | 17.1509
spin | geo_advanced_lowtrans | pvb | h14 (Spring 6am-1pm) | 0.20953 | 21.4578
spin | geo_advanced_lowtrans | pvb | h15 (Spring 1pm-5pm) | 0.35782 | 29.7125
spin | geo_advanced_lowtrans | pvb | h16 (Spring 5pm-10pm) | 0.26822 | 22.3692
spin | geo_advanced_lowtrans | pvb | h17 (Summer Peak) | 1.1329 | 35.8941
spin | geo_advanced_lowtrans | battery_2 | h01 (Summer 10pm-6am) | 0.4298 | 19.2464
spin | geo_advanced_lowtrans | battery_2 | h02 (Summer 6am-1pm) | 0.64991 | 28.1867
spin | geo_advanced_lowtrans | battery_2 | h03 (Summer 1pm-5pm) | 2.9731 | 38.4809
spin | geo_advanced_lowtrans | battery_2 | h04 (Summer 5pm-10pm) | 0.39619 | 26.8639
spin | geo_advanced_lowtrans | battery_2 | h05 (Fall 10pm-6am) | 0.3839 | 19.3462
spin | geo_advanced_lowtrans | battery_2 | h06 (Fall 6am-1pm) | 0.18003 | 25.3905
spin | geo_advanced_lowtrans | battery_2 | h07 (Fall 1pm-5pm) | 1.2539 | 29.0962
spin | geo_advanced_lowtrans | battery_2 | h08 (Fall 5pm-10pm) | 0.058663 | 22.927
spin | geo_advanced_lowtrans | battery_2 | h09 (Winter 10pm-6am) | 0.11893 | 18.2689
spin | geo_advanced_lowtrans | battery_2 | h10 (Winter 6am-1pm) | 0.55102 | 25.5491
spin | geo_advanced_lowtrans | battery_2 | h11 (Winter 1pm-5pm) | 0.21681 | 26.2183
spin | geo_advanced_lowtrans | battery_2 | h12 (Winter 5pm-10pm) | 0.45579 | 22.0775
spin | geo_advanced_lowtrans | battery_2 | h13 (Spring 10pm-6am) | 0.18085 | 17.1509
spin | geo_advanced_lowtrans | battery_2 | h14 (Spring 6am-1pm) | 0.67689 | 21.4578
spin | geo_advanced_lowtrans | battery_2 | h15 (Spring 1pm-5pm) | 0.28441 | 29.7125
spin | geo_advanced_lowtrans | battery_2 | h16 (Spring 5pm-10pm) | 0.28739 | 22.3692
spin | geo_advanced_lowtrans | battery_2 | h17 (Summer Peak) | 1.3139 | 35.8941
spin | geo_advanced_lowtrans | battery_4 | h01 (Summer 10pm-6am) | 3.9351 | 19.2464
spin | geo_advanced_lowtrans | battery_4 | h02 (Summer 6am-1pm) | 4.1406 | 28.1867
spin | geo_advanced_lowtrans | battery_4 | h03 (Summer 1pm-5pm) | 13.7785 | 38.4809
spin | geo_advanced_lowtrans | battery_4 | h04 (Summer 5pm-10pm) | 4.4757 | 26.8639
spin | geo_advanced_lowtrans | battery_4 | h05 (Fall 10pm-6am) | 1.9192 | 19.3462
spin | geo_advanced_lowtrans | battery_4 | h06 (Fall 6am-1pm) | 3.0487 | 25.3905
spin | geo_advanced_lowtrans | battery_4 | h07 (Fall 1pm-5pm) | 10.0782 | 29.0962
spin | geo_advanced_lowtrans | battery_4 | h08 (Fall 5pm-10pm) | 3.6779 | 22.927
spin | geo_advanced_lowtrans | battery_4 | h09 (Winter 10pm-6am) | 3.7435 | 18.2689
spin | geo_advanced_lowtrans | battery_4 | h10 (Winter 6am-1pm) | 4.4636 | 25.5491
spin | geo_advanced_lowtrans | battery_4 | h11 (Winter 1pm-5pm) | 6.9868 | 26.2183
spin | geo_advanced_lowtrans | battery_4 | h12 (Winter 5pm-10pm) | 8.3903 | 22.0775
spin | geo_advanced_lowtrans | battery_4 | h13 (Spring 10pm-6am) | 1.7849 | 17.1509
spin | geo_advanced_lowtrans | battery_4 | h14 (Spring 6am-1pm) | 3.1748 | 21.4578
spin | geo_advanced_lowtrans | battery_4 | h15 (Spring 1pm-5pm) | 9.1652 | 29.7125
spin | geo_advanced_lowtrans | battery_4 | h16 (Spring 5pm-10pm) | 3.8607 | 22.3692
spin | geo_advanced_lowtrans | battery_4 | h17 (Summer Peak) | 6.0765 | 35.8941
spin | geo_advanced_lowtrans | battery_6 | h01 (Summer 10pm-6am) | 4.3235 | 19.2464
spin | geo_advanced_lowtrans | battery_6 | h02 (Summer 6am-1pm) | 10.2928 | 28.1867
spin | geo_advanced_lowtrans | battery_6 | h03 (Summer 1pm-5pm) | 14.0352 | 38.4809
spin | geo_advanced_lowtrans | battery_6 | h04 (Summer 5pm-10pm) | 5.6346 | 26.8639
spin | geo_advanced_lowtrans | battery_6 | h05 (Fall 10pm-6am) | 6.4992 | 19.3462
spin | geo_advanced_lowtrans | battery_6 | h06 (Fall 6am-1pm) | 12.4253 | 25.3905
spin | geo_advanced_lowtrans | battery_6 | h07 (Fall 1pm-5pm) | 10.8658 | 29.0962
spin | geo_advanced_lowtrans | battery_6 | h08 (Fall 5pm-10pm) | 5.8166 | 22.927
spin | geo_advanced_lowtrans | battery_6 | h09 (Winter 10pm-6am) | 7.038 | 18.2689
spin | geo_advanced_lowtrans | battery_6 | h10 (Winter 6am-1pm) | 9.8391 | 25.5491
spin | geo_advanced_lowtrans | battery_6 | h11 (Winter 1pm-5pm) | 10.2647 | 26.2183
spin | geo_advanced_lowtrans | battery_6 | h12 (Winter 5pm-10pm) | 7.6747 | 22.0775
spin | geo_advanced_lowtrans | battery_6 | h13 (Spring 10pm-6am) | 4.3868 | 17.1509
spin | geo_advanced_lowtrans | battery_6 | h14 (Spring 6am-1pm) | 7.957 | 21.4578
spin | geo_advanced_lowtrans | battery_6 | h15 (Spring 1pm-5pm) | 10.5526 | 29.7125
spin | geo_advanced_lowtrans | battery_6 | h16 (Spring 5pm-10pm) | 7.0221 | 22.3692
spin | geo_advanced_lowtrans | battery_6 | h17 (Summer Peak) | 8.6021 | 35.8941
spin | geo_advanced_lowtrans | battery_8 | h01 (Summer 10pm-6am) | 2.5482 | 19.2464
spin | geo_advanced_lowtrans | battery_8 | h02 (Summer 6am-1pm) | 5.2827 | 28.1867
spin | geo_advanced_lowtrans | battery_8 | h03 (Summer 1pm-5pm) | 2.4091 | 38.4809
spin | geo_advanced_lowtrans | battery_8 | h04 (Summer 5pm-10pm) | 3.6035 | 26.8639
spin | geo_advanced_lowtrans | battery_8 | h05 (Fall 10pm-6am) | 1.3037 | 19.3462
spin | geo_advanced_lowtrans | battery_8 | h06 (Fall 6am-1pm) | 3.1226 | 25.3905
spin | geo_advanced_lowtrans | battery_8 | h07 (Fall 1pm-5pm) | 2.8057 | 29.0962
spin | geo_advanced_lowtrans | battery_8 | h08 (Fall 5pm-10pm) | 2.5317 | 22.927
spin | geo_advanced_lowtrans | battery_8 | h09 (Winter 10pm-6am) | 1.6588 | 18.2689
spin | geo_advanced_lowtrans | battery_8 | h10 (Winter 6am-1pm) | 1.7808 | 25.5491
spin | geo_advanced_lowtrans | battery_8 | h11 (Winter 1pm-5pm) | 3.958 | 26.2183
spin | geo_advanced_lowtrans | battery_8 | h12 (Winter 5pm-10pm) | 1.3129 | 22.0775
spin | geo_advanced_lowtrans | battery_8 | h13 (Spring 10pm-6am) | 0.99646 | 17.1509
spin | geo_advanced_lowtrans | battery_8 | h14 (Spring 6am-1pm) | 3.9393 | 21.4578
spin | geo_advanced_lowtrans | battery_8 | h15 (Spring 1pm-5pm) | 1.5342 | 29.7125
spin | geo_advanced_lowtrans | battery_8 | h16 (Spring 5pm-10pm) | 1.6764 | 22.3692
spin | geo_advanced_lowtrans | battery_8 | h17 (Summer Peak) | 3.438 | 35.8941
spin | geo_advanced_lowtrans | battery_10 | h01 (Summer 10pm-6am) | 0 | 19.2464
spin | geo_advanced_lowtrans | battery_10 | h02 (Summer 6am-1pm) | 0 | 28.1867
spin | geo_advanced_lowtrans | battery_10 | h03 (Summer 1pm-5pm) | 0 | 38.4809
spin | geo_advanced_lowtrans | battery_10 | h04 (Summer 5pm-10pm) | 0 | 26.8639
spin | geo_advanced_lowtrans | battery_10 | h05 (Fall 10pm-6am) | 0 | 19.3462
spin | geo_advanced_lowtrans | battery_10 | h06 (Fall 6am-1pm) | 0 | 25.3905
spin | geo_advanced_lowtrans | battery_10 | h07 (Fall 1pm-5pm) | 0 | 29.0962
spin | geo_advanced_lowtrans | battery_10 | h08 (Fall 5pm-10pm) | 0 | 22.927
spin | geo_advanced_lowtrans | battery_10 | h09 (Winter 10pm-6am) | 0 | 18.2689
spin | geo_advanced_lowtrans | battery_10 | h10 (Winter 6am-1pm) | 0 | 25.5491
spin | geo_advanced_lowtrans | battery_10 | h11 (Winter 1pm-5pm) | 0 | 26.2183
spin | geo_advanced_lowtrans | battery_10 | h12 (Winter 5pm-10pm) | 0 | 22.0775
spin | geo_advanced_lowtrans | battery_10 | h13 (Spring 10pm-6am) | 0 | 17.1509
spin | geo_advanced_lowtrans | battery_10 | h14 (Spring 6am-1pm) | 0 | 21.4578
spin | geo_advanced_lowtrans | battery_10 | h15 (Spring 1pm-5pm) | 0 | 29.7125
spin | geo_advanced_lowtrans | battery_10 | h16 (Spring 5pm-10pm) | 0 | 22.3692
spin | geo_advanced_lowtrans | battery_10 | h17 (Summer Peak) | 0 | 35.8941
spin | geo_advanced_lowtrans | pumped-hydro | h01 (Summer 10pm-6am) | 5.4914 | 19.2464
spin | geo_advanced_lowtrans | pumped-hydro | h02 (Summer 6am-1pm) | 4.5474 | 28.1867
spin | geo_advanced_lowtrans | pumped-hydro | h03 (Summer 1pm-5pm) | 3.7428 | 38.4809
spin | geo_advanced_lowtrans | pumped-hydro | h04 (Summer 5pm-10pm) | 8.2452 | 26.8639
spin | geo_advanced_lowtrans | pumped-hydro | h05 (Fall 10pm-6am) | 5.9489 | 19.3462
spin | geo_advanced_lowtrans | pumped-hydro | h06 (Fall 6am-1pm) | 2.3283 | 25.3905
spin | geo_advanced_lowtrans | pumped-hydro | h07 (Fall 1pm-5pm) | 2.0942 | 29.0962
spin | geo_advanced_lowtrans | pumped-hydro | h08 (Fall 5pm-10pm) | 4.9438 | 22.927
spin | geo_advanced_lowtrans | pumped-hydro | h09 (Winter 10pm-6am) | 2.917 | 18.2689
spin | geo_advanced_lowtrans | pumped-hydro | h10 (Winter 6am-1pm) | 3.5967 | 25.5491
spin | geo_advanced_lowtrans | pumped-hydro | h11 (Winter 1pm-5pm) | 2.0359 | 26.2183
spin | geo_advanced_lowtrans | pumped-hydro | h12 (Winter 5pm-10pm) | 1.4556 | 22.0775
spin | geo_advanced_lowtrans | pumped-hydro | h13 (Spring 10pm-6am) | 5.0793 | 17.1509
spin | geo_advanced_lowtrans | pumped-hydro | h14 (Spring 6am-1pm) | 2.6065 | 21.4578
spin | geo_advanced_lowtrans | pumped-hydro | h15 (Spring 1pm-5pm) | 5.1633 | 29.7125
spin | geo_advanced_lowtrans | pumped-hydro | h16 (Spring 5pm-10pm) | 3.7317 | 22.3692
spin | geo_advanced_lowtrans | pumped-hydro | h17 (Summer Peak) | 9.0699 | 35.8941

## 11_Firm Capacity (GW)
season | scenario | tech | year | Firm Capacity (GW) | Net Level Firm Capacity (GW)
fall | geo_advanced_lowtrans | nuclear | 2010 | 103.7491 | 938.1478
fall | geo_advanced_lowtrans | nuclear | 2012 | 103.7491 | 944.6178
fall | geo_advanced_lowtrans | nuclear | 2014 | 99.5688 | 930.3386
fall | geo_advanced_lowtrans | nuclear | 2016 | 100.208 | 912.592
fall | geo_advanced_lowtrans | nuclear | 2018 | 99.6003 | 902.3857
fall | geo_advanced_lowtrans | nuclear | 2020 | 96.5236 | 893.9462
fall | geo_advanced_lowtrans | nuclear | 2022 | 96.9468 | 936.7973
fall | geo_advanced_lowtrans | nuclear | 2024 | 96.9468 | 892.1536
fall | geo_advanced_lowtrans | nuclear | 2026 | 96.9468 | 902.5881
fall | geo_advanced_lowtrans | nuclear | 2028 | 96.9468 | 907.612
fall | geo_advanced_lowtrans | nuclear | 2030 | 94.7068 | 922.1717
fall | geo_advanced_lowtrans | nuclear | 2032 | 94.7068 | 956.4161
fall | geo_advanced_lowtrans | nuclear | 2034 | 86.9631 | 987.097
fall | geo_advanced_lowtrans | nuclear | 2036 | 86.9631 | 1026.4698
fall | geo_advanced_lowtrans | nuclear | 2038 | 86.9631 | 1066.8206
fall | geo_advanced_lowtrans | nuclear | 2040 | 86.9631 | 1107.2967
fall | geo_advanced_lowtrans | nuclear | 2042 | 85.0091 | 1142.9369
fall | geo_advanced_lowtrans | nuclear | 2044 | 85.0091 | 1176.6092
fall | geo_advanced_lowtrans | nuclear | 2046 | 85.0091 | 1209.4583
fall | geo_advanced_lowtrans | nuclear | 2048 | 85.0091 | 1238.5131
fall | geo_advanced_lowtrans | nuclear | 2050 | 82.2999 | 1270.6684
fall | geo_advanced_lowtrans | coal | 2010 | 296.7419 | 938.1478
fall | geo_advanced_lowtrans | coal | 2012 | 291.2386 | 944.6178
fall | geo_advanced_lowtrans | coal | 2014 | 281.2835 | 930.3386
fall | geo_advanced_lowtrans | coal | 2016 | 258.6969 | 912.592
fall | geo_advanced_lowtrans | coal | 2018 | 237.8386 | 902.3857
fall | geo_advanced_lowtrans | coal | 2020 | 220.2663 | 893.9462
fall | geo_advanced_lowtrans | coal | 2022 | 202.02 | 936.7973
fall | geo_advanced_lowtrans | coal | 2024 | 189.2385 | 892.1536
fall | geo_advanced_lowtrans | coal | 2026 | 178.3255 | 902.5881
fall | geo_advanced_lowtrans | coal | 2028 | 155.2304 | 907.612
fall | geo_advanced_lowtrans | coal | 2030 | 132.0848 | 922.1717
fall | geo_advanced_lowtrans | coal | 2032 | 127.932 | 956.4161
fall | geo_advanced_lowtrans | coal | 2034 | 124.8287 | 987.097
fall | geo_advanced_lowtrans | coal | 2036 | 123.7066 | 1026.4698
fall | geo_advanced_lowtrans | coal | 2038 | 121.8061 | 1066.8206
fall | geo_advanced_lowtrans | coal | 2040 | 118.4701 | 1107.2967
fall | geo_advanced_lowtrans | coal | 2042 | 114.195 | 1142.9369
fall | geo_advanced_lowtrans | coal | 2044 | 104.5279 | 1176.6092
fall | geo_advanced_lowtrans | coal | 2046 | 91.6144 | 1209.4583
fall | geo_advanced_lowtrans | coal | 2048 | 78.5805 | 1238.5131
fall | geo_advanced_lowtrans | coal | 2050 | 67.4289 | 1270.6684
fall | geo_advanced_lowtrans | gas-cc | 2010 | 201.204 | 938.1478
fall | geo_advanced_lowtrans | gas-cc | 2012 | 215.7431 | 944.6178
fall | geo_advanced_lowtrans | gas-cc | 2014 | 225.5781 | 930.3386
fall | geo_advanced_lowtrans | gas-cc | 2016 | 234.2477 | 912.592
fall | geo_advanced_lowtrans | gas-cc | 2018 | 257.9461 | 902.3857
fall | geo_advanced_lowtrans | gas-cc | 2020 | 268.2452 | 893.9462
fall | geo_advanced_lowtrans | gas-cc | 2022 | 280.4123 | 936.7973
fall | geo_advanced_lowtrans | gas-cc | 2024 | 280.8246 | 892.1536
fall | geo_advanced_lowtrans | gas-cc | 2026 | 281.7694 | 902.5881
fall | geo_advanced_lowtrans | gas-cc | 2028 | 272.7864 | 907.612
fall | geo_advanced_lowtrans | gas-cc | 2030 | 269.4043 | 922.1717
fall | geo_advanced_lowtrans | gas-cc | 2032 | 268.0119 | 956.4161
fall | geo_advanced_lowtrans | gas-cc | 2034 | 268.1131 | 987.097
fall | geo_advanced_lowtrans | gas-cc | 2036 | 267.4736 | 1026.4698
fall | geo_advanced_lowtrans | gas-cc | 2038 | 272.0485 | 1066.8206
fall | geo_advanced_lowtrans | gas-cc | 2040 | 275.3216 | 1107.2967
fall | geo_advanced_lowtrans | gas-cc | 2042 | 280.2466 | 1142.9369
fall | geo_advanced_lowtrans | gas-cc | 2044 | 287.6124 | 1176.6092
fall | geo_advanced_lowtrans | gas-cc | 2046 | 294.0944 | 1209.4583
fall | geo_advanced_lowtrans | gas-cc | 2048 | 303.6207 | 1238.5131
fall | geo_advanced_lowtrans | gas-cc | 2050 | 318.061 | 1270.6684
fall | geo_advanced_lowtrans | gas-cc-ccs_mod_upgrade | 2010 | 0 | 938.1478
fall | geo_advanced_lowtrans | gas-cc-ccs_mod_upgrade | 2012 | 0 | 944.6178
fall | geo_advanced_lowtrans | gas-cc-ccs_mod_upgrade | 2014 | 0 | 930.3386
fall | geo_advanced_lowtrans | gas-cc-ccs_mod_upgrade | 2016 | 0 | 912.592
fall | geo_advanced_lowtrans | gas-cc-ccs_mod_upgrade | 2018 | 0 | 902.3857
fall | geo_advanced_lowtrans | gas-cc-ccs_mod_upgrade | 2020 | 0 | 893.9462
fall | geo_advanced_lowtrans | gas-cc-ccs_mod_upgrade | 2022 | 0 | 936.7973
fall | geo_advanced_lowtrans | gas-cc-ccs_mod_upgrade | 2024 | 0 | 892.1536
fall | geo_advanced_lowtrans | gas-cc-ccs_mod_upgrade | 2026 | 0 | 902.5881
fall | geo_advanced_lowtrans | gas-cc-ccs_mod_upgrade | 2028 | 9.8109 | 907.612
fall | geo_advanced_lowtrans | gas-cc-ccs_mod_upgrade | 2030 | 9.8109 | 922.1717
fall | geo_advanced_lowtrans | gas-cc-ccs_mod_upgrade | 2032 | 9.8109 | 956.4161
fall | geo_advanced_lowtrans | gas-cc-ccs_mod_upgrade | 2034 | 9.8109 | 987.097
fall | geo_advanced_lowtrans | gas-cc-ccs_mod_upgrade | 2036 | 9.8109 | 1026.4698
fall | geo_advanced_lowtrans | gas-cc-ccs_mod_upgrade | 2038 | 9.8109 | 1066.8206
fall | geo_advanced_lowtrans | gas-cc-ccs_mod_upgrade | 2040 | 8.9881 | 1107.2967
fall | geo_advanced_lowtrans | gas-cc-ccs_mod_upgrade | 2042 | 9.4561 | 1142.9369
fall | geo_advanced_lowtrans | gas-cc-ccs_mod_upgrade | 2044 | 9.8109 | 1176.6092
fall | geo_advanced_lowtrans | gas-cc-ccs_mod_upgrade | 2046 | 10.9933 | 1209.4583
fall | geo_advanced_lowtrans | gas-cc-ccs_mod_upgrade | 2048 | 10.9933 | 1238.5131
fall | geo_advanced_lowtrans | gas-cc-ccs_mod_upgrade | 2050 | 10.9933 | 1270.6684
fall | geo_advanced_lowtrans | gas-ct | 2010 | 117.7247 | 938.1478
fall | geo_advanced_lowtrans | gas-ct | 2012 | 120.8117 | 944.6178
fall | geo_advanced_lowtrans | gas-ct | 2014 | 123.8407 | 930.3386
fall | geo_advanced_lowtrans | gas-ct | 2016 | 124.6101 | 912.592
fall | geo_advanced_lowtrans | gas-ct | 2018 | 126.4455 | 902.3857
fall | geo_advanced_lowtrans | gas-ct | 2020 | 127.2613 | 893.9462
fall | geo_advanced_lowtrans | gas-ct | 2022 | 130.2445 | 936.7973
fall | geo_advanced_lowtrans | gas-ct | 2024 | 115.4992 | 892.1536
fall | geo_advanced_lowtrans | gas-ct | 2026 | 113.1971 | 902.5881
fall | geo_advanced_lowtrans | gas-ct | 2028 | 113.6958 | 907.612
fall | geo_advanced_lowtrans | gas-ct | 2030 | 111.6622 | 922.1717
fall | geo_advanced_lowtrans | gas-ct | 2032 | 109.0891 | 956.4161
fall | geo_advanced_lowtrans | gas-ct | 2034 | 108.9022 | 987.097
fall | geo_advanced_lowtrans | gas-ct | 2036 | 111.7004 | 1026.4698
fall | geo_advanced_lowtrans | gas-ct | 2038 | 114.5511 | 1066.8206
fall | geo_advanced_lowtrans | gas-ct | 2040 | 117.983 | 1107.2967
fall | geo_advanced_lowtrans | gas-ct | 2042 | 126.096 | 1142.9369
fall | geo_advanced_lowtrans | gas-ct | 2044 | 145.7535 | 1176.6092
fall | geo_advanced_lowtrans | gas-ct | 2046 | 183.5797 | 1209.4583
fall | geo_advanced_lowtrans | gas-ct | 2048 | 216.4532 | 1238.5131
fall | geo_advanced_lowtrans | gas-ct | 2050 | 251.5889 | 1270.6684
fall | geo_advanced_lowtrans | o-g-s | 2010 | 140.2354 | 938.1478
fall | geo_advanced_lowtrans | o-g-s | 2012 | 132.4567 | 944.6178
fall | geo_advanced_lowtrans | o-g-s | 2014 | 123.1645 | 930.3386
fall | geo_advanced_lowtrans | o-g-s | 2016 | 110.9605 | 912.592
fall | geo_advanced_lowtrans | o-g-s | 2018 | 96.372 | 902.3857
fall | geo_advanced_lowtrans | o-g-s | 2020 | 89.885 | 893.9462
fall | geo_advanced_lowtrans | o-g-s | 2022 | 85.1197 | 936.7973
fall | geo_advanced_lowtrans | o-g-s | 2024 | 35.3648 | 892.1536
fall | geo_advanced_lowtrans | o-g-s | 2026 | 32.8469 | 902.5881
fall | geo_advanced_lowtrans | o-g-s | 2028 | 29.9967 | 907.612
fall | geo_advanced_lowtrans | o-g-s | 2030 | 24.8602 | 922.1717
fall | geo_advanced_lowtrans | o-g-s | 2032 | 24.2376 | 956.4161
fall | geo_advanced_lowtrans | o-g-s | 2034 | 23.1795 | 987.097
fall | geo_advanced_lowtrans | o-g-s | 2036 | 22.7754 | 1026.4698
fall | geo_advanced_lowtrans | o-g-s | 2038 | 22.1847 | 1066.8206
fall | geo_advanced_lowtrans | o-g-s | 2040 | 20.5137 | 1107.2967
fall | geo_advanced_lowtrans | o-g-s | 2042 | 19.0447 | 1142.9369
fall | geo_advanced_lowtrans | o-g-s | 2044 | 16.9571 | 1176.6092
fall | geo_advanced_lowtrans | o-g-s | 2046 | 14.944 | 1209.4583
fall | geo_advanced_lowtrans | o-g-s | 2048 | 11.4309 | 1238.5131
fall | geo_advanced_lowtrans | o-g-s | 2050 | 6.6192 | 1270.6684
fall | geo_advanced_lowtrans | hydro | 2010 | 56.1473 | 938.1478
fall | geo_advanced_lowtrans | hydro | 2012 | 55.4815 | 944.6178
fall | geo_advanced_lowtrans | hydro | 2014 | 55.0099 | 930.3386
fall | geo_advanced_lowtrans | hydro | 2016 | 54.3648 | 912.592
fall | geo_advanced_lowtrans | hydro | 2018 | 56.6835 | 902.3857
fall | geo_advanced_lowtrans | hydro | 2020 | 57.0203 | 893.9462
fall | geo_advanced_lowtrans | hydro | 2022 | 57.0882 | 936.7973
fall | geo_advanced_lowtrans | hydro | 2024 | 57.1105 | 892.1536
fall | geo_advanced_lowtrans | hydro | 2026 | 58.3207 | 902.5881
fall | geo_advanced_lowtrans | hydro | 2028 | 59.3094 | 907.612
fall | geo_advanced_lowtrans | hydro | 2030 | 59.3769 | 922.1717
fall | geo_advanced_lowtrans | hydro | 2032 | 59.3816 | 956.4161
fall | geo_advanced_lowtrans | hydro | 2034 | 59.4126 | 987.097
fall | geo_advanced_lowtrans | hydro | 2036 | 59.528 | 1026.4698
fall | geo_advanced_lowtrans | hydro | 2038 | 59.6877 | 1066.8206
fall | geo_advanced_lowtrans | hydro | 2040 | 59.8465 | 1107.2967
fall | geo_advanced_lowtrans | hydro | 2042 | 60.0796 | 1142.9369
fall | geo_advanced_lowtrans | hydro | 2044 | 60.2573 | 1176.6092
fall | geo_advanced_lowtrans | hydro | 2046 | 60.4458 | 1209.4583
fall | geo_advanced_lowtrans | hydro | 2048 | 60.5995 | 1238.5131
fall | geo_advanced_lowtrans | hydro | 2050 | 60.7705 | 1270.6684
fall | geo_advanced_lowtrans | geothermal | 2010 | 2.6812 | 938.1478
fall | geo_advanced_lowtrans | geothermal | 2012 | 2.8162 | 944.6178
fall | geo_advanced_lowtrans | geothermal | 2014 | 2.9016 | 930.3386
fall | geo_advanced_lowtrans | geothermal | 2016 | 2.9516 | 912.592
fall | geo_advanced_lowtrans | geothermal | 2018 | 3.0119 | 902.3857
fall | geo_advanced_lowtrans | geothermal | 2020 | 4.1588 | 893.9462
fall | geo_advanced_lowtrans | geothermal | 2022 | 4.2008 | 936.7973
fall | geo_advanced_lowtrans | geothermal | 2024 | 4.2008 | 892.1536
fall | geo_advanced_lowtrans | geothermal | 2026 | 4.2008 | 902.5881
fall | geo_advanced_lowtrans | geothermal | 2028 | 6.6267 | 907.612
fall | geo_advanced_lowtrans | geothermal | 2030 | 6.6267 | 922.1717
fall | geo_advanced_lowtrans | geothermal | 2032 | 6.6267 | 956.4161
fall | geo_advanced_lowtrans | geothermal | 2034 | 6.6267 | 987.097
fall | geo_advanced_lowtrans | geothermal | 2036 | 7.5642 | 1026.4698
fall | geo_advanced_lowtrans | geothermal | 2038 | 7.5642 | 1066.8206
fall | geo_advanced_lowtrans | geothermal | 2040 | 7.6409 | 1107.2967
fall | geo_advanced_lowtrans | geothermal | 2042 | 7.5059 | 1142.9369
fall | geo_advanced_lowtrans | geothermal | 2044 | 7.4704 | 1176.6092
fall | geo_advanced_lowtrans | geothermal | 2046 | 7.8726 | 1209.4583
fall | geo_advanced_lowtrans | geothermal | 2048 | 9.8728 | 1238.5131
fall | geo_advanced_lowtrans | geothermal | 2050 | 9.1416 | 1270.6684
fall | geo_advanced_lowtrans | biopower | 2010 | 2.8885 | 938.1478
fall | geo_advanced_lowtrans | biopower | 2012 | 2.9776 | 944.6178
fall | geo_advanced_lowtrans | biopower | 2014 | 3.4299 | 930.3386
fall | geo_advanced_lowtrans | biopower | 2016 | 3.2245 | 912.592
fall | geo_advanced_lowtrans | biopower | 2018 | 3.184 | 902.3857
fall | geo_advanced_lowtrans | biopower | 2020 | 3.0193 | 893.9462
fall | geo_advanced_lowtrans | biopower | 2022 | 2.8851 | 936.7973
fall | geo_advanced_lowtrans | biopower | 2024 | 2.8881 | 892.1536
fall | geo_advanced_lowtrans | biopower | 2026 | 2.8881 | 902.5881
fall | geo_advanced_lowtrans | biopower | 2028 | 2.6292 | 907.612
fall | geo_advanced_lowtrans | biopower | 2030 | 2.393 | 922.1717
fall | geo_advanced_lowtrans | biopower | 2032 | 2.0992 | 956.4161
fall | geo_advanced_lowtrans | biopower | 2034 | 1.7199 | 987.097
fall | geo_advanced_lowtrans | biopower | 2036 | 1.5139 | 1026.4698
fall | geo_advanced_lowtrans | biopower | 2038 | 1.3738 | 1066.8206
fall | geo_advanced_lowtrans | biopower | 2040 | 1.3388 | 1107.2967
fall | geo_advanced_lowtrans | biopower | 2042 | 1.2559 | 1142.9369
fall | geo_advanced_lowtrans | biopower | 2044 | 1.1709 | 1176.6092
fall | geo_advanced_lowtrans | biopower | 2046 | 1.1659 | 1209.4583
fall | geo_advanced_lowtrans | biopower | 2048 | 1.1329 | 1238.5131
fall | geo_advanced_lowtrans | biopower | 2050 | 1.1286 | 1270.6684
fall | geo_advanced_lowtrans | lfill-gas | 2010 | 3.4027 | 938.1478
fall | geo_advanced_lowtrans | lfill-gas | 2012 | 3.6413 | 944.6178
fall | geo_advanced_lowtrans | lfill-gas | 2014 | 3.7416 | 930.3386
fall | geo_advanced_lowtrans | lfill-gas | 2016 | 3.7374 | 912.592
fall | geo_advanced_lowtrans | lfill-gas | 2018 | 3.6803 | 902.3857
fall | geo_advanced_lowtrans | lfill-gas | 2020 | 3.5039 | 893.9462
fall | geo_advanced_lowtrans | lfill-gas | 2022 | 3.5006 | 936.7973
fall | geo_advanced_lowtrans | lfill-gas | 2024 | 3.5006 | 892.1536
fall | geo_advanced_lowtrans | lfill-gas | 2026 | 3.5006 | 902.5881
fall | geo_advanced_lowtrans | lfill-gas | 2028 | 3.4646 | 907.612
fall | geo_advanced_lowtrans | lfill-gas | 2030 | 3.4646 | 922.1717
fall | geo_advanced_lowtrans | lfill-gas | 2032 | 3.4646 | 956.4161
fall | geo_advanced_lowtrans | lfill-gas | 2034 | 3.4646 | 987.097
fall | geo_advanced_lowtrans | lfill-gas | 2036 | 3.4646 | 1026.4698
fall | geo_advanced_lowtrans | lfill-gas | 2038 | 3.4646 | 1066.8206
fall | geo_advanced_lowtrans | lfill-gas | 2040 | 3.4646 | 1107.2967
fall | geo_advanced_lowtrans | lfill-gas | 2042 | 3.4646 | 1142.9369
fall | geo_advanced_lowtrans | lfill-gas | 2044 | 3.4646 | 1176.6092
fall | geo_advanced_lowtrans | lfill-gas | 2046 | 3.4646 | 1209.4583
fall | geo_advanced_lowtrans | lfill-gas | 2048 | 3.4646 | 1238.5131
fall | geo_advanced_lowtrans | lfill-gas | 2050 | 3.4646 | 1270.6684
fall | geo_advanced_lowtrans | wind-ons | 2010 | 1.6374 | 938.1478
fall | geo_advanced_lowtrans | wind-ons | 2012 | 7.4807 | 944.6178
fall | geo_advanced_lowtrans | wind-ons | 2014 | 2.3639 | 930.3386
fall | geo_advanced_lowtrans | wind-ons | 2016 | 7.1303 | 912.592
fall | geo_advanced_lowtrans | wind-ons | 2018 | 5.3022 | 902.3857
fall | geo_advanced_lowtrans | wind-ons | 2020 | 10.504 | 893.9462
fall | geo_advanced_lowtrans | wind-ons | 2022 | 19.3814 | 936.7973
fall | geo_advanced_lowtrans | wind-ons | 2024 | 27.0858 | 892.1536
fall | geo_advanced_lowtrans | wind-ons | 2026 | 35.38 | 902.5881
fall | geo_advanced_lowtrans | wind-ons | 2028 | 43.2484 | 907.612
fall | geo_advanced_lowtrans | wind-ons | 2030 | 49.6751 | 922.1717
fall | geo_advanced_lowtrans | wind-ons | 2032 | 53.6588 | 956.4161
fall | geo_advanced_lowtrans | wind-ons | 2034 | 58.5634 | 987.097
fall | geo_advanced_lowtrans | wind-ons | 2036 | 66.5179 | 1026.4698
fall | geo_advanced_lowtrans | wind-ons | 2038 | 69.7212 | 1066.8206
fall | geo_advanced_lowtrans | wind-ons | 2040 | 75.3364 | 1107.2967
fall | geo_advanced_lowtrans | wind-ons | 2042 | 78.9677 | 1142.9369
fall | geo_advanced_lowtrans | wind-ons | 2044 | 79.5133 | 1176.6092
fall | geo_advanced_lowtrans | wind-ons | 2046 | 78.6724 | 1209.4583
fall | geo_advanced_lowtrans | wind-ons | 2048 | 79.8271 | 1238.5131
fall | geo_advanced_lowtrans | wind-ons | 2050 | 77.172 | 1270.6684
fall | geo_advanced_lowtrans | wind-ofs | 2010 | 0 | 938.1478
fall | geo_advanced_lowtrans | wind-ofs | 2012 | 0 | 944.6178
fall | geo_advanced_lowtrans | wind-ofs | 2014 | 0 | 930.3386
fall | geo_advanced_lowtrans | wind-ofs | 2016 | 0.011941 | 912.592
fall | geo_advanced_lowtrans | wind-ofs | 2018 | 0 | 902.3857
fall | geo_advanced_lowtrans | wind-ofs | 2020 | 0.0048828 | 893.9462
fall | geo_advanced_lowtrans | wind-ofs | 2022 | 0.020597 | 936.7973
fall | geo_advanced_lowtrans | wind-ofs | 2024 | 1.3757 | 892.1536
fall | geo_advanced_lowtrans | wind-ofs | 2026 | 2.5375 | 902.5881
fall | geo_advanced_lowtrans | wind-ofs | 2028 | 3.4308 | 907.612
fall | geo_advanced_lowtrans | wind-ofs | 2030 | 4.8063 | 922.1717
fall | geo_advanced_lowtrans | wind-ofs | 2032 | 5.9843 | 956.4161
fall | geo_advanced_lowtrans | wind-ofs | 2034 | 7.7776 | 987.097
fall | geo_advanced_lowtrans | wind-ofs | 2036 | 8.8845 | 1026.4698
fall | geo_advanced_lowtrans | wind-ofs | 2038 | 10.2954 | 1066.8206
fall | geo_advanced_lowtrans | wind-ofs | 2040 | 11.0054 | 1107.2967
fall | geo_advanced_lowtrans | wind-ofs | 2042 | 11.7738 | 1142.9369
fall | geo_advanced_lowtrans | wind-ofs | 2044 | 12.1289 | 1176.6092
fall | geo_advanced_lowtrans | wind-ofs | 2046 | 13.8102 | 1209.4583
fall | geo_advanced_lowtrans | wind-ofs | 2048 | 13.7371 | 1238.5131
fall | geo_advanced_lowtrans | wind-ofs | 2050 | 13.9431 | 1270.6684
fall | geo_advanced_lowtrans | csp | 2010 | 0 | 938.1478
fall | geo_advanced_lowtrans | csp | 2012 | 0 | 944.6178
fall | geo_advanced_lowtrans | csp | 2014 | 0 | 930.3386
fall | geo_advanced_lowtrans | csp | 2016 | 0 | 912.592
fall | geo_advanced_lowtrans | csp | 2018 | 0 | 902.3857
fall | geo_advanced_lowtrans | csp | 2020 | 0 | 893.9462
fall | geo_advanced_lowtrans | csp | 2022 | 0 | 936.7973
fall | geo_advanced_lowtrans | csp | 2024 | 0 | 892.1536
fall | geo_advanced_lowtrans | csp | 2026 | 0 | 902.5881
fall | geo_advanced_lowtrans | csp | 2028 | 0 | 907.612
fall | geo_advanced_lowtrans | csp | 2030 | 0 | 922.1717
fall | geo_advanced_lowtrans | csp | 2032 | 0 | 956.4161
fall | geo_advanced_lowtrans | csp | 2034 | 0 | 987.097
fall | geo_advanced_lowtrans | csp | 2036 | 0 | 1026.4698
fall | geo_advanced_lowtrans | csp | 2038 | 0 | 1066.8206
fall | geo_advanced_lowtrans | csp | 2040 | 0 | 1107.2967
fall | geo_advanced_lowtrans | csp | 2042 | 0 | 1142.9369
fall | geo_advanced_lowtrans | csp | 2044 | 0 | 1176.6092
fall | geo_advanced_lowtrans | csp | 2046 | 0.69224 | 1209.4583
fall | geo_advanced_lowtrans | csp | 2048 | 0.59131 | 1238.5131
fall | geo_advanced_lowtrans | csp | 2050 | 0.57483 | 1270.6684
fall | geo_advanced_lowtrans | upv | 2010 | 0.044077 | 938.1478
fall | geo_advanced_lowtrans | upv | 2012 | 0.54147 | 944.6178
fall | geo_advanced_lowtrans | upv | 2014 | 1.5511 | 930.3386
fall | geo_advanced_lowtrans | upv | 2016 | 2.7598 | 912.592
fall | geo_advanced_lowtrans | upv | 2018 | 2.2559 | 902.3857
fall | geo_advanced_lowtrans | upv | 2020 | 3.9142 | 893.9462
fall | geo_advanced_lowtrans | upv | 2022 | 31.8949 | 936.7973
fall | geo_advanced_lowtrans | upv | 2024 | 41.3536 | 892.1536
fall | geo_advanced_lowtrans | upv | 2026 | 45.006 | 902.5881
fall | geo_advanced_lowtrans | upv | 2028 | 44.1058 | 907.612
fall | geo_advanced_lowtrans | upv | 2030 | 45.7531 | 922.1717
fall | geo_advanced_lowtrans | upv | 2032 | 46.0212 | 956.4161
fall | geo_advanced_lowtrans | upv | 2034 | 46.8765 | 987.097
fall | geo_advanced_lowtrans | upv | 2036 | 45.6646 | 1026.4698
fall | geo_advanced_lowtrans | upv | 2038 | 48.5046 | 1066.8206
fall | geo_advanced_lowtrans | upv | 2040 | 50.5184 | 1107.2967
fall | geo_advanced_lowtrans | upv | 2042 | 51.7779 | 1142.9369
fall | geo_advanced_lowtrans | upv | 2044 | 53.9865 | 1176.6092
fall | geo_advanced_lowtrans | upv | 2046 | 52.848 | 1209.4583
fall | geo_advanced_lowtrans | upv | 2048 | 51.3437 | 1238.5131
fall | geo_advanced_lowtrans | upv | 2050 | 52.3091 | 1270.6684
fall | geo_advanced_lowtrans | dupv | 2010 | 0.015679 | 938.1478
fall | geo_advanced_lowtrans | dupv | 2012 | 0.13235 | 944.6178
fall | geo_advanced_lowtrans | dupv | 2014 | 0.23612 | 930.3386
fall | geo_advanced_lowtrans | dupv | 2016 | 0.29002 | 912.592
fall | geo_advanced_lowtrans | dupv | 2018 | 0.35557 | 902.3857
fall | geo_advanced_lowtrans | dupv | 2020 | 0.32674 | 893.9462
fall | geo_advanced_lowtrans | dupv | 2022 | 1.5789 | 936.7973
fall | geo_advanced_lowtrans | dupv | 2024 | 1.3207 | 892.1536
fall | geo_advanced_lowtrans | dupv | 2026 | 0.81119 | 902.5881
fall | geo_advanced_lowtrans | dupv | 2028 | 0.61818 | 907.612
fall | geo_advanced_lowtrans | dupv | 2030 | 0.50061 | 922.1717
fall | geo_advanced_lowtrans | dupv | 2032 | 0.37837 | 956.4161
fall | geo_advanced_lowtrans | dupv | 2034 | 0.34462 | 987.097
fall | geo_advanced_lowtrans | dupv | 2036 | 0.31573 | 1026.4698
fall | geo_advanced_lowtrans | dupv | 2038 | 0.26403 | 1066.8206
fall | geo_advanced_lowtrans | dupv | 2040 | 0.2592 | 1107.2967
fall | geo_advanced_lowtrans | dupv | 2042 | 0.24801 | 1142.9369
fall | geo_advanced_lowtrans | dupv | 2044 | 0.21554 | 1176.6092
fall | geo_advanced_lowtrans | dupv | 2046 | 0.18843 | 1209.4583
fall | geo_advanced_lowtrans | dupv | 2048 | 0.13462 | 1238.5131
fall | geo_advanced_lowtrans | dupv | 2050 | 0.077366 | 1270.6684
fall | geo_advanced_lowtrans | distpv | 2010 | 0 | 938.1478
fall | geo_advanced_lowtrans | distpv | 2012 | 0 | 944.6178
fall | geo_advanced_lowtrans | distpv | 2014 | 0 | 930.3386
fall | geo_advanced_lowtrans | distpv | 2016 | 0 | 912.592
fall | geo_advanced_lowtrans | distpv | 2018 | 0 | 902.3857
fall | geo_advanced_lowtrans | distpv | 2020 | 0 | 893.9462
fall | geo_advanced_lowtrans | distpv | 2022 | 4.9494 | 936.7973
fall | geo_advanced_lowtrans | distpv | 2024 | 5.9017 | 892.1536
fall | geo_advanced_lowtrans | distpv | 2026 | 6.0735 | 902.5881
fall | geo_advanced_lowtrans | distpv | 2028 | 6.3842 | 907.612
fall | geo_advanced_lowtrans | distpv | 2030 | 8.1795 | 922.1717
fall | geo_advanced_lowtrans | distpv | 2032 | 8.7213 | 956.4161
fall | geo_advanced_lowtrans | distpv | 2034 | 9.7436 | 987.097
fall | geo_advanced_lowtrans | distpv | 2036 | 9.8527 | 1026.4698
fall | geo_advanced_lowtrans | distpv | 2038 | 10.4059 | 1066.8206
fall | geo_advanced_lowtrans | distpv | 2040 | 10.4579 | 1107.2967
fall | geo_advanced_lowtrans | distpv | 2042 | 10.4363 | 1142.9369
fall | geo_advanced_lowtrans | distpv | 2044 | 10.7475 | 1176.6092
fall | geo_advanced_lowtrans | distpv | 2046 | 11.1787 | 1209.4583
fall | geo_advanced_lowtrans | distpv | 2048 | 12.3041 | 1238.5131
fall | geo_advanced_lowtrans | distpv | 2050 | 13.3988 | 1270.6684
fall | geo_advanced_lowtrans | pvb | 2010 | 0 | 938.1478
fall | geo_advanced_lowtrans | pvb | 2012 | 0 | 944.6178
fall | geo_advanced_lowtrans | pvb | 2014 | 0 | 930.3386
fall | geo_advanced_lowtrans | pvb | 2016 | 0 | 912.592
fall | geo_advanced_lowtrans | pvb | 2018 | 0 | 902.3857
fall | geo_advanced_lowtrans | pvb | 2020 | 0 | 893.9462
fall | geo_advanced_lowtrans | pvb | 2022 | 1.8583 | 936.7973
fall | geo_advanced_lowtrans | pvb | 2024 | 3.6128 | 892.1536
fall | geo_advanced_lowtrans | pvb | 2026 | 2.6575 | 902.5881
fall | geo_advanced_lowtrans | pvb | 2028 | 3.1451 | 907.612
fall | geo_advanced_lowtrans | pvb | 2030 | 3.5729 | 922.1717
fall | geo_advanced_lowtrans | pvb | 2032 | 3.8942 | 956.4161
fall | geo_advanced_lowtrans | pvb | 2034 | 5.176 | 987.097
fall | geo_advanced_lowtrans | pvb | 2036 | 8.138 | 1026.4698
fall | geo_advanced_lowtrans | pvb | 2038 | 10.3818 | 1066.8206
fall | geo_advanced_lowtrans | pvb | 2040 | 13.7992 | 1107.2967
fall | geo_advanced_lowtrans | pvb | 2042 | 15.2201 | 1142.9369
fall | geo_advanced_lowtrans | pvb | 2044 | 14.875 | 1176.6092
fall | geo_advanced_lowtrans | pvb | 2046 | 14.1958 | 1209.4583
fall | geo_advanced_lowtrans | pvb | 2048 | 15.1547 | 1238.5131
fall | geo_advanced_lowtrans | pvb | 2050 | 14.2689 | 1270.6684
fall | geo_advanced_lowtrans | battery_2 | 2010 | 0.00586 | 938.1478
fall | geo_advanced_lowtrans | battery_2 | 2012 | 0 | 944.6178
fall | geo_advanced_lowtrans | battery_2 | 2014 | 0 | 930.3386
fall | geo_advanced_lowtrans | battery_2 | 2016 | 0 | 912.592
fall | geo_advanced_lowtrans | battery_2 | 2018 | 0 | 902.3857
fall | geo_advanced_lowtrans | battery_2 | 2020 | 0 | 893.9462
fall | geo_advanced_lowtrans | battery_2 | 2022 | 0.038699 | 936.7973
fall | geo_advanced_lowtrans | battery_2 | 2024 | 2.3716 | 892.1536
fall | geo_advanced_lowtrans | battery_2 | 2026 | 2.8644 | 902.5881
fall | geo_advanced_lowtrans | battery_2 | 2028 | 3.3753 | 907.612
fall | geo_advanced_lowtrans | battery_2 | 2030 | 4.2923 | 922.1717
fall | geo_advanced_lowtrans | battery_2 | 2032 | 5.5853 | 956.4161
fall | geo_advanced_lowtrans | battery_2 | 2034 | 4.9744 | 987.097
fall | geo_advanced_lowtrans | battery_2 | 2036 | 5.3887 | 1026.4698
fall | geo_advanced_lowtrans | battery_2 | 2038 | 6.5758 | 1066.8206
fall | geo_advanced_lowtrans | battery_2 | 2040 | 5.5895 | 1107.2967
fall | geo_advanced_lowtrans | battery_2 | 2042 | 9.4527 | 1142.9369
fall | geo_advanced_lowtrans | battery_2 | 2044 | 10.0712 | 1176.6092
fall | geo_advanced_lowtrans | battery_2 | 2046 | 11.5957 | 1209.4583
fall | geo_advanced_lowtrans | battery_2 | 2048 | 11.6388 | 1238.5131
fall | geo_advanced_lowtrans | battery_2 | 2050 | 12.2741 | 1270.6684
fall | geo_advanced_lowtrans | battery_4 | 2010 | 0 | 938.1478
fall | geo_advanced_lowtrans | battery_4 | 2012 | 0 | 944.6178
fall | geo_advanced_lowtrans | battery_4 | 2014 | 0 | 930.3386
fall | geo_advanced_lowtrans | battery_4 | 2016 | 0 | 912.592
fall | geo_advanced_lowtrans | battery_4 | 2018 | 0 | 902.3857
fall | geo_advanced_lowtrans | battery_4 | 2020 | 0 | 893.9462
fall | geo_advanced_lowtrans | battery_4 | 2022 | 0.50818 | 936.7973
fall | geo_advanced_lowtrans | battery_4 | 2024 | 3.4395 | 892.1536
fall | geo_advanced_lowtrans | battery_4 | 2026 | 14.1725 | 902.5881
fall | geo_advanced_lowtrans | battery_4 | 2028 | 18.1544 | 907.612
fall | geo_advanced_lowtrans | battery_4 | 2030 | 26.5415 | 922.1717
fall | geo_advanced_lowtrans | battery_4 | 2032 | 32.9263 | 956.4161
fall | geo_advanced_lowtrans | battery_4 | 2034 | 37.2465 | 987.097
fall | geo_advanced_lowtrans | battery_4 | 2036 | 45.0076 | 1026.4698
fall | geo_advanced_lowtrans | battery_4 | 2038 | 42.8458 | 1066.8206
fall | geo_advanced_lowtrans | battery_4 | 2040 | 52.2935 | 1107.2967
fall | geo_advanced_lowtrans | battery_4 | 2042 | 44.2733 | 1142.9369
fall | geo_advanced_lowtrans | battery_4 | 2044 | 63.0137 | 1176.6092
fall | geo_advanced_lowtrans | battery_4 | 2046 | 88.5345 | 1209.4583
fall | geo_advanced_lowtrans | battery_4 | 2048 | 79.5189 | 1238.5131
fall | geo_advanced_lowtrans | battery_4 | 2050 | 94.1501 | 1270.6684
fall | geo_advanced_lowtrans | battery_6 | 2010 | 0 | 938.1478
fall | geo_advanced_lowtrans | battery_6 | 2012 | 0 | 944.6178
fall | geo_advanced_lowtrans | battery_6 | 2014 | 0 | 930.3386
fall | geo_advanced_lowtrans | battery_6 | 2016 | 0 | 912.592
fall | geo_advanced_lowtrans | battery_6 | 2018 | 0 | 902.3857
fall | geo_advanced_lowtrans | battery_6 | 2020 | 0 | 893.9462
fall | geo_advanced_lowtrans | battery_6 | 2022 | 0 | 936.7973
fall | geo_advanced_lowtrans | battery_6 | 2024 | 6.2333e-05 | 892.1536
fall | geo_advanced_lowtrans | battery_6 | 2026 | 0.35452 | 902.5881
fall | geo_advanced_lowtrans | battery_6 | 2028 | 6.3941 | 907.612
fall | geo_advanced_lowtrans | battery_6 | 2030 | 27.7773 | 922.1717
fall | geo_advanced_lowtrans | battery_6 | 2032 | 48.8709 | 956.4161
fall | geo_advanced_lowtrans | battery_6 | 2034 | 70.4505 | 987.097
fall | geo_advanced_lowtrans | battery_6 | 2036 | 85.0684 | 1026.4698
fall | geo_advanced_lowtrans | battery_6 | 2038 | 108.1015 | 1066.8206
fall | geo_advanced_lowtrans | battery_6 | 2040 | 125.0723 | 1107.2967
fall | geo_advanced_lowtrans | battery_6 | 2042 | 142.9103 | 1142.9369
fall | geo_advanced_lowtrans | battery_6 | 2044 | 134.0457 | 1176.6092
fall | geo_advanced_lowtrans | battery_6 | 2046 | 117.6645 | 1209.4583
fall | geo_advanced_lowtrans | battery_6 | 2048 | 130.5628 | 1238.5131
fall | geo_advanced_lowtrans | battery_6 | 2050 | 123.1969 | 1270.6684
fall | geo_advanced_lowtrans | battery_8 | 2010 | 0 | 938.1478
fall | geo_advanced_lowtrans | battery_8 | 2012 | 0 | 944.6178
fall | geo_advanced_lowtrans | battery_8 | 2014 | 0 | 930.3386
fall | geo_advanced_lowtrans | battery_8 | 2016 | 0 | 912.592
fall | geo_advanced_lowtrans | battery_8 | 2018 | 0 | 902.3857
fall | geo_advanced_lowtrans | battery_8 | 2020 | 0 | 893.9462
fall | geo_advanced_lowtrans | battery_8 | 2022 | 0 | 936.7973
fall | geo_advanced_lowtrans | battery_8 | 2024 | 0 | 892.1536
fall | geo_advanced_lowtrans | battery_8 | 2026 | 0 | 902.5881
fall | geo_advanced_lowtrans | battery_8 | 2028 | 0 | 907.612
fall | geo_advanced_lowtrans | battery_8 | 2030 | 6.4532 | 922.1717
fall | geo_advanced_lowtrans | battery_8 | 2032 | 14.1479 | 956.4161
fall | geo_advanced_lowtrans | battery_8 | 2034 | 17.5176 | 987.097
fall | geo_advanced_lowtrans | battery_8 | 2036 | 21.84 | 1026.4698
fall | geo_advanced_lowtrans | battery_8 | 2038 | 24.3046 | 1066.8206
fall | geo_advanced_lowtrans | battery_8 | 2040 | 29.8756 | 1107.2967
fall | geo_advanced_lowtrans | battery_8 | 2042 | 33.8991 | 1142.9369
fall | geo_advanced_lowtrans | battery_8 | 2044 | 40.0516 | 1176.6092
fall | geo_advanced_lowtrans | battery_8 | 2046 | 36.4521 | 1209.4583
fall | geo_advanced_lowtrans | battery_8 | 2048 | 27.5443 | 1238.5131
fall | geo_advanced_lowtrans | battery_8 | 2050 | 25.2679 | 1270.6684
fall | geo_advanced_lowtrans | battery_10 | 2010 | 0 | 938.1478
fall | geo_advanced_lowtrans | battery_10 | 2012 | 0 | 944.6178
fall | geo_advanced_lowtrans | battery_10 | 2014 | 0 | 930.3386
fall | geo_advanced_lowtrans | battery_10 | 2016 | 0 | 912.592
fall | geo_advanced_lowtrans | battery_10 | 2018 | 0 | 902.3857
fall | geo_advanced_lowtrans | battery_10 | 2020 | 0 | 893.9462
fall | geo_advanced_lowtrans | battery_10 | 2022 | 0 | 936.7973
fall | geo_advanced_lowtrans | battery_10 | 2024 | 0 | 892.1536
fall | geo_advanced_lowtrans | battery_10 | 2026 | 0 | 902.5881
fall | geo_advanced_lowtrans | battery_10 | 2028 | 0 | 907.612
fall | geo_advanced_lowtrans | battery_10 | 2030 | 0 | 922.1717
fall | geo_advanced_lowtrans | battery_10 | 2032 | 0 | 956.4161
fall | geo_advanced_lowtrans | battery_10 | 2034 | 0 | 987.097
fall | geo_advanced_lowtrans | battery_10 | 2036 | 0 | 1026.4698
fall | geo_advanced_lowtrans | battery_10 | 2038 | 0.31667 | 1066.8206
fall | geo_advanced_lowtrans | battery_10 | 2040 | 0.0035877 | 1107.2967
fall | geo_advanced_lowtrans | battery_10 | 2042 | 0.31236 | 1142.9369
fall | geo_advanced_lowtrans | battery_10 | 2044 | 0.31667 | 1176.6092
fall | geo_advanced_lowtrans | battery_10 | 2046 | 0.31667 | 1209.4583
fall | geo_advanced_lowtrans | battery_10 | 2048 | 0.0043069 | 1238.5131
fall | geo_advanced_lowtrans | battery_10 | 2050 | 0 | 1270.6684
fall | geo_advanced_lowtrans | pumped-hydro | 2010 | 5.8803 | 938.1478
fall | geo_advanced_lowtrans | pumped-hydro | 2012 | 0 | 944.6178
fall | geo_advanced_lowtrans | pumped-hydro | 2014 | 0 | 930.3386
fall | geo_advanced_lowtrans | pumped-hydro | 2016 | 0 | 912.592
fall | geo_advanced_lowtrans | pumped-hydro | 2018 | 0 | 902.3857
fall | geo_advanced_lowtrans | pumped-hydro | 2020 | 0 | 893.9462
fall | geo_advanced_lowtrans | pumped-hydro | 2022 | 5.8336 | 936.7973
fall | geo_advanced_lowtrans | pumped-hydro | 2024 | 11.7435 | 892.1536
fall | geo_advanced_lowtrans | pumped-hydro | 2026 | 11.3262 | 902.5881
fall | geo_advanced_lowtrans | pumped-hydro | 2028 | 17.7749 | 907.612
fall | geo_advanced_lowtrans | pumped-hydro | 2030 | 19.4739 | 922.1717
fall | geo_advanced_lowtrans | pumped-hydro | 2032 | 20.1987 | 956.4161
fall | geo_advanced_lowtrans | pumped-hydro | 2034 | 24.811 | 987.097
fall | geo_advanced_lowtrans | pumped-hydro | 2036 | 24.9454 | 1026.4698
fall | geo_advanced_lowtrans | pumped-hydro | 2038 | 25.4199 | 1066.8206
fall | geo_advanced_lowtrans | pumped-hydro | 2040 | 22.4146 | 1107.2967
fall | geo_advanced_lowtrans | pumped-hydro | 2042 | 27.1712 | 1142.9369
fall | geo_advanced_lowtrans | pumped-hydro | 2044 | 25.4691 | 1176.6092
fall | geo_advanced_lowtrans | pumped-hydro | 2046 | 19.9848 | 1209.4583
fall | geo_advanced_lowtrans | pumped-hydro | 2048 | 24.8534 | 1238.5131
fall | geo_advanced_lowtrans | pumped-hydro | 2050 | 22.3983 | 1270.6684
fall | geo_advanced_lowtrans | Canada | 2010 | 5.7897 | 938.1478
fall | geo_advanced_lowtrans | Canada | 2012 | 7.5475 | 944.6178
fall | geo_advanced_lowtrans | Canada | 2014 | 7.6689 | 930.3386
fall | geo_advanced_lowtrans | Canada | 2016 | 9.3983 | 912.592
fall | geo_advanced_lowtrans | Canada | 2018 | 9.7098 | 902.3857
fall | geo_advanced_lowtrans | Canada | 2020 | 9.3126 | 893.9462
fall | geo_advanced_lowtrans | Canada | 2022 | 8.3152 | 936.7973
fall | geo_advanced_lowtrans | Canada | 2024 | 8.3747 | 892.1536
fall | geo_advanced_lowtrans | Canada | 2026 | 9.4089 | 902.5881
fall | geo_advanced_lowtrans | Canada | 2028 | 10.4838 | 907.612
fall | geo_advanced_lowtrans | Canada | 2030 | 10.7558 | 922.1717
fall | geo_advanced_lowtrans | Canada | 2032 | 10.6683 | 956.4161
fall | geo_advanced_lowtrans | Canada | 2034 | 10.5939 | 987.097
fall | geo_advanced_lowtrans | Canada | 2036 | 10.3455 | 1026.4698
fall | geo_advanced_lowtrans | Canada | 2038 | 10.2286 | 1066.8206
fall | geo_advanced_lowtrans | Canada | 2040 | 10.1407 | 1107.2967
fall | geo_advanced_lowtrans | Canada | 2042 | 10.1407 | 1142.9369
fall | geo_advanced_lowtrans | Canada | 2044 | 10.1407 | 1176.6092
fall | geo_advanced_lowtrans | Canada | 2046 | 10.1407 | 1209.4583
fall | geo_advanced_lowtrans | Canada | 2048 | 10.1407 | 1238.5131
fall | geo_advanced_lowtrans | Canada | 2050 | 10.1407 | 1270.6684
spri | geo_advanced_lowtrans | nuclear | 2010 | 103.7491 | 937.9969
spri | geo_advanced_lowtrans | nuclear | 2012 | 103.7491 | 944.4669
spri | geo_advanced_lowtrans | nuclear | 2014 | 99.5688 | 930.1877
spri | geo_advanced_lowtrans | nuclear | 2016 | 100.208 | 912.4411
spri | geo_advanced_lowtrans | nuclear | 2018 | 99.6003 | 902.2349
spri | geo_advanced_lowtrans | nuclear | 2020 | 96.5236 | 893.7953
spri | geo_advanced_lowtrans | nuclear | 2022 | 96.9468 | 956.1134
spri | geo_advanced_lowtrans | nuclear | 2024 | 96.9468 | 900.3554
spri | geo_advanced_lowtrans | nuclear | 2026 | 96.9468 | 902.1644
spri | geo_advanced_lowtrans | nuclear | 2028 | 96.9468 | 900.6809
spri | geo_advanced_lowtrans | nuclear | 2030 | 94.7068 | 897.5497
spri | geo_advanced_lowtrans | nuclear | 2032 | 94.7068 | 914.5018
spri | geo_advanced_lowtrans | nuclear | 2034 | 86.9631 | 940.7793
spri | geo_advanced_lowtrans | nuclear | 2036 | 86.9631 | 978.1177
spri | geo_advanced_lowtrans | nuclear | 2038 | 86.9631 | 1018.8304
spri | geo_advanced_lowtrans | nuclear | 2040 | 86.9631 | 1052.1593
spri | geo_advanced_lowtrans | nuclear | 2042 | 85.0091 | 1088.656
spri | geo_advanced_lowtrans | nuclear | 2044 | 85.0091 | 1125.8223
spri | geo_advanced_lowtrans | nuclear | 2046 | 85.0091 | 1167.7214
spri | geo_advanced_lowtrans | nuclear | 2048 | 85.0091 | 1196.7721
spri | geo_advanced_lowtrans | nuclear | 2050 | 82.2999 | 1236.6623
spri | geo_advanced_lowtrans | coal | 2010 | 296.7419 | 937.9969
spri | geo_advanced_lowtrans | coal | 2012 | 291.2386 | 944.4669
spri | geo_advanced_lowtrans | coal | 2014 | 281.2835 | 930.1877
spri | geo_advanced_lowtrans | coal | 2016 | 258.6969 | 912.4411
spri | geo_advanced_lowtrans | coal | 2018 | 237.8386 | 902.2349
spri | geo_advanced_lowtrans | coal | 2020 | 220.2663 | 893.7953
spri | geo_advanced_lowtrans | coal | 2022 | 202.02 | 956.1134
spri | geo_advanced_lowtrans | coal | 2024 | 189.2385 | 900.3554
spri | geo_advanced_lowtrans | coal | 2026 | 178.3255 | 902.1644
spri | geo_advanced_lowtrans | coal | 2028 | 155.2304 | 900.6809
spri | geo_advanced_lowtrans | coal | 2030 | 132.0848 | 897.5497
spri | geo_advanced_lowtrans | coal | 2032 | 127.932 | 914.5018
spri | geo_advanced_lowtrans | coal | 2034 | 124.8287 | 940.7793
spri | geo_advanced_lowtrans | coal | 2036 | 123.7066 | 978.1177
spri | geo_advanced_lowtrans | coal | 2038 | 121.8061 | 1018.8304
spri | geo_advanced_lowtrans | coal | 2040 | 118.4701 | 1052.1593
spri | geo_advanced_lowtrans | coal | 2042 | 114.195 | 1088.656
spri | geo_advanced_lowtrans | coal | 2044 | 104.5279 | 1125.8223
spri | geo_advanced_lowtrans | coal | 2046 | 91.6144 | 1167.7214
spri | geo_advanced_lowtrans | coal | 2048 | 78.5805 | 1196.7721
spri | geo_advanced_lowtrans | coal | 2050 | 67.4289 | 1236.6623
spri | geo_advanced_lowtrans | gas-cc | 2010 | 201.204 | 937.9969
spri | geo_advanced_lowtrans | gas-cc | 2012 | 215.7431 | 944.4669
spri | geo_advanced_lowtrans | gas-cc | 2014 | 225.5781 | 930.1877
spri | geo_advanced_lowtrans | gas-cc | 2016 | 234.2477 | 912.4411
spri | geo_advanced_lowtrans | gas-cc | 2018 | 257.9461 | 902.2349
spri | geo_advanced_lowtrans | gas-cc | 2020 | 268.2452 | 893.7953
spri | geo_advanced_lowtrans | gas-cc | 2022 | 280.4123 | 956.1134
spri | geo_advanced_lowtrans | gas-cc | 2024 | 280.8246 | 900.3554
spri | geo_advanced_lowtrans | gas-cc | 2026 | 281.7694 | 902.1644
spri | geo_advanced_lowtrans | gas-cc | 2028 | 272.7864 | 900.6809
spri | geo_advanced_lowtrans | gas-cc | 2030 | 269.4043 | 897.5497
spri | geo_advanced_lowtrans | gas-cc | 2032 | 268.0119 | 914.5018
spri | geo_advanced_lowtrans | gas-cc | 2034 | 268.1131 | 940.7793
spri | geo_advanced_lowtrans | gas-cc | 2036 | 267.4736 | 978.1177
spri | geo_advanced_lowtrans | gas-cc | 2038 | 272.0485 | 1018.8304
spri | geo_advanced_lowtrans | gas-cc | 2040 | 275.3216 | 1052.1593
spri | geo_advanced_lowtrans | gas-cc | 2042 | 280.2466 | 1088.656
spri | geo_advanced_lowtrans | gas-cc | 2044 | 287.6124 | 1125.8223
spri | geo_advanced_lowtrans | gas-cc | 2046 | 294.0944 | 1167.7214
spri | geo_advanced_lowtrans | gas-cc | 2048 | 303.6207 | 1196.7721
spri | geo_advanced_lowtrans | gas-cc | 2050 | 318.061 | 1236.6623
spri | geo_advanced_lowtrans | gas-cc-ccs_mod_upgrade | 2010 | 0 | 937.9969
spri | geo_advanced_lowtrans | gas-cc-ccs_mod_upgrade | 2012 | 0 | 944.4669
spri | geo_advanced_lowtrans | gas-cc-ccs_mod_upgrade | 2014 | 0 | 930.1877
spri | geo_advanced_lowtrans | gas-cc-ccs_mod_upgrade | 2016 | 0 | 912.4411
spri | geo_advanced_lowtrans | gas-cc-ccs_mod_upgrade | 2018 | 0 | 902.2349
spri | geo_advanced_lowtrans | gas-cc-ccs_mod_upgrade | 2020 | 0 | 893.7953
spri | geo_advanced_lowtrans | gas-cc-ccs_mod_upgrade | 2022 | 0 | 956.1134
spri | geo_advanced_lowtrans | gas-cc-ccs_mod_upgrade | 2024 | 0 | 900.3554
spri | geo_advanced_lowtrans | gas-cc-ccs_mod_upgrade | 2026 | 0 | 902.1644
spri | geo_advanced_lowtrans | gas-cc-ccs_mod_upgrade | 2028 | 9.8109 | 900.6809
spri | geo_advanced_lowtrans | gas-cc-ccs_mod_upgrade | 2030 | 9.8109 | 897.5497
spri | geo_advanced_lowtrans | gas-cc-ccs_mod_upgrade | 2032 | 9.8109 | 914.5018
spri | geo_advanced_lowtrans | gas-cc-ccs_mod_upgrade | 2034 | 9.8109 | 940.7793
spri | geo_advanced_lowtrans | gas-cc-ccs_mod_upgrade | 2036 | 9.8109 | 978.1177
spri | geo_advanced_lowtrans | gas-cc-ccs_mod_upgrade | 2038 | 9.8109 | 1018.8304
spri | geo_advanced_lowtrans | gas-cc-ccs_mod_upgrade | 2040 | 8.9881 | 1052.1593
spri | geo_advanced_lowtrans | gas-cc-ccs_mod_upgrade | 2042 | 9.4561 | 1088.656
spri | geo_advanced_lowtrans | gas-cc-ccs_mod_upgrade | 2044 | 9.8109 | 1125.8223
spri | geo_advanced_lowtrans | gas-cc-ccs_mod_upgrade | 2046 | 10.9933 | 1167.7214
spri | geo_advanced_lowtrans | gas-cc-ccs_mod_upgrade | 2048 | 10.9933 | 1196.7721
spri | geo_advanced_lowtrans | gas-cc-ccs_mod_upgrade | 2050 | 10.9933 | 1236.6623
spri | geo_advanced_lowtrans | gas-ct | 2010 | 117.7247 | 937.9969
spri | geo_advanced_lowtrans | gas-ct | 2012 | 120.8117 | 944.4669
spri | geo_advanced_lowtrans | gas-ct | 2014 | 123.8407 | 930.1877
spri | geo_advanced_lowtrans | gas-ct | 2016 | 124.6101 | 912.4411
spri | geo_advanced_lowtrans | gas-ct | 2018 | 126.4455 | 902.2349
spri | geo_advanced_lowtrans | gas-ct | 2020 | 127.2613 | 893.7953
spri | geo_advanced_lowtrans | gas-ct | 2022 | 130.2445 | 956.1134
spri | geo_advanced_lowtrans | gas-ct | 2024 | 115.4992 | 900.3554
spri | geo_advanced_lowtrans | gas-ct | 2026 | 113.1971 | 902.1644
spri | geo_advanced_lowtrans | gas-ct | 2028 | 113.6958 | 900.6809
spri | geo_advanced_lowtrans | gas-ct | 2030 | 111.6622 | 897.5497
spri | geo_advanced_lowtrans | gas-ct | 2032 | 109.0891 | 914.5018
spri | geo_advanced_lowtrans | gas-ct | 2034 | 108.9022 | 940.7793
spri | geo_advanced_lowtrans | gas-ct | 2036 | 111.7004 | 978.1177
spri | geo_advanced_lowtrans | gas-ct | 2038 | 114.5511 | 1018.8304
spri | geo_advanced_lowtrans | gas-ct | 2040 | 117.983 | 1052.1593
spri | geo_advanced_lowtrans | gas-ct | 2042 | 126.096 | 1088.656
spri | geo_advanced_lowtrans | gas-ct | 2044 | 145.7535 | 1125.8223
spri | geo_advanced_lowtrans | gas-ct | 2046 | 183.5797 | 1167.7214
spri | geo_advanced_lowtrans | gas-ct | 2048 | 216.4532 | 1196.7721
spri | geo_advanced_lowtrans | gas-ct | 2050 | 251.5889 | 1236.6623
spri | geo_advanced_lowtrans | o-g-s | 2010 | 140.2354 | 937.9969
spri | geo_advanced_lowtrans | o-g-s | 2012 | 132.4567 | 944.4669
spri | geo_advanced_lowtrans | o-g-s | 2014 | 123.1645 | 930.1877
spri | geo_advanced_lowtrans | o-g-s | 2016 | 110.9605 | 912.4411
spri | geo_advanced_lowtrans | o-g-s | 2018 | 96.372 | 902.2349
spri | geo_advanced_lowtrans | o-g-s | 2020 | 89.885 | 893.7953
spri | geo_advanced_lowtrans | o-g-s | 2022 | 85.1197 | 956.1134
spri | geo_advanced_lowtrans | o-g-s | 2024 | 35.3648 | 900.3554
spri | geo_advanced_lowtrans | o-g-s | 2026 | 32.8469 | 902.1644
spri | geo_advanced_lowtrans | o-g-s | 2028 | 29.9967 | 900.6809
spri | geo_advanced_lowtrans | o-g-s | 2030 | 24.8602 | 897.5497
spri | geo_advanced_lowtrans | o-g-s | 2032 | 24.2376 | 914.5018
spri | geo_advanced_lowtrans | o-g-s | 2034 | 23.1795 | 940.7793
spri | geo_advanced_lowtrans | o-g-s | 2036 | 22.7754 | 978.1177
spri | geo_advanced_lowtrans | o-g-s | 2038 | 22.1847 | 1018.8304
spri | geo_advanced_lowtrans | o-g-s | 2040 | 20.5137 | 1052.1593
spri | geo_advanced_lowtrans | o-g-s | 2042 | 19.0447 | 1088.656
spri | geo_advanced_lowtrans | o-g-s | 2044 | 16.9571 | 1125.8223
spri | geo_advanced_lowtrans | o-g-s | 2046 | 14.944 | 1167.7214
spri | geo_advanced_lowtrans | o-g-s | 2048 | 11.4309 | 1196.7721
spri | geo_advanced_lowtrans | o-g-s | 2050 | 6.6192 | 1236.6623
spri | geo_advanced_lowtrans | hydro | 2010 | 55.9964 | 937.9969
spri | geo_advanced_lowtrans | hydro | 2012 | 55.3306 | 944.4669
spri | geo_advanced_lowtrans | hydro | 2014 | 54.859 | 930.1877
spri | geo_advanced_lowtrans | hydro | 2016 | 54.2139 | 912.4411
spri | geo_advanced_lowtrans | hydro | 2018 | 56.5326 | 902.2349
spri | geo_advanced_lowtrans | hydro | 2020 | 56.8694 | 893.7953
spri | geo_advanced_lowtrans | hydro | 2022 | 56.9373 | 956.1134
spri | geo_advanced_lowtrans | hydro | 2024 | 56.9596 | 900.3554
spri | geo_advanced_lowtrans | hydro | 2026 | 58.1698 | 902.1644
spri | geo_advanced_lowtrans | hydro | 2028 | 59.1366 | 900.6809
spri | geo_advanced_lowtrans | hydro | 2030 | 59.2023 | 897.5497
spri | geo_advanced_lowtrans | hydro | 2032 | 59.207 | 914.5018
spri | geo_advanced_lowtrans | hydro | 2034 | 59.2379 | 940.7793
spri | geo_advanced_lowtrans | hydro | 2036 | 59.3534 | 978.1177
spri | geo_advanced_lowtrans | hydro | 2038 | 59.5091 | 1018.8304
spri | geo_advanced_lowtrans | hydro | 2040 | 59.6638 | 1052.1593
spri | geo_advanced_lowtrans | hydro | 2042 | 59.8889 | 1088.656
spri | geo_advanced_lowtrans | hydro | 2044 | 60.0621 | 1125.8223
spri | geo_advanced_lowtrans | hydro | 2046 | 60.2461 | 1167.7214
spri | geo_advanced_lowtrans | hydro | 2048 | 60.3953 | 1196.7721
spri | geo_advanced_lowtrans | hydro | 2050 | 60.5617 | 1236.6623
spri | geo_advanced_lowtrans | geothermal | 2010 | 2.6812 | 937.9969
spri | geo_advanced_lowtrans | geothermal | 2012 | 2.8162 | 944.4669
spri | geo_advanced_lowtrans | geothermal | 2014 | 2.9016 | 930.1877
spri | geo_advanced_lowtrans | geothermal | 2016 | 2.9516 | 912.4411
spri | geo_advanced_lowtrans | geothermal | 2018 | 3.0119 | 902.2349
spri | geo_advanced_lowtrans | geothermal | 2020 | 4.1588 | 893.7953
spri | geo_advanced_lowtrans | geothermal | 2022 | 4.2008 | 956.1134
spri | geo_advanced_lowtrans | geothermal | 2024 | 4.2008 | 900.3554
spri | geo_advanced_lowtrans | geothermal | 2026 | 4.2008 | 902.1644
spri | geo_advanced_lowtrans | geothermal | 2028 | 6.6267 | 900.6809
spri | geo_advanced_lowtrans | geothermal | 2030 | 6.6267 | 897.5497
spri | geo_advanced_lowtrans | geothermal | 2032 | 6.6267 | 914.5018
spri | geo_advanced_lowtrans | geothermal | 2034 | 6.6267 | 940.7793
spri | geo_advanced_lowtrans | geothermal | 2036 | 7.5642 | 978.1177
spri | geo_advanced_lowtrans | geothermal | 2038 | 7.5642 | 1018.8304
spri | geo_advanced_lowtrans | geothermal | 2040 | 7.6409 | 1052.1593
spri | geo_advanced_lowtrans | geothermal | 2042 | 7.5059 | 1088.656
spri | geo_advanced_lowtrans | geothermal | 2044 | 7.4704 | 1125.8223
spri | geo_advanced_lowtrans | geothermal | 2046 | 7.8726 | 1167.7214
spri | geo_advanced_lowtrans | geothermal | 2048 | 9.8728 | 1196.7721
spri | geo_advanced_lowtrans | geothermal | 2050 | 9.1416 | 1236.6623
spri | geo_advanced_lowtrans | biopower | 2010 | 2.8885 | 937.9969
spri | geo_advanced_lowtrans | biopower | 2012 | 2.9776 | 944.4669
spri | geo_advanced_lowtrans | biopower | 2014 | 3.4299 | 930.1877
spri | geo_advanced_lowtrans | biopower | 2016 | 3.2245 | 912.4411
spri | geo_advanced_lowtrans | biopower | 2018 | 3.184 | 902.2349
spri | geo_advanced_lowtrans | biopower | 2020 | 3.0193 | 893.7953
spri | geo_advanced_lowtrans | biopower | 2022 | 2.8851 | 956.1134
spri | geo_advanced_lowtrans | biopower | 2024 | 2.8881 | 900.3554
spri | geo_advanced_lowtrans | biopower | 2026 | 2.8881 | 902.1644
spri | geo_advanced_lowtrans | biopower | 2028 | 2.6292 | 900.6809
spri | geo_advanced_lowtrans | biopower | 2030 | 2.393 | 897.5497
spri | geo_advanced_lowtrans | biopower | 2032 | 2.0992 | 914.5018
spri | geo_advanced_lowtrans | biopower | 2034 | 1.7199 | 940.7793
spri | geo_advanced_lowtrans | biopower | 2036 | 1.5139 | 978.1177
spri | geo_advanced_lowtrans | biopower | 2038 | 1.3738 | 1018.8304
spri | geo_advanced_lowtrans | biopower | 2040 | 1.3388 | 1052.1593
spri | geo_advanced_lowtrans | biopower | 2042 | 1.2559 | 1088.656
spri | geo_advanced_lowtrans | biopower | 2044 | 1.1709 | 1125.8223
spri | geo_advanced_lowtrans | biopower | 2046 | 1.1659 | 1167.7214
spri | geo_advanced_lowtrans | biopower | 2048 | 1.1329 | 1196.7721
spri | geo_advanced_lowtrans | biopower | 2050 | 1.1286 | 1236.6623
spri | geo_advanced_lowtrans | lfill-gas | 2010 | 3.4027 | 937.9969
spri | geo_advanced_lowtrans | lfill-gas | 2012 | 3.6413 | 944.4669
spri | geo_advanced_lowtrans | lfill-gas | 2014 | 3.7416 | 930.1877
spri | geo_advanced_lowtrans | lfill-gas | 2016 | 3.7374 | 912.4411
spri | geo_advanced_lowtrans | lfill-gas | 2018 | 3.6803 | 902.2349
spri | geo_advanced_lowtrans | lfill-gas | 2020 | 3.5039 | 893.7953
spri | geo_advanced_lowtrans | lfill-gas | 2022 | 3.5006 | 956.1134
spri | geo_advanced_lowtrans | lfill-gas | 2024 | 3.5006 | 900.3554
spri | geo_advanced_lowtrans | lfill-gas | 2026 | 3.5006 | 902.1644
spri | geo_advanced_lowtrans | lfill-gas | 2028 | 3.4646 | 900.6809
spri | geo_advanced_lowtrans | lfill-gas | 2030 | 3.4646 | 897.5497
spri | geo_advanced_lowtrans | lfill-gas | 2032 | 3.4646 | 914.5018
spri | geo_advanced_lowtrans | lfill-gas | 2034 | 3.4646 | 940.7793
spri | geo_advanced_lowtrans | lfill-gas | 2036 | 3.4646 | 978.1177
spri | geo_advanced_lowtrans | lfill-gas | 2038 | 3.4646 | 1018.8304
spri | geo_advanced_lowtrans | lfill-gas | 2040 | 3.4646 | 1052.1593
spri | geo_advanced_lowtrans | lfill-gas | 2042 | 3.4646 | 1088.656
spri | geo_advanced_lowtrans | lfill-gas | 2044 | 3.4646 | 1125.8223
spri | geo_advanced_lowtrans | lfill-gas | 2046 | 3.4646 | 1167.7214
spri | geo_advanced_lowtrans | lfill-gas | 2048 | 3.4646 | 1196.7721
spri | geo_advanced_lowtrans | lfill-gas | 2050 | 3.4646 | 1236.6623
spri | geo_advanced_lowtrans | wind-ons | 2010 | 1.6374 | 937.9969
spri | geo_advanced_lowtrans | wind-ons | 2012 | 7.4807 | 944.4669
spri | geo_advanced_lowtrans | wind-ons | 2014 | 2.3639 | 930.1877
spri | geo_advanced_lowtrans | wind-ons | 2016 | 7.1303 | 912.4411
spri | geo_advanced_lowtrans | wind-ons | 2018 | 5.3022 | 902.2349
spri | geo_advanced_lowtrans | wind-ons | 2020 | 10.504 | 893.7953
spri | geo_advanced_lowtrans | wind-ons | 2022 | 30.209 | 956.1134
spri | geo_advanced_lowtrans | wind-ons | 2024 | 38.1567 | 900.3554
spri | geo_advanced_lowtrans | wind-ons | 2026 | 45.4261 | 902.1644
spri | geo_advanced_lowtrans | wind-ons | 2028 | 54.4457 | 900.6809
spri | geo_advanced_lowtrans | wind-ons | 2030 | 61.6014 | 897.5497
spri | geo_advanced_lowtrans | wind-ons | 2032 | 63.9792 | 914.5018
spri | geo_advanced_lowtrans | wind-ons | 2034 | 71.716 | 940.7793
spri | geo_advanced_lowtrans | wind-ons | 2036 | 78.8633 | 978.1177
spri | geo_advanced_lowtrans | wind-ons | 2038 | 84.1811 | 1018.8304
spri | geo_advanced_lowtrans | wind-ons | 2040 | 92.6173 | 1052.1593
spri | geo_advanced_lowtrans | wind-ons | 2042 | 94.9631 | 1088.656
spri | geo_advanced_lowtrans | wind-ons | 2044 | 97.1661 | 1125.8223
spri | geo_advanced_lowtrans | wind-ons | 2046 | 97.5312 | 1167.7214
spri | geo_advanced_lowtrans | wind-ons | 2048 | 98.186 | 1196.7721
spri | geo_advanced_lowtrans | wind-ons | 2050 | 98.0144 | 1236.6623
spri | geo_advanced_lowtrans | wind-ofs | 2010 | 0 | 937.9969
spri | geo_advanced_lowtrans | wind-ofs | 2012 | 0 | 944.4669
spri | geo_advanced_lowtrans | wind-ofs | 2014 | 0 | 930.1877
spri | geo_advanced_lowtrans | wind-ofs | 2016 | 0.011941 | 912.4411
spri | geo_advanced_lowtrans | wind-ofs | 2018 | 0 | 902.2349
spri | geo_advanced_lowtrans | wind-ofs | 2020 | 0.0048828 | 893.7953
spri | geo_advanced_lowtrans | wind-ofs | 2022 | 0.023402 | 956.1134
spri | geo_advanced_lowtrans | wind-ofs | 2024 | 0.87794 | 900.3554
spri | geo_advanced_lowtrans | wind-ofs | 2026 | 2.2215 | 902.1644
spri | geo_advanced_lowtrans | wind-ofs | 2028 | 3.7633 | 900.6809
spri | geo_advanced_lowtrans | wind-ofs | 2030 | 6.3125 | 897.5497
spri | geo_advanced_lowtrans | wind-ofs | 2032 | 6.5868 | 914.5018
spri | geo_advanced_lowtrans | wind-ofs | 2034 | 8.8108 | 940.7793
spri | geo_advanced_lowtrans | wind-ofs | 2036 | 10.6538 | 978.1177
spri | geo_advanced_lowtrans | wind-ofs | 2038 | 11.7224 | 1018.8304
spri | geo_advanced_lowtrans | wind-ofs | 2040 | 11.5836 | 1052.1593
spri | geo_advanced_lowtrans | wind-ofs | 2042 | 12.11 | 1088.656
spri | geo_advanced_lowtrans | wind-ofs | 2044 | 13.5315 | 1125.8223
spri | geo_advanced_lowtrans | wind-ofs | 2046 | 14.2913 | 1167.7214
spri | geo_advanced_lowtrans | wind-ofs | 2048 | 15.4323 | 1196.7721
spri | geo_advanced_lowtrans | wind-ofs | 2050 | 15.2216 | 1236.6623
spri | geo_advanced_lowtrans | csp | 2010 | 0 | 937.9969
spri | geo_advanced_lowtrans | csp | 2012 | 0 | 944.4669
spri | geo_advanced_lowtrans | csp | 2014 | 0 | 930.1877
spri | geo_advanced_lowtrans | csp | 2016 | 0 | 912.4411
spri | geo_advanced_lowtrans | csp | 2018 | 0 | 902.2349
spri | geo_advanced_lowtrans | csp | 2020 | 0 | 893.7953
spri | geo_advanced_lowtrans | csp | 2022 | 0 | 956.1134
spri | geo_advanced_lowtrans | csp | 2024 | 0 | 900.3554
spri | geo_advanced_lowtrans | csp | 2026 | 0 | 902.1644
spri | geo_advanced_lowtrans | csp | 2028 | 0 | 900.6809
spri | geo_advanced_lowtrans | csp | 2030 | 0 | 897.5497
spri | geo_advanced_lowtrans | csp | 2032 | 0 | 914.5018
spri | geo_advanced_lowtrans | csp | 2034 | 0 | 940.7793
spri | geo_advanced_lowtrans | csp | 2036 | 0 | 978.1177
spri | geo_advanced_lowtrans | csp | 2038 | 0 | 1018.8304
spri | geo_advanced_lowtrans | csp | 2040 | 0 | 1052.1593
spri | geo_advanced_lowtrans | csp | 2042 | 0 | 1088.656
spri | geo_advanced_lowtrans | csp | 2044 | 0 | 1125.8223
spri | geo_advanced_lowtrans | csp | 2046 | 0.46124 | 1167.7214
spri | geo_advanced_lowtrans | csp | 2048 | 0.71727 | 1196.7721
spri | geo_advanced_lowtrans | csp | 2050 | 0.69462 | 1236.6623
spri | geo_advanced_lowtrans | upv | 2010 | 0.044077 | 937.9969
spri | geo_advanced_lowtrans | upv | 2012 | 0.54147 | 944.4669
spri | geo_advanced_lowtrans | upv | 2014 | 1.5511 | 930.1877
spri | geo_advanced_lowtrans | upv | 2016 | 2.7598 | 912.4411
spri | geo_advanced_lowtrans | upv | 2018 | 2.2559 | 902.2349
spri | geo_advanced_lowtrans | upv | 2020 | 3.9142 | 893.7953
spri | geo_advanced_lowtrans | upv | 2022 | 40.4135 | 956.1134
spri | geo_advanced_lowtrans | upv | 2024 | 50.1523 | 900.3554
spri | geo_advanced_lowtrans | upv | 2026 | 49.1625 | 902.1644
spri | geo_advanced_lowtrans | upv | 2028 | 49.7419 | 900.6809
spri | geo_advanced_lowtrans | upv | 2030 | 52.7538 | 897.5497
spri | geo_advanced_lowtrans | upv | 2032 | 59.8134 | 914.5018
spri | geo_advanced_lowtrans | upv | 2034 | 61.7209 | 940.7793
spri | geo_advanced_lowtrans | upv | 2036 | 66.5232 | 978.1177
spri | geo_advanced_lowtrans | upv | 2038 | 72.666 | 1018.8304
spri | geo_advanced_lowtrans | upv | 2040 | 76.037 | 1052.1593
spri | geo_advanced_lowtrans | upv | 2042 | 83.566 | 1088.656
spri | geo_advanced_lowtrans | upv | 2044 | 85.6723 | 1125.8223
spri | geo_advanced_lowtrans | upv | 2046 | 87.0881 | 1167.7214
spri | geo_advanced_lowtrans | upv | 2048 | 87.3113 | 1196.7721
spri | geo_advanced_lowtrans | upv | 2050 | 88.0392 | 1236.6623
spri | geo_advanced_lowtrans | dupv | 2010 | 0.015679 | 937.9969
spri | geo_advanced_lowtrans | dupv | 2012 | 0.13235 | 944.4669
spri | geo_advanced_lowtrans | dupv | 2014 | 0.23612 | 930.1877
spri | geo_advanced_lowtrans | dupv | 2016 | 0.29002 | 912.4411
spri | geo_advanced_lowtrans | dupv | 2018 | 0.35557 | 902.2349
spri | geo_advanced_lowtrans | dupv | 2020 | 0.32674 | 893.7953
spri | geo_advanced_lowtrans | dupv | 2022 | 2.0624 | 956.1134
spri | geo_advanced_lowtrans | dupv | 2024 | 1.6243 | 900.3554
spri | geo_advanced_lowtrans | dupv | 2026 | 1.0398 | 902.1644
spri | geo_advanced_lowtrans | dupv | 2028 | 0.81832 | 900.6809
spri | geo_advanced_lowtrans | dupv | 2030 | 0.66861 | 897.5497
spri | geo_advanced_lowtrans | dupv | 2032 | 0.59015 | 914.5018
spri | geo_advanced_lowtrans | dupv | 2034 | 0.56988 | 940.7793
spri | geo_advanced_lowtrans | dupv | 2036 | 0.5804 | 978.1177
spri | geo_advanced_lowtrans | dupv | 2038 | 0.56892 | 1018.8304
spri | geo_advanced_lowtrans | dupv | 2040 | 0.5696 | 1052.1593
spri | geo_advanced_lowtrans | dupv | 2042 | 0.5585 | 1088.656
spri | geo_advanced_lowtrans | dupv | 2044 | 0.46592 | 1125.8223
spri | geo_advanced_lowtrans | dupv | 2046 | 0.39786 | 1167.7214
spri | geo_advanced_lowtrans | dupv | 2048 | 0.27303 | 1196.7721
spri | geo_advanced_lowtrans | dupv | 2050 | 0.15557 | 1236.6623
spri | geo_advanced_lowtrans | distpv | 2010 | 0 | 937.9969
spri | geo_advanced_lowtrans | distpv | 2012 | 0 | 944.4669
spri | geo_advanced_lowtrans | distpv | 2014 | 0 | 930.1877
spri | geo_advanced_lowtrans | distpv | 2016 | 0 | 912.4411
spri | geo_advanced_lowtrans | distpv | 2018 | 0 | 902.2349
spri | geo_advanced_lowtrans | distpv | 2020 | 0 | 893.7953
spri | geo_advanced_lowtrans | distpv | 2022 | 7.2713 | 956.1134
spri | geo_advanced_lowtrans | distpv | 2024 | 7.0659 | 900.3554
spri | geo_advanced_lowtrans | distpv | 2026 | 7.2622 | 902.1644
spri | geo_advanced_lowtrans | distpv | 2028 | 7.316 | 900.6809
spri | geo_advanced_lowtrans | distpv | 2030 | 9.1853 | 897.5497
spri | geo_advanced_lowtrans | distpv | 2032 | 10.5518 | 914.5018
spri | geo_advanced_lowtrans | distpv | 2034 | 11.9073 | 940.7793
spri | geo_advanced_lowtrans | distpv | 2036 | 12.3519 | 978.1177
spri | geo_advanced_lowtrans | distpv | 2038 | 12.6997 | 1018.8304
spri | geo_advanced_lowtrans | distpv | 2040 | 13.5488 | 1052.1593
spri | geo_advanced_lowtrans | distpv | 2042 | 13.979 | 1088.656
spri | geo_advanced_lowtrans | distpv | 2044 | 14.7992 | 1125.8223
spri | geo_advanced_lowtrans | distpv | 2046 | 15.6758 | 1167.7214
spri | geo_advanced_lowtrans | distpv | 2048 | 16.2294 | 1196.7721
spri | geo_advanced_lowtrans | distpv | 2050 | 17.6359 | 1236.6623
spri | geo_advanced_lowtrans | pvb | 2010 | 0 | 937.9969
spri | geo_advanced_lowtrans | pvb | 2012 | 0 | 944.4669
spri | geo_advanced_lowtrans | pvb | 2014 | 0 | 930.1877
spri | geo_advanced_lowtrans | pvb | 2016 | 0 | 912.4411
spri | geo_advanced_lowtrans | pvb | 2018 | 0 | 902.2349
spri | geo_advanced_lowtrans | pvb | 2020 | 0 | 893.7953
spri | geo_advanced_lowtrans | pvb | 2022 | 2.6198 | 956.1134
spri | geo_advanced_lowtrans | pvb | 2024 | 2.8019 | 900.3554
spri | geo_advanced_lowtrans | pvb | 2026 | 2.0005 | 902.1644
spri | geo_advanced_lowtrans | pvb | 2028 | 2.063 | 900.6809
spri | geo_advanced_lowtrans | pvb | 2030 | 2.8224 | 897.5497
spri | geo_advanced_lowtrans | pvb | 2032 | 4.27 | 914.5018
spri | geo_advanced_lowtrans | pvb | 2034 | 4.9364 | 940.7793
spri | geo_advanced_lowtrans | pvb | 2036 | 6.3214 | 978.1177
spri | geo_advanced_lowtrans | pvb | 2038 | 8.4661 | 1018.8304
spri | geo_advanced_lowtrans | pvb | 2040 | 12.4184 | 1052.1593
spri | geo_advanced_lowtrans | pvb | 2042 | 10.8279 | 1088.656
spri | geo_advanced_lowtrans | pvb | 2044 | 12.045 | 1125.8223
spri | geo_advanced_lowtrans | pvb | 2046 | 11.5928 | 1167.7214
spri | geo_advanced_lowtrans | pvb | 2048 | 12.7 | 1196.7721
spri | geo_advanced_lowtrans | pvb | 2050 | 10.9927 | 1236.6623
spri | geo_advanced_lowtrans | battery_2 | 2010 | 0.00586 | 937.9969
spri | geo_advanced_lowtrans | battery_2 | 2012 | 0 | 944.4669
spri | geo_advanced_lowtrans | battery_2 | 2014 | 0 | 930.1877
spri | geo_advanced_lowtrans | battery_2 | 2016 | 0 | 912.4411
spri | geo_advanced_lowtrans | battery_2 | 2018 | 0 | 902.2349
spri | geo_advanced_lowtrans | battery_2 | 2020 | 0 | 893.7953
spri | geo_advanced_lowtrans | battery_2 | 2022 | 8.5e-07 | 956.1134
spri | geo_advanced_lowtrans | battery_2 | 2024 | 0.19433 | 900.3554
spri | geo_advanced_lowtrans | battery_2 | 2026 | 0.63787 | 902.1644
spri | geo_advanced_lowtrans | battery_2 | 2028 | 0.43996 | 900.6809
spri | geo_advanced_lowtrans | battery_2 | 2030 | 1.2065 | 897.5497
spri | geo_advanced_lowtrans | battery_2 | 2032 | 0.86755 | 914.5018
spri | geo_advanced_lowtrans | battery_2 | 2034 | 0.65648 | 940.7793
spri | geo_advanced_lowtrans | battery_2 | 2036 | 1.7154 | 978.1177
spri | geo_advanced_lowtrans | battery_2 | 2038 | 1.3291 | 1018.8304
spri | geo_advanced_lowtrans | battery_2 | 2040 | 0.8576 | 1052.1593
spri | geo_advanced_lowtrans | battery_2 | 2042 | 0.70311 | 1088.656
spri | geo_advanced_lowtrans | battery_2 | 2044 | 2.6995 | 1125.8223
spri | geo_advanced_lowtrans | battery_2 | 2046 | 7.1758 | 1167.7214
spri | geo_advanced_lowtrans | battery_2 | 2048 | 2.7357 | 1196.7721
spri | geo_advanced_lowtrans | battery_2 | 2050 | 2.8745 | 1236.6623
spri | geo_advanced_lowtrans | battery_4 | 2010 | 0 | 937.9969
spri | geo_advanced_lowtrans | battery_4 | 2012 | 0 | 944.4669
spri | geo_advanced_lowtrans | battery_4 | 2014 | 0 | 930.1877
spri | geo_advanced_lowtrans | battery_4 | 2016 | 0 | 912.4411
spri | geo_advanced_lowtrans | battery_4 | 2018 | 0 | 902.2349
spri | geo_advanced_lowtrans | battery_4 | 2020 | 0 | 893.7953
spri | geo_advanced_lowtrans | battery_4 | 2022 | 0 | 956.1134
spri | geo_advanced_lowtrans | battery_4 | 2024 | 0.20665 | 900.3554
spri | geo_advanced_lowtrans | battery_4 | 2026 | 8.6711 | 902.1644
spri | geo_advanced_lowtrans | battery_4 | 2028 | 7.1054 | 900.6809
spri | geo_advanced_lowtrans | battery_4 | 2030 | 13.6877 | 897.5497
spri | geo_advanced_lowtrans | battery_4 | 2032 | 13.7614 | 914.5018
spri | geo_advanced_lowtrans | battery_4 | 2034 | 19.1292 | 940.7793
spri | geo_advanced_lowtrans | battery_4 | 2036 | 18.1317 | 978.1177
spri | geo_advanced_lowtrans | battery_4 | 2038 | 20.801 | 1018.8304
spri | geo_advanced_lowtrans | battery_4 | 2040 | 22.4779 | 1052.1593
spri | geo_advanced_lowtrans | battery_4 | 2042 | 18.4593 | 1088.656
spri | geo_advanced_lowtrans | battery_4 | 2044 | 26.6455 | 1125.8223
spri | geo_advanced_lowtrans | battery_4 | 2046 | 53.6987 | 1167.7214
spri | geo_advanced_lowtrans | battery_4 | 2048 | 44.3474 | 1196.7721
spri | geo_advanced_lowtrans | battery_4 | 2050 | 57.4111 | 1236.6623
spri | geo_advanced_lowtrans | battery_6 | 2010 | 0 | 937.9969
spri | geo_advanced_lowtrans | battery_6 | 2012 | 0 | 944.4669
spri | geo_advanced_lowtrans | battery_6 | 2014 | 0 | 930.1877
spri | geo_advanced_lowtrans | battery_6 | 2016 | 0 | 912.4411
spri | geo_advanced_lowtrans | battery_6 | 2018 | 0 | 902.2349
spri | geo_advanced_lowtrans | battery_6 | 2020 | 0 | 893.7953
spri | geo_advanced_lowtrans | battery_6 | 2022 | 0 | 956.1134
spri | geo_advanced_lowtrans | battery_6 | 2024 | 0 | 900.3554
spri | geo_advanced_lowtrans | battery_6 | 2026 | 0.2716 | 902.1644
spri | geo_advanced_lowtrans | battery_6 | 2028 | 2.0927 | 900.6809
spri | geo_advanced_lowtrans | battery_6 | 2030 | 10.6224 | 897.5497
spri | geo_advanced_lowtrans | battery_6 | 2032 | 26.3184 | 914.5018
spri | geo_advanced_lowtrans | battery_6 | 2034 | 40.5375 | 940.7793
spri | geo_advanced_lowtrans | battery_6 | 2036 | 50.0659 | 978.1177
spri | geo_advanced_lowtrans | battery_6 | 2038 | 73.2006 | 1018.8304
spri | geo_advanced_lowtrans | battery_6 | 2040 | 78.7281 | 1052.1593
spri | geo_advanced_lowtrans | battery_6 | 2042 | 98.5927 | 1088.656
spri | geo_advanced_lowtrans | battery_6 | 2044 | 89.0435 | 1125.8223
spri | geo_advanced_lowtrans | battery_6 | 2046 | 77.473 | 1167.7214
spri | geo_advanced_lowtrans | battery_6 | 2048 | 93.1762 | 1196.7721
spri | geo_advanced_lowtrans | battery_6 | 2050 | 85.7139 | 1236.6623
spri | geo_advanced_lowtrans | battery_8 | 2010 | 0 | 937.9969
spri | geo_advanced_lowtrans | battery_8 | 2012 | 0 | 944.4669
spri | geo_advanced_lowtrans | battery_8 | 2014 | 0 | 930.1877
spri | geo_advanced_lowtrans | battery_8 | 2016 | 0 | 912.4411
spri | geo_advanced_lowtrans | battery_8 | 2018 | 0 | 902.2349
spri | geo_advanced_lowtrans | battery_8 | 2020 | 0 | 893.7953
spri | geo_advanced_lowtrans | battery_8 | 2022 | 0 | 956.1134
spri | geo_advanced_lowtrans | battery_8 | 2024 | 0 | 900.3554
spri | geo_advanced_lowtrans | battery_8 | 2026 | 0 | 902.1644
spri | geo_advanced_lowtrans | battery_8 | 2028 | 0 | 900.6809
spri | geo_advanced_lowtrans | battery_8 | 2030 | 2.0262 | 897.5497
spri | geo_advanced_lowtrans | battery_8 | 2032 | 4.6625 | 914.5018
spri | geo_advanced_lowtrans | battery_8 | 2034 | 6.662 | 940.7793
spri | geo_advanced_lowtrans | battery_8 | 2036 | 12.9121 | 978.1177
spri | geo_advanced_lowtrans | battery_8 | 2038 | 8.2943 | 1018.8304
spri | geo_advanced_lowtrans | battery_8 | 2040 | 13.9277 | 1052.1593
spri | geo_advanced_lowtrans | battery_8 | 2042 | 16.3844 | 1088.656
spri | geo_advanced_lowtrans | battery_8 | 2044 | 31.2904 | 1125.8223
spri | geo_advanced_lowtrans | battery_8 | 2046 | 24.941 | 1167.7214
spri | geo_advanced_lowtrans | battery_8 | 2048 | 18.5501 | 1196.7721
spri | geo_advanced_lowtrans | battery_8 | 2050 | 20.7872 | 1236.6623
spri | geo_advanced_lowtrans | battery_10 | 2010 | 0 | 937.9969
spri | geo_advanced_lowtrans | battery_10 | 2012 | 0 | 944.4669
spri | geo_advanced_lowtrans | battery_10 | 2014 | 0 | 930.1877
spri | geo_advanced_lowtrans | battery_10 | 2016 | 0 | 912.4411
spri | geo_advanced_lowtrans | battery_10 | 2018 | 0 | 902.2349
spri | geo_advanced_lowtrans | battery_10 | 2020 | 0 | 893.7953
spri | geo_advanced_lowtrans | battery_10 | 2022 | 0 | 956.1134
spri | geo_advanced_lowtrans | battery_10 | 2024 | 0 | 900.3554
spri | geo_advanced_lowtrans | battery_10 | 2026 | 0 | 902.1644
spri | geo_advanced_lowtrans | battery_10 | 2028 | 0 | 900.6809
spri | geo_advanced_lowtrans | battery_10 | 2030 | 0 | 897.5497
spri | geo_advanced_lowtrans | battery_10 | 2032 | 0 | 914.5018
spri | geo_advanced_lowtrans | battery_10 | 2034 | 0 | 940.7793
spri | geo_advanced_lowtrans | battery_10 | 2036 | 0 | 978.1177
spri | geo_advanced_lowtrans | battery_10 | 2038 | 0.31236 | 1018.8304
spri | geo_advanced_lowtrans | battery_10 | 2040 | 0.001796 | 1052.1593
spri | geo_advanced_lowtrans | battery_10 | 2042 | 0 | 1088.656
spri | geo_advanced_lowtrans | battery_10 | 2044 | 0.31236 | 1125.8223
spri | geo_advanced_lowtrans | battery_10 | 2046 | 0.31236 | 1167.7214
spri | geo_advanced_lowtrans | battery_10 | 2048 | 0 | 1196.7721
spri | geo_advanced_lowtrans | battery_10 | 2050 | 0 | 1236.6623
spri | geo_advanced_lowtrans | pumped-hydro | 2010 | 5.8803 | 937.9969
spri | geo_advanced_lowtrans | pumped-hydro | 2012 | 0 | 944.4669
spri | geo_advanced_lowtrans | pumped-hydro | 2014 | 0 | 930.1877
spri | geo_advanced_lowtrans | pumped-hydro | 2016 | 0 | 912.4411
spri | geo_advanced_lowtrans | pumped-hydro | 2018 | 0 | 902.2349
spri | geo_advanced_lowtrans | pumped-hydro | 2020 | 0 | 893.7953
spri | geo_advanced_lowtrans | pumped-hydro | 2022 | 2.9316 | 956.1134
spri | geo_advanced_lowtrans | pumped-hydro | 2024 | 5.4776 | 900.3554
spri | geo_advanced_lowtrans | pumped-hydro | 2026 | 4.2175 | 902.1644
spri | geo_advanced_lowtrans | pumped-hydro | 2028 | 12.0867 | 900.6809
spri | geo_advanced_lowtrans | pumped-hydro | 2030 | 11.6914 | 897.5497
spri | geo_advanced_lowtrans | pumped-hydro | 2032 | 7.2466 | 914.5018
spri | geo_advanced_lowtrans | pumped-hydro | 2034 | 10.6924 | 940.7793
spri | geo_advanced_lowtrans | pumped-hydro | 2036 | 15.327 | 978.1177
spri | geo_advanced_lowtrans | pumped-hydro | 2038 | 15.084 | 1018.8304
spri | geo_advanced_lowtrans | pumped-hydro | 2040 | 18.903 | 1052.1593
spri | geo_advanced_lowtrans | pumped-hydro | 2042 | 22.2086 | 1088.656
spri | geo_advanced_lowtrans | pumped-hydro | 2044 | 20.1715 | 1125.8223
spri | geo_advanced_lowtrans | pumped-hydro | 2046 | 13.9575 | 1167.7214
spri | geo_advanced_lowtrans | pumped-hydro | 2048 | 16.0196 | 1196.7721
spri | geo_advanced_lowtrans | pumped-hydro | 2050 | 17.6932 | 1236.6623
spri | geo_advanced_lowtrans | Canada | 2010 | 5.7897 | 937.9969
spri | geo_advanced_lowtrans | Canada | 2012 | 7.5475 | 944.4669
spri | geo_advanced_lowtrans | Canada | 2014 | 7.6689 | 930.1877
spri | geo_advanced_lowtrans | Canada | 2016 | 9.3983 | 912.4411
spri | geo_advanced_lowtrans | Canada | 2018 | 9.7098 | 902.2349
spri | geo_advanced_lowtrans | Canada | 2020 | 9.3126 | 893.7953
spri | geo_advanced_lowtrans | Canada | 2022 | 8.3152 | 956.1134
spri | geo_advanced_lowtrans | Canada | 2024 | 8.3747 | 900.3554
spri | geo_advanced_lowtrans | Canada | 2026 | 9.4089 | 902.1644
spri | geo_advanced_lowtrans | Canada | 2028 | 10.4838 | 900.6809
spri | geo_advanced_lowtrans | Canada | 2030 | 10.7558 | 897.5497
spri | geo_advanced_lowtrans | Canada | 2032 | 10.6683 | 914.5018
spri | geo_advanced_lowtrans | Canada | 2034 | 10.5939 | 940.7793
spri | geo_advanced_lowtrans | Canada | 2036 | 10.3455 | 978.1177
spri | geo_advanced_lowtrans | Canada | 2038 | 10.2286 | 1018.8304
spri | geo_advanced_lowtrans | Canada | 2040 | 10.1407 | 1052.1593
spri | geo_advanced_lowtrans | Canada | 2042 | 10.1407 | 1088.656
spri | geo_advanced_lowtrans | Canada | 2044 | 10.1407 | 1125.8223
spri | geo_advanced_lowtrans | Canada | 2046 | 10.1407 | 1167.7214
spri | geo_advanced_lowtrans | Canada | 2048 | 10.1407 | 1196.7721
spri | geo_advanced_lowtrans | Canada | 2050 | 10.1407 | 1236.6623
summ | geo_advanced_lowtrans | nuclear | 2010 | 103.7491 | 938.414
summ | geo_advanced_lowtrans | nuclear | 2012 | 103.7491 | 944.8841
summ | geo_advanced_lowtrans | nuclear | 2014 | 99.5688 | 930.6077
summ | geo_advanced_lowtrans | nuclear | 2016 | 100.208 | 912.8611
summ | geo_advanced_lowtrans | nuclear | 2018 | 99.6003 | 902.6549
summ | geo_advanced_lowtrans | nuclear | 2020 | 96.5236 | 894.2153
summ | geo_advanced_lowtrans | nuclear | 2022 | 96.9468 | 953.5185
summ | geo_advanced_lowtrans | nuclear | 2024 | 96.9468 | 930.0919
summ | geo_advanced_lowtrans | nuclear | 2026 | 96.9468 | 946.6646
summ | geo_advanced_lowtrans | nuclear | 2028 | 96.9468 | 973.5236
summ | geo_advanced_lowtrans | nuclear | 2030 | 94.7068 | 1008.0004
summ | geo_advanced_lowtrans | nuclear | 2032 | 94.7068 | 1045.2807
summ | geo_advanced_lowtrans | nuclear | 2034 | 86.9631 | 1085.2345
summ | geo_advanced_lowtrans | nuclear | 2036 | 86.9631 | 1129.6704
summ | geo_advanced_lowtrans | nuclear | 2038 | 86.9631 | 1174.8064
summ | geo_advanced_lowtrans | nuclear | 2040 | 86.9631 | 1218.9391
summ | geo_advanced_lowtrans | nuclear | 2042 | 85.0091 | 1259.3329
summ | geo_advanced_lowtrans | nuclear | 2044 | 85.0091 | 1296.0211
summ | geo_advanced_lowtrans | nuclear | 2046 | 85.0091 | 1330.4506
summ | geo_advanced_lowtrans | nuclear | 2048 | 85.0091 | 1363.0623
summ | geo_advanced_lowtrans | nuclear | 2050 | 82.2999 | 1395.7337
summ | geo_advanced_lowtrans | coal | 2010 | 296.7419 | 938.414
summ | geo_advanced_lowtrans | coal | 2012 | 291.2386 | 944.8841
summ | geo_advanced_lowtrans | coal | 2014 | 281.2835 | 930.6077
summ | geo_advanced_lowtrans | coal | 2016 | 258.6969 | 912.8611
summ | geo_advanced_lowtrans | coal | 2018 | 237.8386 | 902.6549
summ | geo_advanced_lowtrans | coal | 2020 | 220.2663 | 894.2153
summ | geo_advanced_lowtrans | coal | 2022 | 202.02 | 953.5185
summ | geo_advanced_lowtrans | coal | 2024 | 189.2385 | 930.0919
summ | geo_advanced_lowtrans | coal | 2026 | 178.3255 | 946.6646
summ | geo_advanced_lowtrans | coal | 2028 | 155.2304 | 973.5236
summ | geo_advanced_lowtrans | coal | 2030 | 132.0848 | 1008.0004
summ | geo_advanced_lowtrans | coal | 2032 | 127.932 | 1045.2807
summ | geo_advanced_lowtrans | coal | 2034 | 124.8287 | 1085.2345
summ | geo_advanced_lowtrans | coal | 2036 | 123.7066 | 1129.6704
summ | geo_advanced_lowtrans | coal | 2038 | 121.8061 | 1174.8064
summ | geo_advanced_lowtrans | coal | 2040 | 118.4701 | 1218.9391
summ | geo_advanced_lowtrans | coal | 2042 | 114.195 | 1259.3329
summ | geo_advanced_lowtrans | coal | 2044 | 104.5279 | 1296.0211
summ | geo_advanced_lowtrans | coal | 2046 | 91.6144 | 1330.4506
summ | geo_advanced_lowtrans | coal | 2048 | 78.5805 | 1363.0623
summ | geo_advanced_lowtrans | coal | 2050 | 67.4289 | 1395.7337
summ | geo_advanced_lowtrans | gas-cc | 2010 | 201.204 | 938.414
summ | geo_advanced_lowtrans | gas-cc | 2012 | 215.7431 | 944.8841
summ | geo_advanced_lowtrans | gas-cc | 2014 | 225.5781 | 930.6077
summ | geo_advanced_lowtrans | gas-cc | 2016 | 234.2477 | 912.8611
summ | geo_advanced_lowtrans | gas-cc | 2018 | 257.9461 | 902.6549
summ | geo_advanced_lowtrans | gas-cc | 2020 | 268.2452 | 894.2153
summ | geo_advanced_lowtrans | gas-cc | 2022 | 280.4123 | 953.5185
summ | geo_advanced_lowtrans | gas-cc | 2024 | 280.8246 | 930.0919
summ | geo_advanced_lowtrans | gas-cc | 2026 | 281.7694 | 946.6646
summ | geo_advanced_lowtrans | gas-cc | 2028 | 272.7864 | 973.5236
summ | geo_advanced_lowtrans | gas-cc | 2030 | 269.4043 | 1008.0004
summ | geo_advanced_lowtrans | gas-cc | 2032 | 268.0119 | 1045.2807
summ | geo_advanced_lowtrans | gas-cc | 2034 | 268.1131 | 1085.2345
summ | geo_advanced_lowtrans | gas-cc | 2036 | 267.4736 | 1129.6704
summ | geo_advanced_lowtrans | gas-cc | 2038 | 272.0485 | 1174.8064
summ | geo_advanced_lowtrans | gas-cc | 2040 | 275.3216 | 1218.9391
summ | geo_advanced_lowtrans | gas-cc | 2042 | 280.2466 | 1259.3329
summ | geo_advanced_lowtrans | gas-cc | 2044 | 287.6124 | 1296.0211
summ | geo_advanced_lowtrans | gas-cc | 2046 | 294.0944 | 1330.4506
summ | geo_advanced_lowtrans | gas-cc | 2048 | 303.6207 | 1363.0623
summ | geo_advanced_lowtrans | gas-cc | 2050 | 318.061 | 1395.7337
summ | geo_advanced_lowtrans | gas-cc-ccs_mod_upgrade | 2010 | 0 | 938.414
summ | geo_advanced_lowtrans | gas-cc-ccs_mod_upgrade | 2012 | 0 | 944.8841
summ | geo_advanced_lowtrans | gas-cc-ccs_mod_upgrade | 2014 | 0 | 930.6077
summ | geo_advanced_lowtrans | gas-cc-ccs_mod_upgrade | 2016 | 0 | 912.8611
summ | geo_advanced_lowtrans | gas-cc-ccs_mod_upgrade | 2018 | 0 | 902.6549
summ | geo_advanced_lowtrans | gas-cc-ccs_mod_upgrade | 2020 | 0 | 894.2153
summ | geo_advanced_lowtrans | gas-cc-ccs_mod_upgrade | 2022 | 0 | 953.5185
summ | geo_advanced_lowtrans | gas-cc-ccs_mod_upgrade | 2024 | 0 | 930.0919
summ | geo_advanced_lowtrans | gas-cc-ccs_mod_upgrade | 2026 | 0 | 946.6646
summ | geo_advanced_lowtrans | gas-cc-ccs_mod_upgrade | 2028 | 9.8109 | 973.5236
summ | geo_advanced_lowtrans | gas-cc-ccs_mod_upgrade | 2030 | 9.8109 | 1008.0004
summ | geo_advanced_lowtrans | gas-cc-ccs_mod_upgrade | 2032 | 9.8109 | 1045.2807
summ | geo_advanced_lowtrans | gas-cc-ccs_mod_upgrade | 2034 | 9.8109 | 1085.2345
summ | geo_advanced_lowtrans | gas-cc-ccs_mod_upgrade | 2036 | 9.8109 | 1129.6704
summ | geo_advanced_lowtrans | gas-cc-ccs_mod_upgrade | 2038 | 9.8109 | 1174.8064
summ | geo_advanced_lowtrans | gas-cc-ccs_mod_upgrade | 2040 | 8.9881 | 1218.9391
summ | geo_advanced_lowtrans | gas-cc-ccs_mod_upgrade | 2042 | 9.4561 | 1259.3329
summ | geo_advanced_lowtrans | gas-cc-ccs_mod_upgrade | 2044 | 9.8109 | 1296.0211
summ | geo_advanced_lowtrans | gas-cc-ccs_mod_upgrade | 2046 | 10.9933 | 1330.4506
summ | geo_advanced_lowtrans | gas-cc-ccs_mod_upgrade | 2048 | 10.9933 | 1363.0623
summ | geo_advanced_lowtrans | gas-cc-ccs_mod_upgrade | 2050 | 10.9933 | 1395.7337
summ | geo_advanced_lowtrans | gas-ct | 2010 | 117.7247 | 938.414
summ | geo_advanced_lowtrans | gas-ct | 2012 | 120.8117 | 944.8841
summ | geo_advanced_lowtrans | gas-ct | 2014 | 123.8407 | 930.6077
summ | geo_advanced_lowtrans | gas-ct | 2016 | 124.6101 | 912.8611
summ | geo_advanced_lowtrans | gas-ct | 2018 | 126.4455 | 902.6549
summ | geo_advanced_lowtrans | gas-ct | 2020 | 127.2613 | 894.2153
summ | geo_advanced_lowtrans | gas-ct | 2022 | 130.2445 | 953.5185
summ | geo_advanced_lowtrans | gas-ct | 2024 | 115.4992 | 930.0919
summ | geo_advanced_lowtrans | gas-ct | 2026 | 113.1971 | 946.6646
summ | geo_advanced_lowtrans | gas-ct | 2028 | 113.6958 | 973.5236
summ | geo_advanced_lowtrans | gas-ct | 2030 | 111.6622 | 1008.0004
summ | geo_advanced_lowtrans | gas-ct | 2032 | 109.0891 | 1045.2807
summ | geo_advanced_lowtrans | gas-ct | 2034 | 108.9022 | 1085.2345
summ | geo_advanced_lowtrans | gas-ct | 2036 | 111.7004 | 1129.6704
summ | geo_advanced_lowtrans | gas-ct | 2038 | 114.5511 | 1174.8064
summ | geo_advanced_lowtrans | gas-ct | 2040 | 117.983 | 1218.9391
summ | geo_advanced_lowtrans | gas-ct | 2042 | 126.096 | 1259.3329
summ | geo_advanced_lowtrans | gas-ct | 2044 | 145.7535 | 1296.0211
summ | geo_advanced_lowtrans | gas-ct | 2046 | 183.5797 | 1330.4506
summ | geo_advanced_lowtrans | gas-ct | 2048 | 216.4532 | 1363.0623
summ | geo_advanced_lowtrans | gas-ct | 2050 | 251.5889 | 1395.7337
summ | geo_advanced_lowtrans | o-g-s | 2010 | 140.2354 | 938.414
summ | geo_advanced_lowtrans | o-g-s | 2012 | 132.4567 | 944.8841
summ | geo_advanced_lowtrans | o-g-s | 2014 | 123.1645 | 930.6077
summ | geo_advanced_lowtrans | o-g-s | 2016 | 110.9605 | 912.8611
summ | geo_advanced_lowtrans | o-g-s | 2018 | 96.372 | 902.6549
summ | geo_advanced_lowtrans | o-g-s | 2020 | 89.885 | 894.2153
summ | geo_advanced_lowtrans | o-g-s | 2022 | 85.1197 | 953.5185
summ | geo_advanced_lowtrans | o-g-s | 2024 | 35.3648 | 930.0919
summ | geo_advanced_lowtrans | o-g-s | 2026 | 32.8469 | 946.6646
summ | geo_advanced_lowtrans | o-g-s | 2028 | 29.9967 | 973.5236
summ | geo_advanced_lowtrans | o-g-s | 2030 | 24.8602 | 1008.0004
summ | geo_advanced_lowtrans | o-g-s | 2032 | 24.2376 | 1045.2807
summ | geo_advanced_lowtrans | o-g-s | 2034 | 23.1795 | 1085.2345
summ | geo_advanced_lowtrans | o-g-s | 2036 | 22.7754 | 1129.6704
summ | geo_advanced_lowtrans | o-g-s | 2038 | 22.1847 | 1174.8064
summ | geo_advanced_lowtrans | o-g-s | 2040 | 20.5137 | 1218.9391
summ | geo_advanced_lowtrans | o-g-s | 2042 | 19.0447 | 1259.3329
summ | geo_advanced_lowtrans | o-g-s | 2044 | 16.9571 | 1296.0211
summ | geo_advanced_lowtrans | o-g-s | 2046 | 14.944 | 1330.4506
summ | geo_advanced_lowtrans | o-g-s | 2048 | 11.4309 | 1363.0623
summ | geo_advanced_lowtrans | o-g-s | 2050 | 6.6192 | 1395.7337
summ | geo_advanced_lowtrans | hydro | 2010 | 56.4135 | 938.414
summ | geo_advanced_lowtrans | hydro | 2012 | 55.7477 | 944.8841
summ | geo_advanced_lowtrans | hydro | 2014 | 55.2791 | 930.6077
summ | geo_advanced_lowtrans | hydro | 2016 | 54.6339 | 912.8611
summ | geo_advanced_lowtrans | hydro | 2018 | 56.9526 | 902.6549
summ | geo_advanced_lowtrans | hydro | 2020 | 57.2894 | 894.2153
summ | geo_advanced_lowtrans | hydro | 2022 | 57.3574 | 953.5185
summ | geo_advanced_lowtrans | hydro | 2024 | 57.3797 | 930.0919
summ | geo_advanced_lowtrans | hydro | 2026 | 58.6073 | 946.6646
summ | geo_advanced_lowtrans | hydro | 2028 | 59.6237 | 973.5236
summ | geo_advanced_lowtrans | hydro | 2030 | 59.6936 | 1008.0004
summ | geo_advanced_lowtrans | hydro | 2032 | 59.6983 | 1045.2807
summ | geo_advanced_lowtrans | hydro | 2034 | 59.7303 | 1085.2345
summ | geo_advanced_lowtrans | hydro | 2036 | 59.8468 | 1129.6704
summ | geo_advanced_lowtrans | hydro | 2038 | 60.0125 | 1174.8064
summ | geo_advanced_lowtrans | hydro | 2040 | 60.1773 | 1218.9391
summ | geo_advanced_lowtrans | hydro | 2042 | 60.4213 | 1259.3329
summ | geo_advanced_lowtrans | hydro | 2044 | 60.6055 | 1296.0211
summ | geo_advanced_lowtrans | hydro | 2046 | 60.7994 | 1330.4506
summ | geo_advanced_lowtrans | hydro | 2048 | 60.9586 | 1363.0623
summ | geo_advanced_lowtrans | hydro | 2050 | 61.136 | 1395.7337
summ | geo_advanced_lowtrans | geothermal | 2010 | 2.6812 | 938.414
summ | geo_advanced_lowtrans | geothermal | 2012 | 2.8162 | 944.8841
summ | geo_advanced_lowtrans | geothermal | 2014 | 2.9016 | 930.6077
summ | geo_advanced_lowtrans | geothermal | 2016 | 2.9516 | 912.8611
summ | geo_advanced_lowtrans | geothermal | 2018 | 3.0119 | 902.6549
summ | geo_advanced_lowtrans | geothermal | 2020 | 4.1588 | 894.2153
summ | geo_advanced_lowtrans | geothermal | 2022 | 4.2008 | 953.5185
summ | geo_advanced_lowtrans | geothermal | 2024 | 4.2008 | 930.0919
summ | geo_advanced_lowtrans | geothermal | 2026 | 4.2008 | 946.6646
summ | geo_advanced_lowtrans | geothermal | 2028 | 6.6267 | 973.5236
summ | geo_advanced_lowtrans | geothermal | 2030 | 6.6267 | 1008.0004
summ | geo_advanced_lowtrans | geothermal | 2032 | 6.6267 | 1045.2807
summ | geo_advanced_lowtrans | geothermal | 2034 | 6.6267 | 1085.2345
summ | geo_advanced_lowtrans | geothermal | 2036 | 7.5642 | 1129.6704
summ | geo_advanced_lowtrans | geothermal | 2038 | 7.5642 | 1174.8064
summ | geo_advanced_lowtrans | geothermal | 2040 | 7.6409 | 1218.9391
summ | geo_advanced_lowtrans | geothermal | 2042 | 7.5059 | 1259.3329
summ | geo_advanced_lowtrans | geothermal | 2044 | 7.4704 | 1296.0211
summ | geo_advanced_lowtrans | geothermal | 2046 | 7.8726 | 1330.4506
summ | geo_advanced_lowtrans | geothermal | 2048 | 9.8728 | 1363.0623
summ | geo_advanced_lowtrans | geothermal | 2050 | 9.1416 | 1395.7337
summ | geo_advanced_lowtrans | biopower | 2010 | 2.8885 | 938.414
summ | geo_advanced_lowtrans | biopower | 2012 | 2.9776 | 944.8841
summ | geo_advanced_lowtrans | biopower | 2014 | 3.4299 | 930.6077
summ | geo_advanced_lowtrans | biopower | 2016 | 3.2245 | 912.8611
summ | geo_advanced_lowtrans | biopower | 2018 | 3.184 | 902.6549
summ | geo_advanced_lowtrans | biopower | 2020 | 3.0193 | 894.2153
summ | geo_advanced_lowtrans | biopower | 2022 | 2.8851 | 953.5185
summ | geo_advanced_lowtrans | biopower | 2024 | 2.8881 | 930.0919
summ | geo_advanced_lowtrans | biopower | 2026 | 2.8881 | 946.6646
summ | geo_advanced_lowtrans | biopower | 2028 | 2.6292 | 973.5236
summ | geo_advanced_lowtrans | biopower | 2030 | 2.393 | 1008.0004
summ | geo_advanced_lowtrans | biopower | 2032 | 2.0992 | 1045.2807
summ | geo_advanced_lowtrans | biopower | 2034 | 1.7199 | 1085.2345
summ | geo_advanced_lowtrans | biopower | 2036 | 1.5139 | 1129.6704
summ | geo_advanced_lowtrans | biopower | 2038 | 1.3738 | 1174.8064
summ | geo_advanced_lowtrans | biopower | 2040 | 1.3388 | 1218.9391
summ | geo_advanced_lowtrans | biopower | 2042 | 1.2559 | 1259.3329
summ | geo_advanced_lowtrans | biopower | 2044 | 1.1709 | 1296.0211
summ | geo_advanced_lowtrans | biopower | 2046 | 1.1659 | 1330.4506
summ | geo_advanced_lowtrans | biopower | 2048 | 1.1329 | 1363.0623
summ | geo_advanced_lowtrans | biopower | 2050 | 1.1286 | 1395.7337
summ | geo_advanced_lowtrans | lfill-gas | 2010 | 3.4027 | 938.414
summ | geo_advanced_lowtrans | lfill-gas | 2012 | 3.6413 | 944.8841
summ | geo_advanced_lowtrans | lfill-gas | 2014 | 3.7416 | 930.6077
summ | geo_advanced_lowtrans | lfill-gas | 2016 | 3.7374 | 912.8611
summ | geo_advanced_lowtrans | lfill-gas | 2018 | 3.6803 | 902.6549
summ | geo_advanced_lowtrans | lfill-gas | 2020 | 3.5039 | 894.2153
summ | geo_advanced_lowtrans | lfill-gas | 2022 | 3.5006 | 953.5185
summ | geo_advanced_lowtrans | lfill-gas | 2024 | 3.5006 | 930.0919
summ | geo_advanced_lowtrans | lfill-gas | 2026 | 3.5006 | 946.6646
summ | geo_advanced_lowtrans | lfill-gas | 2028 | 3.4646 | 973.5236
summ | geo_advanced_lowtrans | lfill-gas | 2030 | 3.4646 | 1008.0004
summ | geo_advanced_lowtrans | lfill-gas | 2032 | 3.4646 | 1045.2807
summ | geo_advanced_lowtrans | lfill-gas | 2034 | 3.4646 | 1085.2345
summ | geo_advanced_lowtrans | lfill-gas | 2036 | 3.4646 | 1129.6704
summ | geo_advanced_lowtrans | lfill-gas | 2038 | 3.4646 | 1174.8064
summ | geo_advanced_lowtrans | lfill-gas | 2040 | 3.4646 | 1218.9391
summ | geo_advanced_lowtrans | lfill-gas | 2042 | 3.4646 | 1259.3329
summ | geo_advanced_lowtrans | lfill-gas | 2044 | 3.4646 | 1296.0211
summ | geo_advanced_lowtrans | lfill-gas | 2046 | 3.4646 | 1330.4506
summ | geo_advanced_lowtrans | lfill-gas | 2048 | 3.4646 | 1363.0623
summ | geo_advanced_lowtrans | lfill-gas | 2050 | 3.4646 | 1395.7337
summ | geo_advanced_lowtrans | wind-ons | 2010 | 1.6374 | 938.414
summ | geo_advanced_lowtrans | wind-ons | 2012 | 7.4807 | 944.8841
summ | geo_advanced_lowtrans | wind-ons | 2014 | 2.3639 | 930.6077
summ | geo_advanced_lowtrans | wind-ons | 2016 | 7.1303 | 912.8611
summ | geo_advanced_lowtrans | wind-ons | 2018 | 5.3022 | 902.6549
summ | geo_advanced_lowtrans | wind-ons | 2020 | 10.504 | 894.2153
summ | geo_advanced_lowtrans | wind-ons | 2022 | 21.3197 | 953.5185
summ | geo_advanced_lowtrans | wind-ons | 2024 | 28.6517 | 930.0919
summ | geo_advanced_lowtrans | wind-ons | 2026 | 35.4533 | 946.6646
summ | geo_advanced_lowtrans | wind-ons | 2028 | 43.1522 | 973.5236
summ | geo_advanced_lowtrans | wind-ons | 2030 | 50.2297 | 1008.0004
summ | geo_advanced_lowtrans | wind-ons | 2032 | 52.8965 | 1045.2807
summ | geo_advanced_lowtrans | wind-ons | 2034 | 58.8973 | 1085.2345
summ | geo_advanced_lowtrans | wind-ons | 2036 | 64.4609 | 1129.6704
summ | geo_advanced_lowtrans | wind-ons | 2038 | 70.875 | 1174.8064
summ | geo_advanced_lowtrans | wind-ons | 2040 | 79.8542 | 1218.9391
summ | geo_advanced_lowtrans | wind-ons | 2042 | 83.9986 | 1259.3329
summ | geo_advanced_lowtrans | wind-ons | 2044 | 84.3135 | 1296.0211
summ | geo_advanced_lowtrans | wind-ons | 2046 | 84.0384 | 1330.4506
summ | geo_advanced_lowtrans | wind-ons | 2048 | 84.2438 | 1363.0623
summ | geo_advanced_lowtrans | wind-ons | 2050 | 80.3885 | 1395.7337
summ | geo_advanced_lowtrans | wind-ofs | 2010 | 0 | 938.414
summ | geo_advanced_lowtrans | wind-ofs | 2012 | 0 | 944.8841
summ | geo_advanced_lowtrans | wind-ofs | 2014 | 0 | 930.6077
summ | geo_advanced_lowtrans | wind-ofs | 2016 | 0.011941 | 912.8611
summ | geo_advanced_lowtrans | wind-ofs | 2018 | 0 | 902.6549
summ | geo_advanced_lowtrans | wind-ofs | 2020 | 0.0048828 | 894.2153
summ | geo_advanced_lowtrans | wind-ofs | 2022 | 0.017192 | 953.5185
summ | geo_advanced_lowtrans | wind-ofs | 2024 | 1.1496 | 930.0919
summ | geo_advanced_lowtrans | wind-ofs | 2026 | 2.6183 | 946.6646
summ | geo_advanced_lowtrans | wind-ofs | 2028 | 4.6161 | 973.5236
summ | geo_advanced_lowtrans | wind-ofs | 2030 | 6.2692 | 1008.0004
summ | geo_advanced_lowtrans | wind-ofs | 2032 | 7.4331 | 1045.2807
summ | geo_advanced_lowtrans | wind-ofs | 2034 | 8.9702 | 1085.2345
summ | geo_advanced_lowtrans | wind-ofs | 2036 | 11.708 | 1129.6704
summ | geo_advanced_lowtrans | wind-ofs | 2038 | 11.7657 | 1174.8064
summ | geo_advanced_lowtrans | wind-ofs | 2040 | 13.0789 | 1218.9391
summ | geo_advanced_lowtrans | wind-ofs | 2042 | 14.552 | 1259.3329
summ | geo_advanced_lowtrans | wind-ofs | 2044 | 15.3342 | 1296.0211
summ | geo_advanced_lowtrans | wind-ofs | 2046 | 16.4493 | 1330.4506
summ | geo_advanced_lowtrans | wind-ofs | 2048 | 16.5942 | 1363.0623
summ | geo_advanced_lowtrans | wind-ofs | 2050 | 16.2597 | 1395.7337
summ | geo_advanced_lowtrans | csp | 2010 | 0 | 938.414
summ | geo_advanced_lowtrans | csp | 2012 | 0 | 944.8841
summ | geo_advanced_lowtrans | csp | 2014 | 0 | 930.6077
summ | geo_advanced_lowtrans | csp | 2016 | 0 | 912.8611
summ | geo_advanced_lowtrans | csp | 2018 | 0 | 902.6549
summ | geo_advanced_lowtrans | csp | 2020 | 0 | 894.2153
summ | geo_advanced_lowtrans | csp | 2022 | 0 | 953.5185
summ | geo_advanced_lowtrans | csp | 2024 | 0 | 930.0919
summ | geo_advanced_lowtrans | csp | 2026 | 0 | 946.6646
summ | geo_advanced_lowtrans | csp | 2028 | 0 | 973.5236
summ | geo_advanced_lowtrans | csp | 2030 | 0 | 1008.0004
summ | geo_advanced_lowtrans | csp | 2032 | 0 | 1045.2807
summ | geo_advanced_lowtrans | csp | 2034 | 0 | 1085.2345
summ | geo_advanced_lowtrans | csp | 2036 | 0 | 1129.6704
summ | geo_advanced_lowtrans | csp | 2038 | 0 | 1174.8064
summ | geo_advanced_lowtrans | csp | 2040 | 0 | 1218.9391
summ | geo_advanced_lowtrans | csp | 2042 | 0 | 1259.3329
summ | geo_advanced_lowtrans | csp | 2044 | 0 | 1296.0211
summ | geo_advanced_lowtrans | csp | 2046 | 0.69189 | 1330.4506
summ | geo_advanced_lowtrans | csp | 2048 | 0.73068 | 1363.0623
summ | geo_advanced_lowtrans | csp | 2050 | 0.7187 | 1395.7337
summ | geo_advanced_lowtrans | upv | 2010 | 0.044077 | 938.414
summ | geo_advanced_lowtrans | upv | 2012 | 0.54147 | 944.8841
summ | geo_advanced_lowtrans | upv | 2014 | 1.5511 | 930.6077
summ | geo_advanced_lowtrans | upv | 2016 | 2.7598 | 912.8611
summ | geo_advanced_lowtrans | upv | 2018 | 2.2559 | 902.6549
summ | geo_advanced_lowtrans | upv | 2020 | 3.9142 | 894.2153
summ | geo_advanced_lowtrans | upv | 2022 | 34.1242 | 953.5185
summ | geo_advanced_lowtrans | upv | 2024 | 58.1738 | 930.0919
summ | geo_advanced_lowtrans | upv | 2026 | 53.4447 | 946.6646
summ | geo_advanced_lowtrans | upv | 2028 | 53.4792 | 973.5236
summ | geo_advanced_lowtrans | upv | 2030 | 58.2146 | 1008.0004
summ | geo_advanced_lowtrans | upv | 2032 | 64.0697 | 1045.2807
summ | geo_advanced_lowtrans | upv | 2034 | 69.3659 | 1085.2345
summ | geo_advanced_lowtrans | upv | 2036 | 75.8174 | 1129.6704
summ | geo_advanced_lowtrans | upv | 2038 | 83.6666 | 1174.8064
summ | geo_advanced_lowtrans | upv | 2040 | 89.5765 | 1218.9391
summ | geo_advanced_lowtrans | upv | 2042 | 94.2715 | 1259.3329
summ | geo_advanced_lowtrans | upv | 2044 | 99.3266 | 1296.0211
summ | geo_advanced_lowtrans | upv | 2046 | 101.3764 | 1330.4506
summ | geo_advanced_lowtrans | upv | 2048 | 102.4977 | 1363.0623
summ | geo_advanced_lowtrans | upv | 2050 | 105.9622 | 1395.7337
summ | geo_advanced_lowtrans | dupv | 2010 | 0.015679 | 938.414
summ | geo_advanced_lowtrans | dupv | 2012 | 0.13235 | 944.8841
summ | geo_advanced_lowtrans | dupv | 2014 | 0.23612 | 930.6077
summ | geo_advanced_lowtrans | dupv | 2016 | 0.29002 | 912.8611
summ | geo_advanced_lowtrans | dupv | 2018 | 0.35557 | 902.6549
summ | geo_advanced_lowtrans | dupv | 2020 | 0.32674 | 894.2153
summ | geo_advanced_lowtrans | dupv | 2022 | 1.6377 | 953.5185
summ | geo_advanced_lowtrans | dupv | 2024 | 1.4649 | 930.0919
summ | geo_advanced_lowtrans | dupv | 2026 | 1.0114 | 946.6646
summ | geo_advanced_lowtrans | dupv | 2028 | 0.80788 | 973.5236
summ | geo_advanced_lowtrans | dupv | 2030 | 0.70453 | 1008.0004
summ | geo_advanced_lowtrans | dupv | 2032 | 0.62892 | 1045.2807
summ | geo_advanced_lowtrans | dupv | 2034 | 0.67001 | 1085.2345
summ | geo_advanced_lowtrans | dupv | 2036 | 0.66365 | 1129.6704
summ | geo_advanced_lowtrans | dupv | 2038 | 0.65795 | 1174.8064
summ | geo_advanced_lowtrans | dupv | 2040 | 0.68256 | 1218.9391
summ | geo_advanced_lowtrans | dupv | 2042 | 0.64121 | 1259.3329
summ | geo_advanced_lowtrans | dupv | 2044 | 0.59845 | 1296.0211
summ | geo_advanced_lowtrans | dupv | 2046 | 0.50986 | 1330.4506
summ | geo_advanced_lowtrans | dupv | 2048 | 0.35084 | 1363.0623
summ | geo_advanced_lowtrans | dupv | 2050 | 0.19861 | 1395.7337
summ | geo_advanced_lowtrans | distpv | 2010 | 0 | 938.414
summ | geo_advanced_lowtrans | distpv | 2012 | 0 | 944.8841
summ | geo_advanced_lowtrans | distpv | 2014 | 0 | 930.6077
summ | geo_advanced_lowtrans | distpv | 2016 | 0 | 912.8611
summ | geo_advanced_lowtrans | distpv | 2018 | 0 | 902.6549
summ | geo_advanced_lowtrans | distpv | 2020 | 0 | 894.2153
summ | geo_advanced_lowtrans | distpv | 2022 | 5.5074 | 953.5185
summ | geo_advanced_lowtrans | distpv | 2024 | 5.7815 | 930.0919
summ | geo_advanced_lowtrans | distpv | 2026 | 5.9875 | 946.6646
summ | geo_advanced_lowtrans | distpv | 2028 | 6.6834 | 973.5236
summ | geo_advanced_lowtrans | distpv | 2030 | 8.3456 | 1008.0004
summ | geo_advanced_lowtrans | distpv | 2032 | 9.0073 | 1045.2807
summ | geo_advanced_lowtrans | distpv | 2034 | 10.4218 | 1085.2345
summ | geo_advanced_lowtrans | distpv | 2036 | 10.7548 | 1129.6704
summ | geo_advanced_lowtrans | distpv | 2038 | 10.9996 | 1174.8064
summ | geo_advanced_lowtrans | distpv | 2040 | 11.0875 | 1218.9391
summ | geo_advanced_lowtrans | distpv | 2042 | 10.8887 | 1259.3329
summ | geo_advanced_lowtrans | distpv | 2044 | 11.4271 | 1296.0211
summ | geo_advanced_lowtrans | distpv | 2046 | 12.1853 | 1330.4506
summ | geo_advanced_lowtrans | distpv | 2048 | 13.0603 | 1363.0623
summ | geo_advanced_lowtrans | distpv | 2050 | 14.4862 | 1395.7337
summ | geo_advanced_lowtrans | pvb | 2010 | 0 | 938.414
summ | geo_advanced_lowtrans | pvb | 2012 | 0 | 944.8841
summ | geo_advanced_lowtrans | pvb | 2014 | 0 | 930.6077
summ | geo_advanced_lowtrans | pvb | 2016 | 0 | 912.8611
summ | geo_advanced_lowtrans | pvb | 2018 | 0 | 902.6549
summ | geo_advanced_lowtrans | pvb | 2020 | 0 | 894.2153
summ | geo_advanced_lowtrans | pvb | 2022 | 2.4487 | 953.5185
summ | geo_advanced_lowtrans | pvb | 2024 | 5.8912 | 930.0919
summ | geo_advanced_lowtrans | pvb | 2026 | 5.5401 | 946.6646
summ | geo_advanced_lowtrans | pvb | 2028 | 5.8903 | 973.5236
summ | geo_advanced_lowtrans | pvb | 2030 | 8.3658 | 1008.0004
summ | geo_advanced_lowtrans | pvb | 2032 | 10.308 | 1045.2807
summ | geo_advanced_lowtrans | pvb | 2034 | 13.8482 | 1085.2345
summ | geo_advanced_lowtrans | pvb | 2036 | 15.1641 | 1129.6704
summ | geo_advanced_lowtrans | pvb | 2038 | 18.6418 | 1174.8064
summ | geo_advanced_lowtrans | pvb | 2040 | 21.3259 | 1218.9391
summ | geo_advanced_lowtrans | pvb | 2042 | 25.0293 | 1259.3329
summ | geo_advanced_lowtrans | pvb | 2044 | 26.0152 | 1296.0211
summ | geo_advanced_lowtrans | pvb | 2046 | 25.0129 | 1330.4506
summ | geo_advanced_lowtrans | pvb | 2048 | 25.2064 | 1363.0623
summ | geo_advanced_lowtrans | pvb | 2050 | 24.2612 | 1395.7337
summ | geo_advanced_lowtrans | battery_2 | 2010 | 0.00586 | 938.414
summ | geo_advanced_lowtrans | battery_2 | 2012 | 0 | 944.8841
summ | geo_advanced_lowtrans | battery_2 | 2014 | 0 | 930.6077
summ | geo_advanced_lowtrans | battery_2 | 2016 | 0 | 912.8611
summ | geo_advanced_lowtrans | battery_2 | 2018 | 0 | 902.6549
summ | geo_advanced_lowtrans | battery_2 | 2020 | 0 | 894.2153
summ | geo_advanced_lowtrans | battery_2 | 2022 | 0.063227 | 953.5185
summ | geo_advanced_lowtrans | battery_2 | 2024 | 6.3333 | 930.0919
summ | geo_advanced_lowtrans | battery_2 | 2026 | 9.7198 | 946.6646
summ | geo_advanced_lowtrans | battery_2 | 2028 | 13.0793 | 973.5236
summ | geo_advanced_lowtrans | battery_2 | 2030 | 15.6498 | 1008.0004
summ | geo_advanced_lowtrans | battery_2 | 2032 | 13.8283 | 1045.2807
summ | geo_advanced_lowtrans | battery_2 | 2034 | 13.5124 | 1085.2345
summ | geo_advanced_lowtrans | battery_2 | 2036 | 14.3891 | 1129.6704
summ | geo_advanced_lowtrans | battery_2 | 2038 | 12.7972 | 1174.8064
summ | geo_advanced_lowtrans | battery_2 | 2040 | 11.8543 | 1218.9391
summ | geo_advanced_lowtrans | battery_2 | 2042 | 15.3274 | 1259.3329
summ | geo_advanced_lowtrans | battery_2 | 2044 | 14.2835 | 1296.0211
summ | geo_advanced_lowtrans | battery_2 | 2046 | 15.6364 | 1330.4506
summ | geo_advanced_lowtrans | battery_2 | 2048 | 16.5798 | 1363.0623
summ | geo_advanced_lowtrans | battery_2 | 2050 | 17.0916 | 1395.7337
summ | geo_advanced_lowtrans | battery_4 | 2010 | 0 | 938.414
summ | geo_advanced_lowtrans | battery_4 | 2012 | 0 | 944.8841
summ | geo_advanced_lowtrans | battery_4 | 2014 | 0 | 930.6077
summ | geo_advanced_lowtrans | battery_4 | 2016 | 0 | 912.8611
summ | geo_advanced_lowtrans | battery_4 | 2018 | 0 | 902.6549
summ | geo_advanced_lowtrans | battery_4 | 2020 | 0 | 894.2153
summ | geo_advanced_lowtrans | battery_4 | 2022 | 2.0667 | 953.5185
summ | geo_advanced_lowtrans | battery_4 | 2024 | 5.1185 | 930.0919
summ | geo_advanced_lowtrans | battery_4 | 2026 | 24.6809 | 946.6646
summ | geo_advanced_lowtrans | battery_4 | 2028 | 39.0167 | 973.5236
summ | geo_advanced_lowtrans | battery_4 | 2030 | 53.5972 | 1008.0004
summ | geo_advanced_lowtrans | battery_4 | 2032 | 62.6501 | 1045.2807
summ | geo_advanced_lowtrans | battery_4 | 2034 | 70.5269 | 1085.2345
summ | geo_advanced_lowtrans | battery_4 | 2036 | 78.7844 | 1129.6704
summ | geo_advanced_lowtrans | battery_4 | 2038 | 79.2323 | 1174.8064
summ | geo_advanced_lowtrans | battery_4 | 2040 | 88.8416 | 1218.9391
summ | geo_advanced_lowtrans | battery_4 | 2042 | 83.0685 | 1259.3329
summ | geo_advanced_lowtrans | battery_4 | 2044 | 97.8194 | 1296.0211
summ | geo_advanced_lowtrans | battery_4 | 2046 | 113.942 | 1330.4506
summ | geo_advanced_lowtrans | battery_4 | 2048 | 117.9912 | 1363.0623
summ | geo_advanced_lowtrans | battery_4 | 2050 | 128.0279 | 1395.7337
summ | geo_advanced_lowtrans | battery_6 | 2010 | 0 | 938.414
summ | geo_advanced_lowtrans | battery_6 | 2012 | 0 | 944.8841
summ | geo_advanced_lowtrans | battery_6 | 2014 | 0 | 930.6077
summ | geo_advanced_lowtrans | battery_6 | 2016 | 0 | 912.8611
summ | geo_advanced_lowtrans | battery_6 | 2018 | 0 | 902.6549
summ | geo_advanced_lowtrans | battery_6 | 2020 | 0 | 894.2153
summ | geo_advanced_lowtrans | battery_6 | 2022 | 0 | 953.5185
summ | geo_advanced_lowtrans | battery_6 | 2024 | 0.24834 | 930.0919
summ | geo_advanced_lowtrans | battery_6 | 2026 | 1.1458 | 946.6646
summ | geo_advanced_lowtrans | battery_6 | 2028 | 19.2681 | 973.5236
summ | geo_advanced_lowtrans | battery_6 | 2030 | 46.7645 | 1008.0004
summ | geo_advanced_lowtrans | battery_6 | 2032 | 65.4066 | 1045.2807
summ | geo_advanced_lowtrans | battery_6 | 2034 | 88.4198 | 1085.2345
summ | geo_advanced_lowtrans | battery_6 | 2036 | 101.5097 | 1129.6704
summ | geo_advanced_lowtrans | battery_6 | 2038 | 122.6373 | 1174.8064
summ | geo_advanced_lowtrans | battery_6 | 2040 | 135.9338 | 1218.9391
summ | geo_advanced_lowtrans | battery_6 | 2042 | 155.2842 | 1259.3329
summ | geo_advanced_lowtrans | battery_6 | 2044 | 148.6599 | 1296.0211
summ | geo_advanced_lowtrans | battery_6 | 2046 | 131.3928 | 1330.4506
summ | geo_advanced_lowtrans | battery_6 | 2048 | 133.3612 | 1363.0623
summ | geo_advanced_lowtrans | battery_6 | 2050 | 130.562 | 1395.7337
summ | geo_advanced_lowtrans | battery_8 | 2010 | 0 | 938.414
summ | geo_advanced_lowtrans | battery_8 | 2012 | 0 | 944.8841
summ | geo_advanced_lowtrans | battery_8 | 2014 | 0 | 930.6077
summ | geo_advanced_lowtrans | battery_8 | 2016 | 0 | 912.8611
summ | geo_advanced_lowtrans | battery_8 | 2018 | 0 | 902.6549
summ | geo_advanced_lowtrans | battery_8 | 2020 | 0 | 894.2153
summ | geo_advanced_lowtrans | battery_8 | 2022 | 0 | 953.5185
summ | geo_advanced_lowtrans | battery_8 | 2024 | 0 | 930.0919
summ | geo_advanced_lowtrans | battery_8 | 2026 | 0 | 946.6646
summ | geo_advanced_lowtrans | battery_8 | 2028 | 0 | 973.5236
summ | geo_advanced_lowtrans | battery_8 | 2030 | 8.2136 | 1008.0004
summ | geo_advanced_lowtrans | battery_8 | 2032 | 15.8405 | 1045.2807
summ | geo_advanced_lowtrans | battery_8 | 2034 | 19.6364 | 1085.2345
summ | geo_advanced_lowtrans | battery_8 | 2036 | 25.0947 | 1129.6704
summ | geo_advanced_lowtrans | battery_8 | 2038 | 28.4387 | 1174.8064
summ | geo_advanced_lowtrans | battery_8 | 2040 | 31.2221 | 1218.9391
summ | geo_advanced_lowtrans | battery_8 | 2042 | 37.5286 | 1259.3329
summ | geo_advanced_lowtrans | battery_8 | 2044 | 42.949 | 1296.0211
summ | geo_advanced_lowtrans | battery_8 | 2046 | 41.1867 | 1330.4506
summ | geo_advanced_lowtrans | battery_8 | 2048 | 36.5351 | 1363.0623
summ | geo_advanced_lowtrans | battery_8 | 2050 | 31.3524 | 1395.7337
summ | geo_advanced_lowtrans | battery_10 | 2010 | 0 | 938.414
summ | geo_advanced_lowtrans | battery_10 | 2012 | 0 | 944.8841
summ | geo_advanced_lowtrans | battery_10 | 2014 | 0 | 930.6077
summ | geo_advanced_lowtrans | battery_10 | 2016 | 0 | 912.8611
summ | geo_advanced_lowtrans | battery_10 | 2018 | 0 | 902.6549
summ | geo_advanced_lowtrans | battery_10 | 2020 | 0 | 894.2153
summ | geo_advanced_lowtrans | battery_10 | 2022 | 0 | 953.5185
summ | geo_advanced_lowtrans | battery_10 | 2024 | 0 | 930.0919
summ | geo_advanced_lowtrans | battery_10 | 2026 | 0 | 946.6646
summ | geo_advanced_lowtrans | battery_10 | 2028 | 0 | 973.5236
summ | geo_advanced_lowtrans | battery_10 | 2030 | 0 | 1008.0004
summ | geo_advanced_lowtrans | battery_10 | 2032 | 0 | 1045.2807
summ | geo_advanced_lowtrans | battery_10 | 2034 | 0.0043069 | 1085.2345
summ | geo_advanced_lowtrans | battery_10 | 2036 | 0.0043069 | 1129.6704
summ | geo_advanced_lowtrans | battery_10 | 2038 | 0.28517 | 1174.8064
summ | geo_advanced_lowtrans | battery_10 | 2040 | 0.31595 | 1218.9391
summ | geo_advanced_lowtrans | battery_10 | 2042 | 0.13456 | 1259.3329
summ | geo_advanced_lowtrans | battery_10 | 2044 | 0.31667 | 1296.0211
summ | geo_advanced_lowtrans | battery_10 | 2046 | 0.27456 | 1330.4506
summ | geo_advanced_lowtrans | battery_10 | 2048 | 0.31667 | 1363.0623
summ | geo_advanced_lowtrans | battery_10 | 2050 | 0.31236 | 1395.7337
summ | geo_advanced_lowtrans | pumped-hydro | 2010 | 5.8803 | 938.414
summ | geo_advanced_lowtrans | pumped-hydro | 2012 | 0 | 944.8841
summ | geo_advanced_lowtrans | pumped-hydro | 2014 | 0 | 930.6077
summ | geo_advanced_lowtrans | pumped-hydro | 2016 | 0 | 912.8611
summ | geo_advanced_lowtrans | pumped-hydro | 2018 | 0 | 902.6549
summ | geo_advanced_lowtrans | pumped-hydro | 2020 | 0 | 894.2153
summ | geo_advanced_lowtrans | pumped-hydro | 2022 | 15.3314 | 953.5185
summ | geo_advanced_lowtrans | pumped-hydro | 2024 | 23.0612 | 930.0919
summ | geo_advanced_lowtrans | pumped-hydro | 2026 | 25.3715 | 946.6646
summ | geo_advanced_lowtrans | pumped-hydro | 2028 | 26.2356 | 973.5236
summ | geo_advanced_lowtrans | pumped-hydro | 2030 | 26.1831 | 1008.0004
summ | geo_advanced_lowtrans | pumped-hydro | 2032 | 26.8663 | 1045.2807
summ | geo_advanced_lowtrans | pumped-hydro | 2034 | 27.0282 | 1085.2345
summ | geo_advanced_lowtrans | pumped-hydro | 2036 | 26.1545 | 1129.6704
summ | geo_advanced_lowtrans | pumped-hydro | 2038 | 24.8008 | 1174.8064
summ | geo_advanced_lowtrans | pumped-hydro | 2040 | 24.1639 | 1218.9391
summ | geo_advanced_lowtrans | pumped-hydro | 2042 | 21.7726 | 1259.3329
summ | geo_advanced_lowtrans | pumped-hydro | 2044 | 22.4546 | 1296.0211
summ | geo_advanced_lowtrans | pumped-hydro | 2046 | 24.0762 | 1330.4506
summ | geo_advanced_lowtrans | pumped-hydro | 2048 | 23.9373 | 1363.0623
summ | geo_advanced_lowtrans | pumped-hydro | 2050 | 24.1097 | 1395.7337
summ | geo_advanced_lowtrans | Canada | 2010 | 5.7897 | 938.414
summ | geo_advanced_lowtrans | Canada | 2012 | 7.5475 | 944.8841
summ | geo_advanced_lowtrans | Canada | 2014 | 7.6689 | 930.6077
summ | geo_advanced_lowtrans | Canada | 2016 | 9.3983 | 912.8611
summ | geo_advanced_lowtrans | Canada | 2018 | 9.7098 | 902.6549
summ | geo_advanced_lowtrans | Canada | 2020 | 9.3126 | 894.2153
summ | geo_advanced_lowtrans | Canada | 2022 | 8.3152 | 953.5185
summ | geo_advanced_lowtrans | Canada | 2024 | 8.3747 | 930.0919
summ | geo_advanced_lowtrans | Canada | 2026 | 9.4089 | 946.6646
summ | geo_advanced_lowtrans | Canada | 2028 | 10.4838 | 973.5236
summ | geo_advanced_lowtrans | Canada | 2030 | 10.7558 | 1008.0004
summ | geo_advanced_lowtrans | Canada | 2032 | 10.6683 | 1045.2807
summ | geo_advanced_lowtrans | Canada | 2034 | 10.5939 | 1085.2345
summ | geo_advanced_lowtrans | Canada | 2036 | 10.3455 | 1129.6704
summ | geo_advanced_lowtrans | Canada | 2038 | 10.2286 | 1174.8064
summ | geo_advanced_lowtrans | Canada | 2040 | 10.1407 | 1218.9391
summ | geo_advanced_lowtrans | Canada | 2042 | 10.1407 | 1259.3329
summ | geo_advanced_lowtrans | Canada | 2044 | 10.1407 | 1296.0211
summ | geo_advanced_lowtrans | Canada | 2046 | 10.1407 | 1330.4506
summ | geo_advanced_lowtrans | Canada | 2048 | 10.1407 | 1363.0623
summ | geo_advanced_lowtrans | Canada | 2050 | 10.1407 | 1395.7337
wint | geo_advanced_lowtrans | nuclear | 2010 | 106.3046 | 980.0128
wint | geo_advanced_lowtrans | nuclear | 2012 | 106.3046 | 987.5817
wint | geo_advanced_lowtrans | nuclear | 2014 | 102.1081 | 974.1464
wint | geo_advanced_lowtrans | nuclear | 2016 | 102.7753 | 956.5405
wint | geo_advanced_lowtrans | nuclear | 2018 | 102.1634 | 947.9444
wint | geo_advanced_lowtrans | nuclear | 2020 | 98.9443 | 939.9837
wint | geo_advanced_lowtrans | nuclear | 2022 | 99.2936 | 955.1677
wint | geo_advanced_lowtrans | nuclear | 2024 | 99.2936 | 887.4049
wint | geo_advanced_lowtrans | nuclear | 2026 | 99.2936 | 889.8666
wint | geo_advanced_lowtrans | nuclear | 2028 | 99.2936 | 886.8456
wint | geo_advanced_lowtrans | nuclear | 2030 | 97.0536 | 875.1136
wint | geo_advanced_lowtrans | nuclear | 2032 | 97.0536 | 889.7212
wint | geo_advanced_lowtrans | nuclear | 2034 | 89.132 | 905.8782
wint | geo_advanced_lowtrans | nuclear | 2036 | 89.132 | 926.9193
wint | geo_advanced_lowtrans | nuclear | 2038 | 89.132 | 961.5281
wint | geo_advanced_lowtrans | nuclear | 2040 | 89.132 | 988.1259
wint | geo_advanced_lowtrans | nuclear | 2042 | 87.1596 | 1019.8904
wint | geo_advanced_lowtrans | nuclear | 2044 | 87.1596 | 1055.5108
wint | geo_advanced_lowtrans | nuclear | 2046 | 87.1596 | 1102.8972
wint | geo_advanced_lowtrans | nuclear | 2048 | 87.1596 | 1129.0753
wint | geo_advanced_lowtrans | nuclear | 2050 | 84.3231 | 1167.356
wint | geo_advanced_lowtrans | coal | 2010 | 299.2654 | 980.0128
wint | geo_advanced_lowtrans | coal | 2012 | 293.6306 | 987.5817
wint | geo_advanced_lowtrans | coal | 2014 | 283.5106 | 974.1464
wint | geo_advanced_lowtrans | coal | 2016 | 260.7049 | 956.5405
wint | geo_advanced_lowtrans | coal | 2018 | 239.5367 | 947.9444
wint | geo_advanced_lowtrans | coal | 2020 | 221.8607 | 939.9837
wint | geo_advanced_lowtrans | coal | 2022 | 203.2747 | 955.1677
wint | geo_advanced_lowtrans | coal | 2024 | 190.3984 | 887.4049
wint | geo_advanced_lowtrans | coal | 2026 | 179.3395 | 889.8666
wint | geo_advanced_lowtrans | coal | 2028 | 156.0427 | 886.8456
wint | geo_advanced_lowtrans | coal | 2030 | 132.8002 | 875.1136
wint | geo_advanced_lowtrans | coal | 2032 | 128.6183 | 889.7212
wint | geo_advanced_lowtrans | coal | 2034 | 125.5023 | 905.8782
wint | geo_advanced_lowtrans | coal | 2036 | 124.375 | 926.9193
wint | geo_advanced_lowtrans | coal | 2038 | 122.4792 | 961.5281
wint | geo_advanced_lowtrans | coal | 2040 | 119.0817 | 988.1259
wint | geo_advanced_lowtrans | coal | 2042 | 114.7834 | 1019.8904
wint | geo_advanced_lowtrans | coal | 2044 | 105.1258 | 1055.5108
wint | geo_advanced_lowtrans | coal | 2046 | 92.1169 | 1102.8972
wint | geo_advanced_lowtrans | coal | 2048 | 78.9682 | 1129.0753
wint | geo_advanced_lowtrans | coal | 2050 | 67.782 | 1167.356
wint | geo_advanced_lowtrans | gas-cc | 2010 | 216.3834 | 980.0128
wint | geo_advanced_lowtrans | gas-cc | 2012 | 232.0553 | 987.5817
wint | geo_advanced_lowtrans | gas-cc | 2014 | 242.6941 | 974.1464
wint | geo_advanced_lowtrans | gas-cc | 2016 | 252.0571 | 956.5405
wint | geo_advanced_lowtrans | gas-cc | 2018 | 277.6231 | 947.9444
wint | geo_advanced_lowtrans | gas-cc | 2020 | 288.7346 | 939.9837
wint | geo_advanced_lowtrans | gas-cc | 2022 | 301.8358 | 955.1677
wint | geo_advanced_lowtrans | gas-cc | 2024 | 302.2344 | 887.4049
wint | geo_advanced_lowtrans | gas-cc | 2026 | 303.2653 | 889.8666
wint | geo_advanced_lowtrans | gas-cc | 2028 | 293.3768 | 886.8456
wint | geo_advanced_lowtrans | gas-cc | 2030 | 289.7647 | 875.1136
wint | geo_advanced_lowtrans | gas-cc | 2032 | 288.2894 | 889.7212
wint | geo_advanced_lowtrans | gas-cc | 2034 | 288.3924 | 905.8782
wint | geo_advanced_lowtrans | gas-cc | 2036 | 287.7405 | 926.9193
wint | geo_advanced_lowtrans | gas-cc | 2038 | 292.6733 | 961.5281
wint | geo_advanced_lowtrans | gas-cc | 2040 | 296.2113 | 988.1259
wint | geo_advanced_lowtrans | gas-cc | 2042 | 301.5691 | 1019.8904
wint | geo_advanced_lowtrans | gas-cc | 2044 | 309.5339 | 1055.5108
wint | geo_advanced_lowtrans | gas-cc | 2046 | 316.3888 | 1102.8972
wint | geo_advanced_lowtrans | gas-cc | 2048 | 326.6225 | 1129.0753
wint | geo_advanced_lowtrans | gas-cc | 2050 | 342.1991 | 1167.356
wint | geo_advanced_lowtrans | gas-cc-ccs_mod_upgrade | 2010 | 0 | 980.0128
wint | geo_advanced_lowtrans | gas-cc-ccs_mod_upgrade | 2012 | 0 | 987.5817
wint | geo_advanced_lowtrans | gas-cc-ccs_mod_upgrade | 2014 | 0 | 974.1464
wint | geo_advanced_lowtrans | gas-cc-ccs_mod_upgrade | 2016 | 0 | 956.5405
wint | geo_advanced_lowtrans | gas-cc-ccs_mod_upgrade | 2018 | 0 | 947.9444
wint | geo_advanced_lowtrans | gas-cc-ccs_mod_upgrade | 2020 | 0 | 939.9837
wint | geo_advanced_lowtrans | gas-cc-ccs_mod_upgrade | 2022 | 0 | 955.1677
wint | geo_advanced_lowtrans | gas-cc-ccs_mod_upgrade | 2024 | 0 | 887.4049
wint | geo_advanced_lowtrans | gas-cc-ccs_mod_upgrade | 2026 | 0 | 889.8666
wint | geo_advanced_lowtrans | gas-cc-ccs_mod_upgrade | 2028 | 10.5761 | 886.8456
wint | geo_advanced_lowtrans | gas-cc-ccs_mod_upgrade | 2030 | 10.5761 | 875.1136
wint | geo_advanced_lowtrans | gas-cc-ccs_mod_upgrade | 2032 | 10.5761 | 889.7212
wint | geo_advanced_lowtrans | gas-cc-ccs_mod_upgrade | 2034 | 10.5761 | 905.8782
wint | geo_advanced_lowtrans | gas-cc-ccs_mod_upgrade | 2036 | 10.5761 | 926.9193
wint | geo_advanced_lowtrans | gas-cc-ccs_mod_upgrade | 2038 | 10.5761 | 961.5281
wint | geo_advanced_lowtrans | gas-cc-ccs_mod_upgrade | 2040 | 9.6892 | 988.1259
wint | geo_advanced_lowtrans | gas-cc-ccs_mod_upgrade | 2042 | 10.1937 | 1019.8904
wint | geo_advanced_lowtrans | gas-cc-ccs_mod_upgrade | 2044 | 10.5761 | 1055.5108
wint | geo_advanced_lowtrans | gas-cc-ccs_mod_upgrade | 2046 | 11.8507 | 1102.8972
wint | geo_advanced_lowtrans | gas-cc-ccs_mod_upgrade | 2048 | 11.8507 | 1129.0753
wint | geo_advanced_lowtrans | gas-cc-ccs_mod_upgrade | 2050 | 11.8507 | 1167.356
wint | geo_advanced_lowtrans | gas-ct | 2010 | 134.4611 | 980.0128
wint | geo_advanced_lowtrans | gas-ct | 2012 | 138.0288 | 987.5817
wint | geo_advanced_lowtrans | gas-ct | 2014 | 141.5793 | 974.1464
wint | geo_advanced_lowtrans | gas-ct | 2016 | 142.5141 | 956.5405
wint | geo_advanced_lowtrans | gas-ct | 2018 | 144.6845 | 947.9444
wint | geo_advanced_lowtrans | gas-ct | 2020 | 145.6744 | 939.9837
wint | geo_advanced_lowtrans | gas-ct | 2022 | 149.1428 | 955.1677
wint | geo_advanced_lowtrans | gas-ct | 2024 | 131.9272 | 887.4049
wint | geo_advanced_lowtrans | gas-ct | 2026 | 129.1438 | 889.8666
wint | geo_advanced_lowtrans | gas-ct | 2028 | 129.6746 | 886.8456
wint | geo_advanced_lowtrans | gas-ct | 2030 | 127.3814 | 875.1136
wint | geo_advanced_lowtrans | gas-ct | 2032 | 124.5531 | 889.7212
wint | geo_advanced_lowtrans | gas-ct | 2034 | 124.3697 | 905.8782
wint | geo_advanced_lowtrans | gas-ct | 2036 | 127.6617 | 926.9193
wint | geo_advanced_lowtrans | gas-ct | 2038 | 130.9426 | 961.5281
wint | geo_advanced_lowtrans | gas-ct | 2040 | 134.922 | 988.1259
wint | geo_advanced_lowtrans | gas-ct | 2042 | 144.3181 | 1019.8904
wint | geo_advanced_lowtrans | gas-ct | 2044 | 166.9323 | 1055.5108
wint | geo_advanced_lowtrans | gas-ct | 2046 | 210.2383 | 1102.8972
wint | geo_advanced_lowtrans | gas-ct | 2048 | 247.9378 | 1129.0753
wint | geo_advanced_lowtrans | gas-ct | 2050 | 288.2907 | 1167.356
wint | geo_advanced_lowtrans | o-g-s | 2010 | 145.2228 | 980.0128
wint | geo_advanced_lowtrans | o-g-s | 2012 | 137.0404 | 987.5817
wint | geo_advanced_lowtrans | o-g-s | 2014 | 127.448 | 974.1464
wint | geo_advanced_lowtrans | o-g-s | 2016 | 114.7112 | 956.5405
wint | geo_advanced_lowtrans | o-g-s | 2018 | 99.8464 | 947.9444
wint | geo_advanced_lowtrans | o-g-s | 2020 | 93.1007 | 939.9837
wint | geo_advanced_lowtrans | o-g-s | 2022 | 87.97 | 955.1677
wint | geo_advanced_lowtrans | o-g-s | 2024 | 36.6798 | 887.4049
wint | geo_advanced_lowtrans | o-g-s | 2026 | 34.0683 | 889.8666
wint | geo_advanced_lowtrans | o-g-s | 2028 | 31.0913 | 886.8456
wint | geo_advanced_lowtrans | o-g-s | 2030 | 25.4424 | 875.1136
wint | geo_advanced_lowtrans | o-g-s | 2032 | 24.8002 | 889.7212
wint | geo_advanced_lowtrans | o-g-s | 2034 | 23.7177 | 905.8782
wint | geo_advanced_lowtrans | o-g-s | 2036 | 23.3013 | 926.9193
wint | geo_advanced_lowtrans | o-g-s | 2038 | 22.6929 | 961.5281
wint | geo_advanced_lowtrans | o-g-s | 2040 | 20.956 | 988.1259
wint | geo_advanced_lowtrans | o-g-s | 2042 | 19.457 | 1019.8904
wint | geo_advanced_lowtrans | o-g-s | 2044 | 17.3271 | 1055.5108
wint | geo_advanced_lowtrans | o-g-s | 2046 | 15.2894 | 1102.8972
wint | geo_advanced_lowtrans | o-g-s | 2048 | 11.7543 | 1129.0753
wint | geo_advanced_lowtrans | o-g-s | 2050 | 6.8073 | 1167.356
wint | geo_advanced_lowtrans | hydro | 2010 | 56.0022 | 980.0128
wint | geo_advanced_lowtrans | hydro | 2012 | 55.3364 | 987.5817
wint | geo_advanced_lowtrans | hydro | 2014 | 54.867 | 974.1464
wint | geo_advanced_lowtrans | hydro | 2016 | 54.2219 | 956.5405
wint | geo_advanced_lowtrans | hydro | 2018 | 56.5406 | 947.9444
wint | geo_advanced_lowtrans | hydro | 2020 | 56.8774 | 939.9837
wint | geo_advanced_lowtrans | hydro | 2022 | 56.9454 | 955.1677
wint | geo_advanced_lowtrans | hydro | 2024 | 56.9677 | 887.4049
wint | geo_advanced_lowtrans | hydro | 2026 | 58.1909 | 889.8666
wint | geo_advanced_lowtrans | hydro | 2028 | 59.1471 | 886.8456
wint | geo_advanced_lowtrans | hydro | 2030 | 59.2119 | 875.1136
wint | geo_advanced_lowtrans | hydro | 2032 | 59.2166 | 889.7212
wint | geo_advanced_lowtrans | hydro | 2034 | 59.2484 | 905.8782
wint | geo_advanced_lowtrans | hydro | 2036 | 59.3646 | 926.9193
wint | geo_advanced_lowtrans | hydro | 2038 | 59.5191 | 961.5281
wint | geo_advanced_lowtrans | hydro | 2040 | 59.6726 | 988.1259
wint | geo_advanced_lowtrans | hydro | 2042 | 59.8942 | 1019.8904
wint | geo_advanced_lowtrans | hydro | 2044 | 60.0657 | 1055.5108
wint | geo_advanced_lowtrans | hydro | 2046 | 60.2472 | 1102.8972
wint | geo_advanced_lowtrans | hydro | 2048 | 60.394 | 1129.0753
wint | geo_advanced_lowtrans | hydro | 2050 | 60.5587 | 1167.356
wint | geo_advanced_lowtrans | geothermal | 2010 | 2.6812 | 980.0128
wint | geo_advanced_lowtrans | geothermal | 2012 | 2.8162 | 987.5817
wint | geo_advanced_lowtrans | geothermal | 2014 | 2.9016 | 974.1464
wint | geo_advanced_lowtrans | geothermal | 2016 | 2.9516 | 956.5405
wint | geo_advanced_lowtrans | geothermal | 2018 | 3.0119 | 947.9444
wint | geo_advanced_lowtrans | geothermal | 2020 | 4.1588 | 939.9837
wint | geo_advanced_lowtrans | geothermal | 2022 | 4.2008 | 955.1677
wint | geo_advanced_lowtrans | geothermal | 2024 | 4.2008 | 887.4049
wint | geo_advanced_lowtrans | geothermal | 2026 | 4.2008 | 889.8666
wint | geo_advanced_lowtrans | geothermal | 2028 | 6.6267 | 886.8456
wint | geo_advanced_lowtrans | geothermal | 2030 | 6.6267 | 875.1136
wint | geo_advanced_lowtrans | geothermal | 2032 | 6.6267 | 889.7212
wint | geo_advanced_lowtrans | geothermal | 2034 | 6.6267 | 905.8782
wint | geo_advanced_lowtrans | geothermal | 2036 | 7.5642 | 926.9193
wint | geo_advanced_lowtrans | geothermal | 2038 | 7.5642 | 961.5281
wint | geo_advanced_lowtrans | geothermal | 2040 | 7.6409 | 988.1259
wint | geo_advanced_lowtrans | geothermal | 2042 | 7.5059 | 1019.8904
wint | geo_advanced_lowtrans | geothermal | 2044 | 7.4704 | 1055.5108
wint | geo_advanced_lowtrans | geothermal | 2046 | 7.8726 | 1102.8972
wint | geo_advanced_lowtrans | geothermal | 2048 | 9.8728 | 1129.0753
wint | geo_advanced_lowtrans | geothermal | 2050 | 9.1416 | 1167.356
wint | geo_advanced_lowtrans | biopower | 2010 | 2.8796 | 980.0128
wint | geo_advanced_lowtrans | biopower | 2012 | 2.9889 | 987.5817
wint | geo_advanced_lowtrans | biopower | 2014 | 3.438 | 974.1464
wint | geo_advanced_lowtrans | biopower | 2016 | 3.236 | 956.5405
wint | geo_advanced_lowtrans | biopower | 2018 | 3.1947 | 947.9444
wint | geo_advanced_lowtrans | biopower | 2020 | 3.0294 | 939.9837
wint | geo_advanced_lowtrans | biopower | 2022 | 2.8952 | 955.1677
wint | geo_advanced_lowtrans | biopower | 2024 | 2.8982 | 887.4049
wint | geo_advanced_lowtrans | biopower | 2026 | 2.8982 | 889.8666
wint | geo_advanced_lowtrans | biopower | 2028 | 2.6382 | 886.8456
wint | geo_advanced_lowtrans | biopower | 2030 | 2.4007 | 875.1136
wint | geo_advanced_lowtrans | biopower | 2032 | 2.1056 | 889.7212
wint | geo_advanced_lowtrans | biopower | 2034 | 1.724 | 905.8782
wint | geo_advanced_lowtrans | biopower | 2036 | 1.508 | 926.9193
wint | geo_advanced_lowtrans | biopower | 2038 | 1.3677 | 961.5281
wint | geo_advanced_lowtrans | biopower | 2040 | 1.3327 | 988.1259
wint | geo_advanced_lowtrans | biopower | 2042 | 1.2498 | 1019.8904
wint | geo_advanced_lowtrans | biopower | 2044 | 1.1648 | 1055.5108
wint | geo_advanced_lowtrans | biopower | 2046 | 1.1586 | 1102.8972
wint | geo_advanced_lowtrans | biopower | 2048 | 1.1336 | 1129.0753
wint | geo_advanced_lowtrans | biopower | 2050 | 1.1293 | 1167.356
wint | geo_advanced_lowtrans | lfill-gas | 2010 | 3.4394 | 980.0128
wint | geo_advanced_lowtrans | lfill-gas | 2012 | 3.6782 | 987.5817
wint | geo_advanced_lowtrans | lfill-gas | 2014 | 3.7798 | 974.1464
wint | geo_advanced_lowtrans | lfill-gas | 2016 | 3.7778 | 956.5405
wint | geo_advanced_lowtrans | lfill-gas | 2018 | 3.7196 | 947.9444
wint | geo_advanced_lowtrans | lfill-gas | 2020 | 3.541 | 939.9837
wint | geo_advanced_lowtrans | lfill-gas | 2022 | 3.5376 | 955.1677
wint | geo_advanced_lowtrans | lfill-gas | 2024 | 3.5376 | 887.4049
wint | geo_advanced_lowtrans | lfill-gas | 2026 | 3.5376 | 889.8666
wint | geo_advanced_lowtrans | lfill-gas | 2028 | 3.5016 | 886.8456
wint | geo_advanced_lowtrans | lfill-gas | 2030 | 3.5016 | 875.1136
wint | geo_advanced_lowtrans | lfill-gas | 2032 | 3.5016 | 889.7212
wint | geo_advanced_lowtrans | lfill-gas | 2034 | 3.5016 | 905.8782
wint | geo_advanced_lowtrans | lfill-gas | 2036 | 3.5016 | 926.9193
wint | geo_advanced_lowtrans | lfill-gas | 2038 | 3.5016 | 961.5281
wint | geo_advanced_lowtrans | lfill-gas | 2040 | 3.5016 | 988.1259
wint | geo_advanced_lowtrans | lfill-gas | 2042 | 3.5016 | 1019.8904
wint | geo_advanced_lowtrans | lfill-gas | 2044 | 3.5016 | 1055.5108
wint | geo_advanced_lowtrans | lfill-gas | 2046 | 3.5016 | 1102.8972
wint | geo_advanced_lowtrans | lfill-gas | 2048 | 3.5016 | 1129.0753
wint | geo_advanced_lowtrans | lfill-gas | 2050 | 3.5016 | 1167.356
wint | geo_advanced_lowtrans | wind-ons | 2010 | 1.6374 | 980.0128
wint | geo_advanced_lowtrans | wind-ons | 2012 | 7.4807 | 987.5817
wint | geo_advanced_lowtrans | wind-ons | 2014 | 2.3639 | 974.1464
wint | geo_advanced_lowtrans | wind-ons | 2016 | 7.1303 | 956.5405
wint | geo_advanced_lowtrans | wind-ons | 2018 | 5.3022 | 947.9444
wint | geo_advanced_lowtrans | wind-ons | 2020 | 10.504 | 939.9837
wint | geo_advanced_lowtrans | wind-ons | 2022 | 33.0861 | 955.1677
wint | geo_advanced_lowtrans | wind-ons | 2024 | 37.9074 | 887.4049
wint | geo_advanced_lowtrans | wind-ons | 2026 | 43.8076 | 889.8666
wint | geo_advanced_lowtrans | wind-ons | 2028 | 52.4162 | 886.8456
wint | geo_advanced_lowtrans | wind-ons | 2030 | 61.6325 | 875.1136
wint | geo_advanced_lowtrans | wind-ons | 2032 | 68.1881 | 889.7212
wint | geo_advanced_lowtrans | wind-ons | 2034 | 73.6733 | 905.8782
wint | geo_advanced_lowtrans | wind-ons | 2036 | 78.3422 | 926.9193
wint | geo_advanced_lowtrans | wind-ons | 2038 | 83.8036 | 961.5281
wint | geo_advanced_lowtrans | wind-ons | 2040 | 90.601 | 988.1259
wint | geo_advanced_lowtrans | wind-ons | 2042 | 93.9679 | 1019.8904
wint | geo_advanced_lowtrans | wind-ons | 2044 | 95.8709 | 1055.5108
wint | geo_advanced_lowtrans | wind-ons | 2046 | 95.4818 | 1102.8972
wint | geo_advanced_lowtrans | wind-ons | 2048 | 96.0901 | 1129.0753
wint | geo_advanced_lowtrans | wind-ons | 2050 | 95.1345 | 1167.356
wint | geo_advanced_lowtrans | wind-ofs | 2010 | 0 | 980.0128
wint | geo_advanced_lowtrans | wind-ofs | 2012 | 0 | 987.5817
wint | geo_advanced_lowtrans | wind-ofs | 2014 | 0 | 974.1464
wint | geo_advanced_lowtrans | wind-ofs | 2016 | 0.011941 | 956.5405
wint | geo_advanced_lowtrans | wind-ofs | 2018 | 0 | 947.9444
wint | geo_advanced_lowtrans | wind-ofs | 2020 | 0.0048828 | 939.9837
wint | geo_advanced_lowtrans | wind-ofs | 2022 | 0.023472 | 955.1677
wint | geo_advanced_lowtrans | wind-ofs | 2024 | 1.4122 | 887.4049
wint | geo_advanced_lowtrans | wind-ofs | 2026 | 2.8923 | 889.8666
wint | geo_advanced_lowtrans | wind-ofs | 2028 | 5.2492 | 886.8456
wint | geo_advanced_lowtrans | wind-ofs | 2030 | 7.3995 | 875.1136
wint | geo_advanced_lowtrans | wind-ofs | 2032 | 7.792 | 889.7212
wint | geo_advanced_lowtrans | wind-ofs | 2034 | 9.4147 | 905.8782
wint | geo_advanced_lowtrans | wind-ofs | 2036 | 11.7902 | 926.9193
wint | geo_advanced_lowtrans | wind-ofs | 2038 | 12.351 | 961.5281
wint | geo_advanced_lowtrans | wind-ofs | 2040 | 11.9387 | 988.1259
wint | geo_advanced_lowtrans | wind-ofs | 2042 | 11.9173 | 1019.8904
wint | geo_advanced_lowtrans | wind-ofs | 2044 | 12.3815 | 1055.5108
wint | geo_advanced_lowtrans | wind-ofs | 2046 | 12.7368 | 1102.8972
wint | geo_advanced_lowtrans | wind-ofs | 2048 | 12.552 | 1129.0753
wint | geo_advanced_lowtrans | wind-ofs | 2050 | 12.7672 | 1167.356
wint | geo_advanced_lowtrans | csp | 2010 | 0 | 980.0128
wint | geo_advanced_lowtrans | csp | 2012 | 0 | 987.5817
wint | geo_advanced_lowtrans | csp | 2014 | 0 | 974.1464
wint | geo_advanced_lowtrans | csp | 2016 | 0 | 956.5405
wint | geo_advanced_lowtrans | csp | 2018 | 0 | 947.9444
wint | geo_advanced_lowtrans | csp | 2020 | 0 | 939.9837
wint | geo_advanced_lowtrans | csp | 2022 | 0 | 955.1677
wint | geo_advanced_lowtrans | csp | 2024 | 0 | 887.4049
wint | geo_advanced_lowtrans | csp | 2026 | 0 | 889.8666
wint | geo_advanced_lowtrans | csp | 2028 | 0 | 886.8456
wint | geo_advanced_lowtrans | csp | 2030 | 0 | 875.1136
wint | geo_advanced_lowtrans | csp | 2032 | 0 | 889.7212
wint | geo_advanced_lowtrans | csp | 2034 | 0 | 905.8782
wint | geo_advanced_lowtrans | csp | 2036 | 0 | 926.9193
wint | geo_advanced_lowtrans | csp | 2038 | 0 | 961.5281
wint | geo_advanced_lowtrans | csp | 2040 | 0 | 988.1259
wint | geo_advanced_lowtrans | csp | 2042 | 0 | 1019.8904
wint | geo_advanced_lowtrans | csp | 2044 | 0 | 1055.5108
wint | geo_advanced_lowtrans | csp | 2046 | 0.43234 | 1102.8972
wint | geo_advanced_lowtrans | csp | 2048 | 0.48765 | 1129.0753
wint | geo_advanced_lowtrans | csp | 2050 | 0.49515 | 1167.356
wint | geo_advanced_lowtrans | upv | 2010 | 0.044077 | 980.0128
wint | geo_advanced_lowtrans | upv | 2012 | 0.54147 | 987.5817
wint | geo_advanced_lowtrans | upv | 2014 | 1.5511 | 974.1464
wint | geo_advanced_lowtrans | upv | 2016 | 2.7598 | 956.5405
wint | geo_advanced_lowtrans | upv | 2018 | 2.2559 | 947.9444
wint | geo_advanced_lowtrans | upv | 2020 | 3.9142 | 939.9837
wint | geo_advanced_lowtrans | upv | 2022 | 1.6641 | 955.1677
wint | geo_advanced_lowtrans | upv | 2024 | 2.6709 | 887.4049
wint | geo_advanced_lowtrans | upv | 2026 | 2.2019 | 889.8666
wint | geo_advanced_lowtrans | upv | 2028 | 1.752 | 886.8456
wint | geo_advanced_lowtrans | upv | 2030 | 1.098 | 875.1136
wint | geo_advanced_lowtrans | upv | 2032 | 1.0643 | 889.7212
wint | geo_advanced_lowtrans | upv | 2034 | 0.62557 | 905.8782
wint | geo_advanced_lowtrans | upv | 2036 | 0.20579 | 926.9193
wint | geo_advanced_lowtrans | upv | 2038 | 0.18513 | 961.5281
wint | geo_advanced_lowtrans | upv | 2040 | 0.20624 | 988.1259
wint | geo_advanced_lowtrans | upv | 2042 | 0.23443 | 1019.8904
wint | geo_advanced_lowtrans | upv | 2044 | 0.20453 | 1055.5108
wint | geo_advanced_lowtrans | upv | 2046 | 0.2735 | 1102.8972
wint | geo_advanced_lowtrans | upv | 2048 | 0.2042 | 1129.0753
wint | geo_advanced_lowtrans | upv | 2050 | 0.31804 | 1167.356
wint | geo_advanced_lowtrans | dupv | 2010 | 0.015679 | 980.0128
wint | geo_advanced_lowtrans | dupv | 2012 | 0.13235 | 987.5817
wint | geo_advanced_lowtrans | dupv | 2014 | 0.23612 | 974.1464
wint | geo_advanced_lowtrans | dupv | 2016 | 0.29002 | 956.5405
wint | geo_advanced_lowtrans | dupv | 2018 | 0.35557 | 947.9444
wint | geo_advanced_lowtrans | dupv | 2020 | 0.32674 | 939.9837
wint | geo_advanced_lowtrans | dupv | 2022 | 0.085783 | 955.1677
wint | geo_advanced_lowtrans | dupv | 2024 | 0.07964 | 887.4049
wint | geo_advanced_lowtrans | dupv | 2026 | 0.050897 | 889.8666
wint | geo_advanced_lowtrans | dupv | 2028 | 0.029866 | 886.8456
wint | geo_advanced_lowtrans | dupv | 2030 | 0.023915 | 875.1136
wint | geo_advanced_lowtrans | dupv | 2032 | 0.016543 | 889.7212
wint | geo_advanced_lowtrans | dupv | 2034 | 0.006147 | 905.8782
wint | geo_advanced_lowtrans | dupv | 2036 | 0.0054255 | 926.9193
wint | geo_advanced_lowtrans | dupv | 2038 | 0.0002025 | 961.5281
wint | geo_advanced_lowtrans | dupv | 2040 | 0.00026161 | 988.1259
wint | geo_advanced_lowtrans | dupv | 2042 | 0.00010666 | 1019.8904
wint | geo_advanced_lowtrans | dupv | 2044 | 7.961e-05 | 1055.5108
wint | geo_advanced_lowtrans | dupv | 2046 | 9.61e-05 | 1102.8972
wint | geo_advanced_lowtrans | dupv | 2048 | 6.057e-05 | 1129.0753
wint | geo_advanced_lowtrans | dupv | 2050 | 6.523e-05 | 1167.356
wint | geo_advanced_lowtrans | distpv | 2010 | 0 | 980.0128
wint | geo_advanced_lowtrans | distpv | 2012 | 0 | 987.5817
wint | geo_advanced_lowtrans | distpv | 2014 | 0 | 974.1464
wint | geo_advanced_lowtrans | distpv | 2016 | 0 | 956.5405
wint | geo_advanced_lowtrans | distpv | 2018 | 0 | 947.9444
wint | geo_advanced_lowtrans | distpv | 2020 | 0 | 939.9837
wint | geo_advanced_lowtrans | distpv | 2022 | 0.36951 | 955.1677
wint | geo_advanced_lowtrans | distpv | 2024 | 0.38244 | 887.4049
wint | geo_advanced_lowtrans | distpv | 2026 | 0.35679 | 889.8666
wint | geo_advanced_lowtrans | distpv | 2028 | 0.39923 | 886.8456
wint | geo_advanced_lowtrans | distpv | 2030 | 0.40819 | 875.1136
wint | geo_advanced_lowtrans | distpv | 2032 | 0.46907 | 889.7212
wint | geo_advanced_lowtrans | distpv | 2034 | 0.37106 | 905.8782
wint | geo_advanced_lowtrans | distpv | 2036 | 0.17001 | 926.9193
wint | geo_advanced_lowtrans | distpv | 2038 | 0.072895 | 961.5281
wint | geo_advanced_lowtrans | distpv | 2040 | 0.072187 | 988.1259
wint | geo_advanced_lowtrans | distpv | 2042 | 0.053136 | 1019.8904
wint | geo_advanced_lowtrans | distpv | 2044 | 0.052908 | 1055.5108
wint | geo_advanced_lowtrans | distpv | 2046 | 0.083 | 1102.8972
wint | geo_advanced_lowtrans | distpv | 2048 | 0.070451 | 1129.0753
wint | geo_advanced_lowtrans | distpv | 2050 | 0.12407 | 1167.356
wint | geo_advanced_lowtrans | pvb | 2010 | 0 | 980.0128
wint | geo_advanced_lowtrans | pvb | 2012 | 0 | 987.5817
wint | geo_advanced_lowtrans | pvb | 2014 | 0 | 974.1464
wint | geo_advanced_lowtrans | pvb | 2016 | 0 | 956.5405
wint | geo_advanced_lowtrans | pvb | 2018 | 0 | 947.9444
wint | geo_advanced_lowtrans | pvb | 2020 | 0 | 939.9837
wint | geo_advanced_lowtrans | pvb | 2022 | 0.048542 | 955.1677
wint | geo_advanced_lowtrans | pvb | 2024 | 0.11919 | 887.4049
wint | geo_advanced_lowtrans | pvb | 2026 | 0.17323 | 889.8666
wint | geo_advanced_lowtrans | pvb | 2028 | 0.43078 | 886.8456
wint | geo_advanced_lowtrans | pvb | 2030 | 0.43267 | 875.1136
wint | geo_advanced_lowtrans | pvb | 2032 | 1.2296 | 889.7212
wint | geo_advanced_lowtrans | pvb | 2034 | 1.1282 | 905.8782
wint | geo_advanced_lowtrans | pvb | 2036 | 1.8315 | 926.9193
wint | geo_advanced_lowtrans | pvb | 2038 | 2.6942 | 961.5281
wint | geo_advanced_lowtrans | pvb | 2040 | 1.7631 | 988.1259
wint | geo_advanced_lowtrans | pvb | 2042 | 6.0502 | 1019.8904
wint | geo_advanced_lowtrans | pvb | 2044 | 4.3095 | 1055.5108
wint | geo_advanced_lowtrans | pvb | 2046 | 4.3764 | 1102.8972
wint | geo_advanced_lowtrans | pvb | 2048 | 4.2596 | 1129.0753
wint | geo_advanced_lowtrans | pvb | 2050 | 5.1677 | 1167.356
wint | geo_advanced_lowtrans | battery_2 | 2010 | 0.00586 | 980.0128
wint | geo_advanced_lowtrans | battery_2 | 2012 | 0 | 987.5817
wint | geo_advanced_lowtrans | battery_2 | 2014 | 0 | 974.1464
wint | geo_advanced_lowtrans | battery_2 | 2016 | 0 | 956.5405
wint | geo_advanced_lowtrans | battery_2 | 2018 | 0 | 947.9444
wint | geo_advanced_lowtrans | battery_2 | 2020 | 0 | 939.9837
wint | geo_advanced_lowtrans | battery_2 | 2022 | 0 | 955.1677
wint | geo_advanced_lowtrans | battery_2 | 2024 | 0.24653 | 887.4049
wint | geo_advanced_lowtrans | battery_2 | 2026 | 0.60665 | 889.8666
wint | geo_advanced_lowtrans | battery_2 | 2028 | 0.17204 | 886.8456
wint | geo_advanced_lowtrans | battery_2 | 2030 | 0.74733 | 875.1136
wint | geo_advanced_lowtrans | battery_2 | 2032 | 0.51892 | 889.7212
wint | geo_advanced_lowtrans | battery_2 | 2034 | 0.22513 | 905.8782
wint | geo_advanced_lowtrans | battery_2 | 2036 | 1.8416 | 926.9193
wint | geo_advanced_lowtrans | battery_2 | 2038 | 1.5461 | 961.5281
wint | geo_advanced_lowtrans | battery_2 | 2040 | 1.6906 | 988.1259
wint | geo_advanced_lowtrans | battery_2 | 2042 | 3.0158 | 1019.8904
wint | geo_advanced_lowtrans | battery_2 | 2044 | 2.9326 | 1055.5108
wint | geo_advanced_lowtrans | battery_2 | 2046 | 5.3858 | 1102.8972
wint | geo_advanced_lowtrans | battery_2 | 2048 | 3.1911 | 1129.0753
wint | geo_advanced_lowtrans | battery_2 | 2050 | 4.7937 | 1167.356
wint | geo_advanced_lowtrans | battery_4 | 2010 | 0 | 980.0128
wint | geo_advanced_lowtrans | battery_4 | 2012 | 0 | 987.5817
wint | geo_advanced_lowtrans | battery_4 | 2014 | 0 | 974.1464
wint | geo_advanced_lowtrans | battery_4 | 2016 | 0 | 956.5405
wint | geo_advanced_lowtrans | battery_4 | 2018 | 0 | 947.9444
wint | geo_advanced_lowtrans | battery_4 | 2020 | 0 | 939.9837
wint | geo_advanced_lowtrans | battery_4 | 2022 | 0 | 955.1677
wint | geo_advanced_lowtrans | battery_4 | 2024 | 0.11884 | 887.4049
wint | geo_advanced_lowtrans | battery_4 | 2026 | 9.543 | 889.8666
wint | geo_advanced_lowtrans | battery_4 | 2028 | 7.6495 | 886.8456
wint | geo_advanced_lowtrans | battery_4 | 2030 | 11.2882 | 875.1136
wint | geo_advanced_lowtrans | battery_4 | 2032 | 16.4731 | 889.7212
wint | geo_advanced_lowtrans | battery_4 | 2034 | 17.5191 | 905.8782
wint | geo_advanced_lowtrans | battery_4 | 2036 | 19.6736 | 926.9193
wint | geo_advanced_lowtrans | battery_4 | 2038 | 21.7558 | 961.5281
wint | geo_advanced_lowtrans | battery_4 | 2040 | 26.6849 | 988.1259
wint | geo_advanced_lowtrans | battery_4 | 2042 | 27.3341 | 1019.8904
wint | geo_advanced_lowtrans | battery_4 | 2044 | 40.2301 | 1055.5108
wint | geo_advanced_lowtrans | battery_4 | 2046 | 56.7083 | 1102.8972
wint | geo_advanced_lowtrans | battery_4 | 2048 | 48.2742 | 1129.0753
wint | geo_advanced_lowtrans | battery_4 | 2050 | 61.5737 | 1167.356
wint | geo_advanced_lowtrans | battery_6 | 2010 | 0 | 980.0128
wint | geo_advanced_lowtrans | battery_6 | 2012 | 0 | 987.5817
wint | geo_advanced_lowtrans | battery_6 | 2014 | 0 | 974.1464
wint | geo_advanced_lowtrans | battery_6 | 2016 | 0 | 956.5405
wint | geo_advanced_lowtrans | battery_6 | 2018 | 0 | 947.9444
wint | geo_advanced_lowtrans | battery_6 | 2020 | 0 | 939.9837
wint | geo_advanced_lowtrans | battery_6 | 2022 | 0 | 955.1677
wint | geo_advanced_lowtrans | battery_6 | 2024 | 0 | 887.4049
wint | geo_advanced_lowtrans | battery_6 | 2026 | 0.27167 | 889.8666
wint | geo_advanced_lowtrans | battery_6 | 2028 | 5.787 | 886.8456
wint | geo_advanced_lowtrans | battery_6 | 2030 | 8.3784 | 875.1136
wint | geo_advanced_lowtrans | battery_6 | 2032 | 23.6565 | 889.7212
wint | geo_advanced_lowtrans | battery_6 | 2034 | 35.2273 | 905.8782
wint | geo_advanced_lowtrans | battery_6 | 2036 | 47.9234 | 926.9193
wint | geo_advanced_lowtrans | battery_6 | 2038 | 60.8536 | 961.5281
wint | geo_advanced_lowtrans | battery_6 | 2040 | 69.2429 | 988.1259
wint | geo_advanced_lowtrans | battery_6 | 2042 | 86.0016 | 1019.8904
wint | geo_advanced_lowtrans | battery_6 | 2044 | 79.4469 | 1055.5108
wint | geo_advanced_lowtrans | battery_6 | 2046 | 77.1959 | 1102.8972
wint | geo_advanced_lowtrans | battery_6 | 2048 | 82.1984 | 1129.0753
wint | geo_advanced_lowtrans | battery_6 | 2050 | 73.7809 | 1167.356
wint | geo_advanced_lowtrans | battery_8 | 2010 | 0 | 980.0128
wint | geo_advanced_lowtrans | battery_8 | 2012 | 0 | 987.5817
wint | geo_advanced_lowtrans | battery_8 | 2014 | 0 | 974.1464
wint | geo_advanced_lowtrans | battery_8 | 2016 | 0 | 956.5405
wint | geo_advanced_lowtrans | battery_8 | 2018 | 0 | 947.9444
wint | geo_advanced_lowtrans | battery_8 | 2020 | 0 | 939.9837
wint | geo_advanced_lowtrans | battery_8 | 2022 | 0 | 955.1677
wint | geo_advanced_lowtrans | battery_8 | 2024 | 0 | 887.4049
wint | geo_advanced_lowtrans | battery_8 | 2026 | 0 | 889.8666
wint | geo_advanced_lowtrans | battery_8 | 2028 | 0 | 886.8456
wint | geo_advanced_lowtrans | battery_8 | 2030 | 6.8694 | 875.1136
wint | geo_advanced_lowtrans | battery_8 | 2032 | 6.0382 | 889.7212
wint | geo_advanced_lowtrans | battery_8 | 2034 | 12.133 | 905.8782
wint | geo_advanced_lowtrans | battery_8 | 2036 | 6.0311 | 926.9193
wint | geo_advanced_lowtrans | battery_8 | 2038 | 15.7368 | 961.5281
wint | geo_advanced_lowtrans | battery_8 | 2040 | 20.128 | 988.1259
wint | geo_advanced_lowtrans | battery_8 | 2042 | 16.9274 | 1019.8904
wint | geo_advanced_lowtrans | battery_8 | 2044 | 25.3388 | 1055.5108
wint | geo_advanced_lowtrans | battery_8 | 2046 | 18.7104 | 1102.8972
wint | geo_advanced_lowtrans | battery_8 | 2048 | 16.3731 | 1129.0753
wint | geo_advanced_lowtrans | battery_8 | 2050 | 12.7501 | 1167.356
wint | geo_advanced_lowtrans | battery_10 | 2010 | 0 | 980.0128
wint | geo_advanced_lowtrans | battery_10 | 2012 | 0 | 987.5817
wint | geo_advanced_lowtrans | battery_10 | 2014 | 0 | 974.1464
wint | geo_advanced_lowtrans | battery_10 | 2016 | 0 | 956.5405
wint | geo_advanced_lowtrans | battery_10 | 2018 | 0 | 947.9444
wint | geo_advanced_lowtrans | battery_10 | 2020 | 0 | 939.9837
wint | geo_advanced_lowtrans | battery_10 | 2022 | 0 | 955.1677
wint | geo_advanced_lowtrans | battery_10 | 2024 | 0 | 887.4049
wint | geo_advanced_lowtrans | battery_10 | 2026 | 0 | 889.8666
wint | geo_advanced_lowtrans | battery_10 | 2028 | 0 | 886.8456
wint | geo_advanced_lowtrans | battery_10 | 2030 | 0 | 875.1136
wint | geo_advanced_lowtrans | battery_10 | 2032 | 0 | 889.7212
wint | geo_advanced_lowtrans | battery_10 | 2034 | 0 | 905.8782
wint | geo_advanced_lowtrans | battery_10 | 2036 | 0 | 926.9193
wint | geo_advanced_lowtrans | battery_10 | 2038 | 0 | 961.5281
wint | geo_advanced_lowtrans | battery_10 | 2040 | 0.0043069 | 988.1259
wint | geo_advanced_lowtrans | battery_10 | 2042 | 0.00089584 | 1019.8904
wint | geo_advanced_lowtrans | battery_10 | 2044 | 0.001796 | 1055.5108
wint | geo_advanced_lowtrans | battery_10 | 2046 | 0.13205 | 1102.8972
wint | geo_advanced_lowtrans | battery_10 | 2048 | 0.0035877 | 1129.0753
wint | geo_advanced_lowtrans | battery_10 | 2050 | 0.31236 | 1167.356
wint | geo_advanced_lowtrans | pumped-hydro | 2010 | 5.8803 | 980.0128
wint | geo_advanced_lowtrans | pumped-hydro | 2012 | 0 | 987.5817
wint | geo_advanced_lowtrans | pumped-hydro | 2014 | 0 | 974.1464
wint | geo_advanced_lowtrans | pumped-hydro | 2016 | 0 | 956.5405
wint | geo_advanced_lowtrans | pumped-hydro | 2018 | 0 | 947.9444
wint | geo_advanced_lowtrans | pumped-hydro | 2020 | 0 | 939.9837
wint | geo_advanced_lowtrans | pumped-hydro | 2022 | 2.4792 | 955.1677
wint | geo_advanced_lowtrans | pumped-hydro | 2024 | 7.9553 | 887.4049
wint | geo_advanced_lowtrans | pumped-hydro | 2026 | 6.6158 | 889.8666
wint | geo_advanced_lowtrans | pumped-hydro | 2028 | 10.5073 | 886.8456
wint | geo_advanced_lowtrans | pumped-hydro | 2030 | 11.3206 | 875.1136
wint | geo_advanced_lowtrans | pumped-hydro | 2032 | 8.2652 | 889.7212
wint | geo_advanced_lowtrans | pumped-hydro | 2034 | 12.17 | 905.8782
wint | geo_advanced_lowtrans | pumped-hydro | 2036 | 14.0339 | 926.9193
wint | geo_advanced_lowtrans | pumped-hydro | 2038 | 11.8513 | 961.5281
wint | geo_advanced_lowtrans | pumped-hydro | 2040 | 13.5131 | 988.1259
wint | geo_advanced_lowtrans | pumped-hydro | 2042 | 14.6142 | 1019.8904
wint | geo_advanced_lowtrans | pumped-hydro | 2044 | 15.743 | 1055.5108
wint | geo_advanced_lowtrans | pumped-hydro | 2046 | 15.4163 | 1102.8972
wint | geo_advanced_lowtrans | pumped-hydro | 2048 | 16.035 | 1129.0753
wint | geo_advanced_lowtrans | pumped-hydro | 2050 | 14.4135 | 1167.356
wint | geo_advanced_lowtrans | Canada | 2010 | 5.7897 | 980.0128
wint | geo_advanced_lowtrans | Canada | 2012 | 7.5475 | 987.5817
wint | geo_advanced_lowtrans | Canada | 2014 | 7.6689 | 974.1464
wint | geo_advanced_lowtrans | Canada | 2016 | 9.3983 | 956.5405
wint | geo_advanced_lowtrans | Canada | 2018 | 9.7098 | 947.9444
wint | geo_advanced_lowtrans | Canada | 2020 | 9.3126 | 939.9837
wint | geo_advanced_lowtrans | Canada | 2022 | 8.3152 | 955.1677
wint | geo_advanced_lowtrans | Canada | 2024 | 8.3747 | 887.4049
wint | geo_advanced_lowtrans | Canada | 2026 | 9.4089 | 889.8666
wint | geo_advanced_lowtrans | Canada | 2028 | 10.4838 | 886.8456
wint | geo_advanced_lowtrans | Canada | 2030 | 10.7558 | 875.1136
wint | geo_advanced_lowtrans | Canada | 2032 | 10.6683 | 889.7212
wint | geo_advanced_lowtrans | Canada | 2034 | 10.5939 | 905.8782
wint | geo_advanced_lowtrans | Canada | 2036 | 10.3455 | 926.9193
wint | geo_advanced_lowtrans | Canada | 2038 | 10.2286 | 961.5281
wint | geo_advanced_lowtrans | Canada | 2040 | 10.1407 | 988.1259
wint | geo_advanced_lowtrans | Canada | 2042 | 10.1407 | 1019.8904
wint | geo_advanced_lowtrans | Canada | 2044 | 10.1407 | 1055.5108
wint | geo_advanced_lowtrans | Canada | 2046 | 10.1407 | 1102.8972
wint | geo_advanced_lowtrans | Canada | 2048 | 10.1407 | 1129.0753
wint | geo_advanced_lowtrans | Canada | 2050 | 10.1407 | 1167.356

## 12_Curtailment Rate
scenario | year | Curt Rate
geo_advanced_lowtrans | 2010 | -1.5126e-17
geo_advanced_lowtrans | 2012 | -7.6023e-18
geo_advanced_lowtrans | 2014 | -1.4145e-17
geo_advanced_lowtrans | 2016 | 0.0010541
geo_advanced_lowtrans | 2018 | 0.0050409
geo_advanced_lowtrans | 2020 | 0.0084709
geo_advanced_lowtrans | 2022 | 0.19404
geo_advanced_lowtrans | 2024 | 0.054794
geo_advanced_lowtrans | 2026 | 0.054022
geo_advanced_lowtrans | 2028 | 0.071985
geo_advanced_lowtrans | 2030 | 0.088698
geo_advanced_lowtrans | 2032 | 0.10895
geo_advanced_lowtrans | 2034 | 0.12247
geo_advanced_lowtrans | 2036 | 0.13726
geo_advanced_lowtrans | 2038 | 0.14802
geo_advanced_lowtrans | 2040 | 0.15827
geo_advanced_lowtrans | 2042 | 0.14319
geo_advanced_lowtrans | 2044 | 0.14306
geo_advanced_lowtrans | 2046 | 0.13878
geo_advanced_lowtrans | 2048 | 0.12116
geo_advanced_lowtrans | 2050 | 0.10051

## 13_Losses (fraction of load)
type | scenario | year | Amount (TWh)
curt | geo_advanced_lowtrans | 2010 | -4.4012e-19
curt | geo_advanced_lowtrans | 2012 | -3.7328e-19
curt | geo_advanced_lowtrans | 2014 | -8.4557e-19
curt | geo_advanced_lowtrans | 2016 | 9.0604e-05
curt | geo_advanced_lowtrans | 2018 | 0.00053546
curt | geo_advanced_lowtrans | 2020 | 0.001159
curt | geo_advanced_lowtrans | 2022 | 0.047351
curt | geo_advanced_lowtrans | 2024 | 0.019436
curt | geo_advanced_lowtrans | 2026 | 0.023923
curt | geo_advanced_lowtrans | 2028 | 0.037352
curt | geo_advanced_lowtrans | 2030 | 0.053744
curt | geo_advanced_lowtrans | 2032 | 0.068899
curt | geo_advanced_lowtrans | 2034 | 0.083504
curt | geo_advanced_lowtrans | 2036 | 0.098052
curt | geo_advanced_lowtrans | 2038 | 0.11065
curt | geo_advanced_lowtrans | 2040 | 0.1251
curt | geo_advanced_lowtrans | 2042 | 0.11383
curt | geo_advanced_lowtrans | 2044 | 0.11042
curt | geo_advanced_lowtrans | 2046 | 0.10242
curt | geo_advanced_lowtrans | 2048 | 0.085513
curt | geo_advanced_lowtrans | 2050 | 0.067789
storage | geo_advanced_lowtrans | 2010 | 0.0014241
storage | geo_advanced_lowtrans | 2012 | 0.0011485
storage | geo_advanced_lowtrans | 2014 | 0.0011263
storage | geo_advanced_lowtrans | 2016 | 0.0011379
storage | geo_advanced_lowtrans | 2018 | 0.001061
storage | geo_advanced_lowtrans | 2020 | 0.0012131
storage | geo_advanced_lowtrans | 2022 | 0.0022001
storage | geo_advanced_lowtrans | 2024 | 0.002375
storage | geo_advanced_lowtrans | 2026 | 0.004471
storage | geo_advanced_lowtrans | 2028 | 0.0070661
storage | geo_advanced_lowtrans | 2030 | 0.010551
storage | geo_advanced_lowtrans | 2032 | 0.011086
storage | geo_advanced_lowtrans | 2034 | 0.01201
storage | geo_advanced_lowtrans | 2036 | 0.01204
storage | geo_advanced_lowtrans | 2038 | 0.01308
storage | geo_advanced_lowtrans | 2040 | 0.014076
storage | geo_advanced_lowtrans | 2042 | 0.01568
storage | geo_advanced_lowtrans | 2044 | 0.014522
storage | geo_advanced_lowtrans | 2046 | 0.013417
storage | geo_advanced_lowtrans | 2048 | 0.013103
storage | geo_advanced_lowtrans | 2050 | 0.013004
trans | geo_advanced_lowtrans | 2010 | 0.009211
trans | geo_advanced_lowtrans | 2012 | 0.0097976
trans | geo_advanced_lowtrans | 2014 | 0.009577
trans | geo_advanced_lowtrans | 2016 | 0.0088908
trans | geo_advanced_lowtrans | 2018 | 0.007852
trans | geo_advanced_lowtrans | 2020 | 0.0083265
trans | geo_advanced_lowtrans | 2022 | 0.0067885
trans | geo_advanced_lowtrans | 2024 | 0.0092752
trans | geo_advanced_lowtrans | 2026 | 0.010093
trans | geo_advanced_lowtrans | 2028 | 0.010388
trans | geo_advanced_lowtrans | 2030 | 0.010617
trans | geo_advanced_lowtrans | 2032 | 0.010989
trans | geo_advanced_lowtrans | 2034 | 0.011435
trans | geo_advanced_lowtrans | 2036 | 0.011899
trans | geo_advanced_lowtrans | 2038 | 0.011488
trans | geo_advanced_lowtrans | 2040 | 0.012328
trans | geo_advanced_lowtrans | 2042 | 0.01226
trans | geo_advanced_lowtrans | 2044 | 0.011738
trans | geo_advanced_lowtrans | 2046 | 0.010829
trans | geo_advanced_lowtrans | 2048 | 0.010144
trans | geo_advanced_lowtrans | 2050 | 0.0092131

## 14_Transmission (GW-mi)
scenario | trtype | year | Amount (GW-mi) | Net Level Amount (GW-mi)
geo_advanced_lowtrans | B2B | 2010 | 434.7703 | 152666.833
geo_advanced_lowtrans | B2B | 2012 | 434.7703 | 152764.5987
geo_advanced_lowtrans | B2B | 2014 | 434.7703 | 152810.2746
geo_advanced_lowtrans | B2B | 2016 | 434.7703 | 152918.5953
geo_advanced_lowtrans | B2B | 2018 | 434.7703 | 153001.4549
geo_advanced_lowtrans | B2B | 2020 | 434.7703 | 153148.1914
geo_advanced_lowtrans | B2B | 2022 | 434.7703 | 153696.1398
geo_advanced_lowtrans | B2B | 2024 | 434.7703 | 155539.3098
geo_advanced_lowtrans | B2B | 2026 | 434.7703 | 158031.7171
geo_advanced_lowtrans | B2B | 2028 | 434.7703 | 160434.827
geo_advanced_lowtrans | B2B | 2030 | 434.7703 | 163121.1534
geo_advanced_lowtrans | B2B | 2032 | 434.7703 | 166105.1726
geo_advanced_lowtrans | B2B | 2034 | 434.7703 | 169164.4315
geo_advanced_lowtrans | B2B | 2036 | 434.7703 | 172178.8304
geo_advanced_lowtrans | B2B | 2038 | 434.7703 | 175211.7682
geo_advanced_lowtrans | B2B | 2040 | 434.7703 | 179007.6431
geo_advanced_lowtrans | B2B | 2042 | 434.7703 | 181406.1043
geo_advanced_lowtrans | B2B | 2044 | 434.7703 | 183365.0928
geo_advanced_lowtrans | B2B | 2046 | 434.7703 | 186233.2916
geo_advanced_lowtrans | B2B | 2048 | 434.7703 | 189476.4648
geo_advanced_lowtrans | B2B | 2050 | 434.7703 | 193369.4358
geo_advanced_lowtrans | AC | 2010 | 147705.0304 | 152666.833
geo_advanced_lowtrans | AC | 2012 | 147705.0304 | 152764.5987
geo_advanced_lowtrans | AC | 2014 | 147705.0304 | 152810.2746
geo_advanced_lowtrans | AC | 2016 | 147705.0304 | 152918.5953
geo_advanced_lowtrans | AC | 2018 | 147705.0304 | 153001.4549
geo_advanced_lowtrans | AC | 2020 | 147705.0304 | 153148.1914
geo_advanced_lowtrans | AC | 2022 | 147705.0304 | 153696.1398
geo_advanced_lowtrans | AC | 2024 | 148934.7087 | 155539.3098
geo_advanced_lowtrans | AC | 2026 | 150921.9318 | 158031.7171
geo_advanced_lowtrans | AC | 2028 | 152884.3303 | 160434.827
geo_advanced_lowtrans | AC | 2030 | 155010.1385 | 163121.1534
geo_advanced_lowtrans | AC | 2032 | 157803.001 | 166105.1726
geo_advanced_lowtrans | AC | 2034 | 160522.5078 | 169164.4315
geo_advanced_lowtrans | AC | 2036 | 163201.0829 | 172178.8304
geo_advanced_lowtrans | AC | 2038 | 165925.0102 | 175211.7682
geo_advanced_lowtrans | AC | 2040 | 169231.1599 | 179007.6431
geo_advanced_lowtrans | AC | 2042 | 171401.0537 | 181406.1043
geo_advanced_lowtrans | AC | 2044 | 173349.9572 | 183365.0928
geo_advanced_lowtrans | AC | 2046 | 176187.3076 | 186233.2916
geo_advanced_lowtrans | AC | 2048 | 179415.1234 | 189476.4648
geo_advanced_lowtrans | AC | 2050 | 183286.5558 | 193369.4358
geo_advanced_lowtrans | DC, LCC | 2010 | 4506.323 | 152666.833
geo_advanced_lowtrans | DC, LCC | 2012 | 4506.323 | 152764.5987
geo_advanced_lowtrans | DC, LCC | 2014 | 4506.323 | 152810.2746
geo_advanced_lowtrans | DC, LCC | 2016 | 4506.323 | 152918.5953
geo_advanced_lowtrans | DC, LCC | 2018 | 4506.323 | 153001.4549
geo_advanced_lowtrans | DC, LCC | 2020 | 4506.323 | 153148.1914
geo_advanced_lowtrans | DC, LCC | 2022 | 4506.323 | 153696.1398
geo_advanced_lowtrans | DC, LCC | 2024 | 4506.323 | 155539.3098
geo_advanced_lowtrans | DC, LCC | 2026 | 4506.323 | 158031.7171
geo_advanced_lowtrans | DC, LCC | 2028 | 4506.323 | 160434.827
geo_advanced_lowtrans | DC, LCC | 2030 | 4506.323 | 163121.1534
geo_advanced_lowtrans | DC, LCC | 2032 | 4506.323 | 166105.1726
geo_advanced_lowtrans | DC, LCC | 2034 | 4506.323 | 169164.4315
geo_advanced_lowtrans | DC, LCC | 2036 | 4506.323 | 172178.8304
geo_advanced_lowtrans | DC, LCC | 2038 | 4506.323 | 175211.7682
geo_advanced_lowtrans | DC, LCC | 2040 | 4506.323 | 179007.6431
geo_advanced_lowtrans | DC, LCC | 2042 | 4506.323 | 181406.1043
geo_advanced_lowtrans | DC, LCC | 2044 | 4506.323 | 183365.0928
geo_advanced_lowtrans | DC, LCC | 2046 | 4506.323 | 186233.2916
geo_advanced_lowtrans | DC, LCC | 2048 | 4506.323 | 189476.4648
geo_advanced_lowtrans | DC, LCC | 2050 | 4506.323 | 193369.4358
geo_advanced_lowtrans | Spur | 2010 | 20.7093 | 152666.833
geo_advanced_lowtrans | Spur | 2012 | 118.475 | 152764.5987
geo_advanced_lowtrans | Spur | 2014 | 164.1509 | 152810.2746
geo_advanced_lowtrans | Spur | 2016 | 272.4716 | 152918.5953
geo_advanced_lowtrans | Spur | 2018 | 355.3313 | 153001.4549
geo_advanced_lowtrans | Spur | 2020 | 502.0677 | 153148.1914
geo_advanced_lowtrans | Spur | 2022 | 1050.0162 | 153696.1398
geo_advanced_lowtrans | Spur | 2024 | 1663.5078 | 155539.3098
geo_advanced_lowtrans | Spur | 2026 | 2168.692 | 158031.7171
geo_advanced_lowtrans | Spur | 2028 | 2609.4034 | 160434.827
geo_advanced_lowtrans | Spur | 2030 | 3169.9215 | 163121.1534
geo_advanced_lowtrans | Spur | 2032 | 3361.0783 | 166105.1726
geo_advanced_lowtrans | Spur | 2034 | 3700.8303 | 169164.4315
geo_advanced_lowtrans | Spur | 2036 | 4036.6542 | 172178.8304
geo_advanced_lowtrans | Spur | 2038 | 4345.6647 | 175211.7682
geo_advanced_lowtrans | Spur | 2040 | 4835.3899 | 179007.6431
geo_advanced_lowtrans | Spur | 2042 | 5063.9573 | 181406.1043
geo_advanced_lowtrans | Spur | 2044 | 5074.0423 | 183365.0928
geo_advanced_lowtrans | Spur | 2046 | 5104.8907 | 186233.2916
geo_advanced_lowtrans | Spur | 2048 | 5120.2481 | 189476.4648
geo_advanced_lowtrans | Spur | 2050 | 5141.7867 | 193369.4358

## 15_Transmission (PRM) (GW-mi)
scenario | trtype | year | Trans cap, PRM (GW-mi) | Net Level Trans cap, PRM (GW-mi)
geo_advanced_lowtrans | B2B | 2010 | 434.7703 | 92630.5352
geo_advanced_lowtrans | B2B | 2012 | 434.7703 | 92630.5352
geo_advanced_lowtrans | B2B | 2014 | 434.7703 | 92630.5352
geo_advanced_lowtrans | B2B | 2016 | 434.7703 | 92630.5352
geo_advanced_lowtrans | B2B | 2018 | 434.7703 | 92630.5352
geo_advanced_lowtrans | B2B | 2020 | 434.7703 | 92630.5352
geo_advanced_lowtrans | B2B | 2022 | 434.7703 | 92630.5352
geo_advanced_lowtrans | B2B | 2024 | 434.7703 | 93675.7618
geo_advanced_lowtrans | B2B | 2026 | 434.7703 | 95364.9015
geo_advanced_lowtrans | B2B | 2028 | 434.7703 | 97032.9402
geo_advanced_lowtrans | B2B | 2030 | 434.7703 | 98839.8772
geo_advanced_lowtrans | B2B | 2032 | 434.7703 | 101213.8103
geo_advanced_lowtrans | B2B | 2034 | 434.7703 | 103525.3911
geo_advanced_lowtrans | B2B | 2036 | 434.7703 | 105802.1799
geo_advanced_lowtrans | B2B | 2038 | 434.7703 | 108117.5181
geo_advanced_lowtrans | B2B | 2040 | 434.7703 | 110927.7454
geo_advanced_lowtrans | B2B | 2042 | 434.7703 | 112772.1551
geo_advanced_lowtrans | B2B | 2044 | 434.7703 | 114428.723
geo_advanced_lowtrans | B2B | 2046 | 434.7703 | 116840.4709
geo_advanced_lowtrans | B2B | 2048 | 434.7703 | 119584.1144
geo_advanced_lowtrans | B2B | 2050 | 434.7703 | 122874.8318
geo_advanced_lowtrans | AC | 2010 | 87689.4419 | 92630.5352
geo_advanced_lowtrans | AC | 2012 | 87689.4419 | 92630.5352
geo_advanced_lowtrans | AC | 2014 | 87689.4419 | 92630.5352
geo_advanced_lowtrans | AC | 2016 | 87689.4419 | 92630.5352
geo_advanced_lowtrans | AC | 2018 | 87689.4419 | 92630.5352
geo_advanced_lowtrans | AC | 2020 | 87689.4419 | 92630.5352
geo_advanced_lowtrans | AC | 2022 | 87689.4419 | 92630.5352
geo_advanced_lowtrans | AC | 2024 | 88734.6685 | 93675.7618
geo_advanced_lowtrans | AC | 2026 | 90423.8082 | 95364.9015
geo_advanced_lowtrans | AC | 2028 | 92091.8469 | 97032.9402
geo_advanced_lowtrans | AC | 2030 | 93898.7839 | 98839.8772
geo_advanced_lowtrans | AC | 2032 | 96272.717 | 101213.8103
geo_advanced_lowtrans | AC | 2034 | 98584.2978 | 103525.3911
geo_advanced_lowtrans | AC | 2036 | 100861.0866 | 105802.1799
geo_advanced_lowtrans | AC | 2038 | 103176.4248 | 108117.5181
geo_advanced_lowtrans | AC | 2040 | 105986.6521 | 110927.7454
geo_advanced_lowtrans | AC | 2042 | 107831.0618 | 112772.1551
geo_advanced_lowtrans | AC | 2044 | 109487.6297 | 114428.723
geo_advanced_lowtrans | AC | 2046 | 111899.3776 | 116840.4709
geo_advanced_lowtrans | AC | 2048 | 114643.0211 | 119584.1144
geo_advanced_lowtrans | AC | 2050 | 117933.7385 | 122874.8318
geo_advanced_lowtrans | DC, LCC | 2010 | 4506.323 | 92630.5352
geo_advanced_lowtrans | DC, LCC | 2012 | 4506.323 | 92630.5352
geo_advanced_lowtrans | DC, LCC | 2014 | 4506.323 | 92630.5352
geo_advanced_lowtrans | DC, LCC | 2016 | 4506.323 | 92630.5352
geo_advanced_lowtrans | DC, LCC | 2018 | 4506.323 | 92630.5352
geo_advanced_lowtrans | DC, LCC | 2020 | 4506.323 | 92630.5352
geo_advanced_lowtrans | DC, LCC | 2022 | 4506.323 | 92630.5352
geo_advanced_lowtrans | DC, LCC | 2024 | 4506.323 | 93675.7618
geo_advanced_lowtrans | DC, LCC | 2026 | 4506.323 | 95364.9015
geo_advanced_lowtrans | DC, LCC | 2028 | 4506.323 | 97032.9402
geo_advanced_lowtrans | DC, LCC | 2030 | 4506.323 | 98839.8772
geo_advanced_lowtrans | DC, LCC | 2032 | 4506.323 | 101213.8103
geo_advanced_lowtrans | DC, LCC | 2034 | 4506.323 | 103525.3911
geo_advanced_lowtrans | DC, LCC | 2036 | 4506.323 | 105802.1799
geo_advanced_lowtrans | DC, LCC | 2038 | 4506.323 | 108117.5181
geo_advanced_lowtrans | DC, LCC | 2040 | 4506.323 | 110927.7454
geo_advanced_lowtrans | DC, LCC | 2042 | 4506.323 | 112772.1551
geo_advanced_lowtrans | DC, LCC | 2044 | 4506.323 | 114428.723
geo_advanced_lowtrans | DC, LCC | 2046 | 4506.323 | 116840.4709
geo_advanced_lowtrans | DC, LCC | 2048 | 4506.323 | 119584.1144
geo_advanced_lowtrans | DC, LCC | 2050 | 4506.323 | 122874.8318
geo_advanced_lowtrans | Spur | 2010 | 0 | 92630.5352
geo_advanced_lowtrans | Spur | 2012 | 0 | 92630.5352
geo_advanced_lowtrans | Spur | 2014 | 0 | 92630.5352
geo_advanced_lowtrans | Spur | 2016 | 0 | 92630.5352
geo_advanced_lowtrans | Spur | 2018 | 0 | 92630.5352
geo_advanced_lowtrans | Spur | 2020 | 0 | 92630.5352
geo_advanced_lowtrans | Spur | 2022 | 0 | 92630.5352
geo_advanced_lowtrans | Spur | 2024 | 0 | 93675.7618
geo_advanced_lowtrans | Spur | 2026 | 0 | 95364.9015
geo_advanced_lowtrans | Spur | 2028 | 0 | 97032.9402
geo_advanced_lowtrans | Spur | 2030 | 0 | 98839.8772
geo_advanced_lowtrans | Spur | 2032 | 0 | 101213.8103
geo_advanced_lowtrans | Spur | 2034 | 0 | 103525.3911
geo_advanced_lowtrans | Spur | 2036 | 0 | 105802.1799
geo_advanced_lowtrans | Spur | 2038 | 0 | 108117.5181
geo_advanced_lowtrans | Spur | 2040 | 0 | 110927.7454
geo_advanced_lowtrans | Spur | 2042 | 0 | 112772.1551
geo_advanced_lowtrans | Spur | 2044 | 0 | 114428.723
geo_advanced_lowtrans | Spur | 2046 | 0 | 116840.4709
geo_advanced_lowtrans | Spur | 2048 | 0 | 119584.1144
geo_advanced_lowtrans | Spur | 2050 | 0 | 122874.8318

## 16_Bulk System Electricity Pric
scenario | type | year | $ | Net Level $
geo_advanced_lowtrans | load | 2010 | 58.9023 | 59.0147
geo_advanced_lowtrans | load | 2012 | 42.8266 | 42.9147
geo_advanced_lowtrans | load | 2014 | 51.6142 | 51.7145
geo_advanced_lowtrans | load | 2016 | 35.8228 | 35.9015
geo_advanced_lowtrans | load | 2018 | 37.2516 | 37.3392
geo_advanced_lowtrans | load | 2020 | 30.8781 | 32.9722
geo_advanced_lowtrans | load | 2022 | 38.8504 | 39.3141
geo_advanced_lowtrans | load | 2024 | 27.3498 | 30.5156
geo_advanced_lowtrans | load | 2026 | 25.9041 | 35.1741
geo_advanced_lowtrans | load | 2028 | 24.7583 | 33.8663
geo_advanced_lowtrans | load | 2030 | 23.9491 | 34.4705
geo_advanced_lowtrans | load | 2032 | 24.398 | 34.8086
geo_advanced_lowtrans | load | 2034 | 24.5481 | 37.7724
geo_advanced_lowtrans | load | 2036 | 24.013 | 39.7812
geo_advanced_lowtrans | load | 2038 | 22.8246 | 40.2464
geo_advanced_lowtrans | load | 2040 | 22.8934 | 41.6806
geo_advanced_lowtrans | load | 2042 | 21.8465 | 41.8215
geo_advanced_lowtrans | load | 2044 | 23.2454 | 43.856
geo_advanced_lowtrans | load | 2046 | 25.5651 | 47.4416
geo_advanced_lowtrans | load | 2048 | 26.2913 | 47.7788
geo_advanced_lowtrans | load | 2050 | 27.5835 | 49.2951
geo_advanced_lowtrans | oper_res | 2010 | 0.11244 | 59.0147
geo_advanced_lowtrans | oper_res | 2012 | 0.088095 | 42.9147
geo_advanced_lowtrans | oper_res | 2014 | 0.10032 | 51.7145
geo_advanced_lowtrans | oper_res | 2016 | 0.078706 | 35.9015
geo_advanced_lowtrans | oper_res | 2018 | 0.08755 | 37.3392
geo_advanced_lowtrans | oper_res | 2020 | 0.15378 | 32.9722
geo_advanced_lowtrans | oper_res | 2022 | 0.093858 | 39.3141
geo_advanced_lowtrans | oper_res | 2024 | 0.1085 | 30.5156
geo_advanced_lowtrans | oper_res | 2026 | 0.12609 | 35.1741
geo_advanced_lowtrans | oper_res | 2028 | 0.14121 | 33.8663
geo_advanced_lowtrans | oper_res | 2030 | 0.14544 | 34.4705
geo_advanced_lowtrans | oper_res | 2032 | 0.10207 | 34.8086
geo_advanced_lowtrans | oper_res | 2034 | 0.073161 | 37.7724
geo_advanced_lowtrans | oper_res | 2036 | 0.054134 | 39.7812
geo_advanced_lowtrans | oper_res | 2038 | 0.049386 | 40.2464
geo_advanced_lowtrans | oper_res | 2040 | 0.0606 | 41.6806
geo_advanced_lowtrans | oper_res | 2042 | 0.043899 | 41.8215
geo_advanced_lowtrans | oper_res | 2044 | 0.047237 | 43.856
geo_advanced_lowtrans | oper_res | 2046 | 0.053635 | 47.4416
geo_advanced_lowtrans | oper_res | 2048 | 0.044822 | 47.7788
geo_advanced_lowtrans | oper_res | 2050 | 0.040291 | 49.2951
geo_advanced_lowtrans | res_marg | 2010 | 0 | 59.0147
geo_advanced_lowtrans | res_marg | 2012 | 0 | 42.9147
geo_advanced_lowtrans | res_marg | 2014 | 0 | 51.7145
geo_advanced_lowtrans | res_marg | 2016 | 0 | 35.9015
geo_advanced_lowtrans | res_marg | 2018 | 0 | 37.3392
geo_advanced_lowtrans | res_marg | 2020 | 0 | 32.9722
geo_advanced_lowtrans | res_marg | 2022 | 0.04291 | 39.3141
geo_advanced_lowtrans | res_marg | 2024 | 2.9623 | 30.5156
geo_advanced_lowtrans | res_marg | 2026 | 9.0564 | 35.1741
geo_advanced_lowtrans | res_marg | 2028 | 8.8425 | 33.8663
geo_advanced_lowtrans | res_marg | 2030 | 10.223 | 34.4705
geo_advanced_lowtrans | res_marg | 2032 | 10.0514 | 34.8086
geo_advanced_lowtrans | res_marg | 2034 | 12.9297 | 37.7724
geo_advanced_lowtrans | res_marg | 2036 | 15.6022 | 39.7812
geo_advanced_lowtrans | res_marg | 2038 | 17.1175 | 40.2464
geo_advanced_lowtrans | res_marg | 2040 | 18.2322 | 41.6806
geo_advanced_lowtrans | res_marg | 2042 | 19.391 | 41.8215
geo_advanced_lowtrans | res_marg | 2044 | 19.664 | 43.856
geo_advanced_lowtrans | res_marg | 2046 | 20.1627 | 47.4416
geo_advanced_lowtrans | res_marg | 2048 | 19.7773 | 47.7788
geo_advanced_lowtrans | res_marg | 2050 | 20.0233 | 49.2951
geo_advanced_lowtrans | state_rps | 2010 | 0 | 59.0147
geo_advanced_lowtrans | state_rps | 2012 | 0 | 42.9147
geo_advanced_lowtrans | state_rps | 2014 | 0 | 51.7145
geo_advanced_lowtrans | state_rps | 2016 | 0 | 35.9015
geo_advanced_lowtrans | state_rps | 2018 | 0 | 37.3392
geo_advanced_lowtrans | state_rps | 2020 | 1.9403 | 32.9722
geo_advanced_lowtrans | state_rps | 2022 | 0.32692 | 39.3141
geo_advanced_lowtrans | state_rps | 2024 | 0.095003 | 30.5156
geo_advanced_lowtrans | state_rps | 2026 | 0.087512 | 35.1741
geo_advanced_lowtrans | state_rps | 2028 | 0.12424 | 33.8663
geo_advanced_lowtrans | state_rps | 2030 | 0.15301 | 34.4705
geo_advanced_lowtrans | state_rps | 2032 | 0.25718 | 34.8086
geo_advanced_lowtrans | state_rps | 2034 | 0.22144 | 37.7724
geo_advanced_lowtrans | state_rps | 2036 | 0.11195 | 39.7812
geo_advanced_lowtrans | state_rps | 2038 | 0.25482 | 40.2464
geo_advanced_lowtrans | state_rps | 2040 | 0.49433 | 41.6806
geo_advanced_lowtrans | state_rps | 2042 | 0.54006 | 41.8215
geo_advanced_lowtrans | state_rps | 2044 | 0.89927 | 43.856
geo_advanced_lowtrans | state_rps | 2046 | 1.6602 | 47.4416
geo_advanced_lowtrans | state_rps | 2048 | 1.6654 | 47.7788
geo_advanced_lowtrans | state_rps | 2050 | 1.648 | 49.2951

## 17_National Energy Price ($-MWh
type | scenario | year | $
load | geo_advanced_lowtrans | 2010 | 58.9023
load | geo_advanced_lowtrans | 2012 | 42.8266
load | geo_advanced_lowtrans | 2014 | 51.6142
load | geo_advanced_lowtrans | 2016 | 35.8228
load | geo_advanced_lowtrans | 2018 | 37.2516
load | geo_advanced_lowtrans | 2020 | 30.8781
load | geo_advanced_lowtrans | 2022 | 38.8504
load | geo_advanced_lowtrans | 2024 | 27.3498
load | geo_advanced_lowtrans | 2026 | 25.9041
load | geo_advanced_lowtrans | 2028 | 24.7583
load | geo_advanced_lowtrans | 2030 | 23.9491
load | geo_advanced_lowtrans | 2032 | 24.398
load | geo_advanced_lowtrans | 2034 | 24.5481
load | geo_advanced_lowtrans | 2036 | 24.013
load | geo_advanced_lowtrans | 2038 | 22.8246
load | geo_advanced_lowtrans | 2040 | 22.8934
load | geo_advanced_lowtrans | 2042 | 21.8465
load | geo_advanced_lowtrans | 2044 | 23.2454
load | geo_advanced_lowtrans | 2046 | 25.5651
load | geo_advanced_lowtrans | 2048 | 26.2913
load | geo_advanced_lowtrans | 2050 | 27.5835

## 18_National Energy Price by tim
scenario | type | timeslice | $ | Net Level $
geo_advanced_lowtrans | load | 1 | 27.4802 | 27.4802
geo_advanced_lowtrans | load | 2 | 26.0983 | 26.0983
geo_advanced_lowtrans | load | 3 | 30.0232 | 30.0232
geo_advanced_lowtrans | load | 4 | 31.1751 | 31.1751
geo_advanced_lowtrans | load | 5 | 28.3024 | 28.3024
geo_advanced_lowtrans | load | 6 | 27.0417 | 27.0417
geo_advanced_lowtrans | load | 7 | 31.7907 | 31.7907
geo_advanced_lowtrans | load | 8 | 32.7175 | 32.7175
geo_advanced_lowtrans | load | 9 | 28.7005 | 28.7005
geo_advanced_lowtrans | load | 10 | 27.3373 | 27.3373
geo_advanced_lowtrans | load | 11 | 32.2195 | 32.2195
geo_advanced_lowtrans | load | 12 | 32.2111 | 32.2111
geo_advanced_lowtrans | load | 13 | 20.8002 | 20.8002
geo_advanced_lowtrans | load | 14 | 20.6178 | 20.6178
geo_advanced_lowtrans | load | 15 | 23.4082 | 23.4082
geo_advanced_lowtrans | load | 16 | 24.4929 | 24.4929
geo_advanced_lowtrans | load | 17 | 31.7393 | 31.7393

## 19_National Average Electricity
scenario | cost_cat | year | Average cost ($/MWh) | Net Level Average cost ($/MWh)
geo_advanced_lowtrans | PTC | 2010 | -0.066375 | 61.883
geo_advanced_lowtrans | PTC | 2011 | -0.066375 | 61.4872
geo_advanced_lowtrans | PTC | 2012 | -0.35603 | 54.7992
geo_advanced_lowtrans | PTC | 2013 | -0.35603 | 54.5285
geo_advanced_lowtrans | PTC | 2014 | -0.45247 | 60.741
geo_advanced_lowtrans | PTC | 2015 | -0.45247 | 60.3671
geo_advanced_lowtrans | PTC | 2016 | -0.71624 | 51.2976
geo_advanced_lowtrans | PTC | 2017 | -0.71624 | 51.215
geo_advanced_lowtrans | PTC | 2018 | -0.9102 | 52.595
geo_advanced_lowtrans | PTC | 2019 | -0.9102 | 52.3884
geo_advanced_lowtrans | PTC | 2020 | -1.1786 | 46.5763
geo_advanced_lowtrans | PTC | 2021 | -1.1786 | 45.7431
geo_advanced_lowtrans | PTC | 2022 | -1.9178 | 53.4944
geo_advanced_lowtrans | PTC | 2023 | -1.9178 | 52.4781
geo_advanced_lowtrans | PTC | 2024 | -3.9509 | 46.9663
geo_advanced_lowtrans | PTC | 2025 | -3.9509 | 46.3929
geo_advanced_lowtrans | PTC | 2026 | -5.2689 | 45.9928
geo_advanced_lowtrans | PTC | 2027 | -5.2689 | 45.433
geo_advanced_lowtrans | PTC | 2028 | -5.7402 | 45.611
geo_advanced_lowtrans | PTC | 2029 | -5.7402 | 45.5465
geo_advanced_lowtrans | PTC | 2030 | -6.9326 | 45.364
geo_advanced_lowtrans | PTC | 2031 | -6.9326 | 45.364
geo_advanced_lowtrans | PTC | 2032 | -6.5853 | 45.2454
geo_advanced_lowtrans | PTC | 2033 | -6.5853 | 45.2454
geo_advanced_lowtrans | PTC | 2034 | -6.0173 | 45.7249
geo_advanced_lowtrans | PTC | 2035 | -6.0173 | 45.7249
geo_advanced_lowtrans | PTC | 2036 | -5.4581 | 45.2317
geo_advanced_lowtrans | PTC | 2037 | -5.4581 | 45.2317
geo_advanced_lowtrans | PTC | 2038 | -5.1983 | 45.7815
geo_advanced_lowtrans | PTC | 2039 | -5.1983 | 45.7815
geo_advanced_lowtrans | PTC | 2040 | -5.0803 | 46.1093
geo_advanced_lowtrans | PTC | 2041 | -5.0803 | 46.1093
geo_advanced_lowtrans | PTC | 2042 | -5.0815 | 43.2595
geo_advanced_lowtrans | PTC | 2043 | -5.0815 | 43.2595
geo_advanced_lowtrans | PTC | 2044 | -4.0376 | 42.2498
geo_advanced_lowtrans | PTC | 2045 | -4.0376 | 42.2498
geo_advanced_lowtrans | PTC | 2046 | -3.1381 | 42.2765
geo_advanced_lowtrans | PTC | 2047 | -3.1381 | 42.2765
geo_advanced_lowtrans | PTC | 2048 | -2.1753 | 41.8072
geo_advanced_lowtrans | PTC | 2049 | -2.1753 | 41.8072
geo_advanced_lowtrans | PTC | 2050 | -0.90491 | 41.9826
geo_advanced_lowtrans | ITC | 2010 | -0.0065762 | 61.883
geo_advanced_lowtrans | ITC | 2011 | -0.0065762 | 61.4872
geo_advanced_lowtrans | ITC | 2012 | -0.067527 | 54.7992
geo_advanced_lowtrans | ITC | 2013 | -0.067527 | 54.5285
geo_advanced_lowtrans | ITC | 2014 | -0.20348 | 60.741
geo_advanced_lowtrans | ITC | 2015 | -0.20348 | 60.3671
geo_advanced_lowtrans | ITC | 2016 | -0.34712 | 51.2976
geo_advanced_lowtrans | ITC | 2017 | -0.34712 | 51.215
geo_advanced_lowtrans | ITC | 2018 | -0.40362 | 52.595
geo_advanced_lowtrans | ITC | 2019 | -0.40362 | 52.3884
geo_advanced_lowtrans | ITC | 2020 | -0.48467 | 46.5763
geo_advanced_lowtrans | ITC | 2021 | -0.48467 | 45.7431
geo_advanced_lowtrans | ITC | 2022 | -0.80243 | 53.4944
geo_advanced_lowtrans | ITC | 2023 | -0.80243 | 52.4781
geo_advanced_lowtrans | ITC | 2024 | -0.90109 | 46.9663
geo_advanced_lowtrans | ITC | 2025 | -0.90109 | 46.3929
geo_advanced_lowtrans | ITC | 2026 | -1.2077 | 45.9928
geo_advanced_lowtrans | ITC | 2027 | -1.2077 | 45.433
geo_advanced_lowtrans | ITC | 2028 | -1.7081 | 45.611
geo_advanced_lowtrans | ITC | 2029 | -1.7081 | 45.5465
geo_advanced_lowtrans | ITC | 2030 | -2.2636 | 45.364
geo_advanced_lowtrans | ITC | 2031 | -2.2636 | 45.364
geo_advanced_lowtrans | ITC | 2032 | -2.6476 | 45.2454
geo_advanced_lowtrans | ITC | 2033 | -2.6476 | 45.2454
geo_advanced_lowtrans | ITC | 2034 | -3.0027 | 45.7249
geo_advanced_lowtrans | ITC | 2035 | -3.0027 | 45.7249
geo_advanced_lowtrans | ITC | 2036 | -3.1748 | 45.2317
geo_advanced_lowtrans | ITC | 2037 | -3.1748 | 45.2317
geo_advanced_lowtrans | ITC | 2038 | -3.3788 | 45.7815
geo_advanced_lowtrans | ITC | 2039 | -3.3788 | 45.7815
geo_advanced_lowtrans | ITC | 2040 | -3.5185 | 46.1093
geo_advanced_lowtrans | ITC | 2041 | -3.5185 | 46.1093
geo_advanced_lowtrans | ITC | 2042 | -3.569 | 43.2595
geo_advanced_lowtrans | ITC | 2043 | -3.569 | 43.2595
geo_advanced_lowtrans | ITC | 2044 | -3.6157 | 42.2498
geo_advanced_lowtrans | ITC | 2045 | -3.6157 | 42.2498
geo_advanced_lowtrans | ITC | 2046 | -3.2975 | 42.2765
geo_advanced_lowtrans | ITC | 2047 | -3.2975 | 42.2765
geo_advanced_lowtrans | ITC | 2048 | -2.8189 | 41.8072
geo_advanced_lowtrans | ITC | 2049 | -2.8189 | 41.8072
geo_advanced_lowtrans | ITC | 2050 | -2.2908 | 41.9826
geo_advanced_lowtrans | CCS Incentives | 2010 | 0 | 61.883
geo_advanced_lowtrans | CCS Incentives | 2011 | 0 | 61.4872
geo_advanced_lowtrans | CCS Incentives | 2012 | 0 | 54.7992
geo_advanced_lowtrans | CCS Incentives | 2013 | 0 | 54.5285
geo_advanced_lowtrans | CCS Incentives | 2014 | 0 | 60.741
geo_advanced_lowtrans | CCS Incentives | 2015 | 0 | 60.3671
geo_advanced_lowtrans | CCS Incentives | 2016 | 0 | 51.2976
geo_advanced_lowtrans | CCS Incentives | 2017 | 0 | 51.215
geo_advanced_lowtrans | CCS Incentives | 2018 | 0 | 52.595
geo_advanced_lowtrans | CCS Incentives | 2019 | 0 | 52.3884
geo_advanced_lowtrans | CCS Incentives | 2020 | 0 | 46.5763
geo_advanced_lowtrans | CCS Incentives | 2021 | 0 | 45.7431
geo_advanced_lowtrans | CCS Incentives | 2022 | 0 | 53.4944
geo_advanced_lowtrans | CCS Incentives | 2023 | 0 | 52.4781
geo_advanced_lowtrans | CCS Incentives | 2024 | 0 | 46.9663
geo_advanced_lowtrans | CCS Incentives | 2025 | 0 | 46.3929
geo_advanced_lowtrans | CCS Incentives | 2026 | 0 | 45.9928
geo_advanced_lowtrans | CCS Incentives | 2027 | 0 | 45.433
geo_advanced_lowtrans | CCS Incentives | 2028 | -0.4274 | 45.611
geo_advanced_lowtrans | CCS Incentives | 2029 | -0.4274 | 45.5465
geo_advanced_lowtrans | CCS Incentives | 2030 | -0.41617 | 45.364
geo_advanced_lowtrans | CCS Incentives | 2031 | -0.41617 | 45.364
geo_advanced_lowtrans | CCS Incentives | 2032 | -0.40513 | 45.2454
geo_advanced_lowtrans | CCS Incentives | 2033 | -0.40513 | 45.2454
geo_advanced_lowtrans | CCS Incentives | 2034 | -0.39413 | 45.7249
geo_advanced_lowtrans | CCS Incentives | 2035 | -0.39413 | 45.7249
geo_advanced_lowtrans | CCS Incentives | 2036 | -0.3824 | 45.2317
geo_advanced_lowtrans | CCS Incentives | 2037 | -0.3824 | 45.2317
geo_advanced_lowtrans | CCS Incentives | 2038 | -0.37053 | 45.7815
geo_advanced_lowtrans | CCS Incentives | 2039 | -0.37053 | 45.7815
geo_advanced_lowtrans | CCS Incentives | 2040 | -0.35957 | 46.1093
geo_advanced_lowtrans | CCS Incentives | 2041 | -0.35957 | 46.1093
geo_advanced_lowtrans | CCS Incentives | 2042 | -0.34984 | 43.2595
geo_advanced_lowtrans | CCS Incentives | 2043 | -0.34984 | 43.2595
geo_advanced_lowtrans | CCS Incentives | 2044 | -0.34108 | 42.2498
geo_advanced_lowtrans | CCS Incentives | 2045 | -0.34108 | 42.2498
geo_advanced_lowtrans | CCS Incentives | 2046 | -0.33291 | 42.2765
geo_advanced_lowtrans | CCS Incentives | 2047 | -0.33291 | 42.2765
geo_advanced_lowtrans | CCS Incentives | 2048 | -0.32518 | 41.8072
geo_advanced_lowtrans | CCS Incentives | 2049 | -0.32518 | 41.8072
geo_advanced_lowtrans | CCS Incentives | 2050 | -0.31766 | 41.9826
geo_advanced_lowtrans | Gen & Stor Capex | 2010 | 11.0777 | 61.883
geo_advanced_lowtrans | Gen & Stor Capex | 2011 | 10.6819 | 61.4872
geo_advanced_lowtrans | Gen & Stor Capex | 2012 | 12.8208 | 54.7992
geo_advanced_lowtrans | Gen & Stor Capex | 2013 | 12.55 | 54.5285
geo_advanced_lowtrans | Gen & Stor Capex | 2014 | 14.2612 | 60.741
geo_advanced_lowtrans | Gen & Stor Capex | 2015 | 13.8873 | 60.3671
geo_advanced_lowtrans | Gen & Stor Capex | 2016 | 16.7279 | 51.2976
geo_advanced_lowtrans | Gen & Stor Capex | 2017 | 16.6452 | 51.215
geo_advanced_lowtrans | Gen & Stor Capex | 2018 | 17.7716 | 52.595
geo_advanced_lowtrans | Gen & Stor Capex | 2019 | 17.565 | 52.3884
geo_advanced_lowtrans | Gen & Stor Capex | 2020 | 18.1443 | 46.5763
geo_advanced_lowtrans | Gen & Stor Capex | 2021 | 17.3111 | 45.7431
geo_advanced_lowtrans | Gen & Stor Capex | 2022 | 20.6008 | 53.4944
geo_advanced_lowtrans | Gen & Stor Capex | 2023 | 19.5846 | 52.4781
geo_advanced_lowtrans | Gen & Stor Capex | 2024 | 21.8082 | 46.9663
geo_advanced_lowtrans | Gen & Stor Capex | 2025 | 21.2349 | 46.3929
geo_advanced_lowtrans | Gen & Stor Capex | 2026 | 23.3126 | 45.9928
geo_advanced_lowtrans | Gen & Stor Capex | 2027 | 22.7529 | 45.433
geo_advanced_lowtrans | Gen & Stor Capex | 2028 | 24.7306 | 45.611
geo_advanced_lowtrans | Gen & Stor Capex | 2029 | 23.8793 | 45.5465
geo_advanced_lowtrans | Gen & Stor Capex | 2030 | 25.4288 | 45.364
geo_advanced_lowtrans | Gen & Stor Capex | 2031 | 25.4288 | 45.364
geo_advanced_lowtrans | Gen & Stor Capex | 2032 | 24.8133 | 45.2454
geo_advanced_lowtrans | Gen & Stor Capex | 2033 | 24.8133 | 45.2454
geo_advanced_lowtrans | Gen & Stor Capex | 2034 | 24.782 | 45.7249
geo_advanced_lowtrans | Gen & Stor Capex | 2035 | 24.782 | 45.7249
geo_advanced_lowtrans | Gen & Stor Capex | 2036 | 23.5069 | 45.2317
geo_advanced_lowtrans | Gen & Stor Capex | 2037 | 23.5069 | 45.2317
geo_advanced_lowtrans | Gen & Stor Capex | 2038 | 23.8273 | 45.7815
geo_advanced_lowtrans | Gen & Stor Capex | 2039 | 23.8273 | 45.7815
geo_advanced_lowtrans | Gen & Stor Capex | 2040 | 24.1068 | 46.1093
geo_advanced_lowtrans | Gen & Stor Capex | 2041 | 24.1068 | 46.1093
geo_advanced_lowtrans | Gen & Stor Capex | 2042 | 21.7259 | 43.2595
geo_advanced_lowtrans | Gen & Stor Capex | 2043 | 21.7259 | 43.2595
geo_advanced_lowtrans | Gen & Stor Capex | 2044 | 19.9433 | 42.2498
geo_advanced_lowtrans | Gen & Stor Capex | 2045 | 19.9433 | 42.2498
geo_advanced_lowtrans | Gen & Stor Capex | 2046 | 18.8724 | 42.2765
geo_advanced_lowtrans | Gen & Stor Capex | 2047 | 18.8724 | 42.2765
geo_advanced_lowtrans | Gen & Stor Capex | 2048 | 17.2263 | 41.8072
geo_advanced_lowtrans | Gen & Stor Capex | 2049 | 17.2263 | 41.8072
geo_advanced_lowtrans | Gen & Stor Capex | 2050 | 15.8069 | 41.9826
geo_advanced_lowtrans | Gen & Stor O&M | 2010 | 19.0033 | 61.883
geo_advanced_lowtrans | Gen & Stor O&M | 2011 | 19.0033 | 61.4872
geo_advanced_lowtrans | Gen & Stor O&M | 2012 | 18.8545 | 54.7992
geo_advanced_lowtrans | Gen & Stor O&M | 2013 | 18.8545 | 54.5285
geo_advanced_lowtrans | Gen & Stor O&M | 2014 | 18.5942 | 60.741
geo_advanced_lowtrans | Gen & Stor O&M | 2015 | 18.5942 | 60.3671
geo_advanced_lowtrans | Gen & Stor O&M | 2016 | 17.9718 | 51.2976
geo_advanced_lowtrans | Gen & Stor O&M | 2017 | 17.9718 | 51.215
geo_advanced_lowtrans | Gen & Stor O&M | 2018 | 17.4093 | 52.595
geo_advanced_lowtrans | Gen & Stor O&M | 2019 | 17.4093 | 52.3884
geo_advanced_lowtrans | Gen & Stor O&M | 2020 | 16.6047 | 46.5763
geo_advanced_lowtrans | Gen & Stor O&M | 2021 | 16.6047 | 45.7431
geo_advanced_lowtrans | Gen & Stor O&M | 2022 | 17.3032 | 53.4944
geo_advanced_lowtrans | Gen & Stor O&M | 2023 | 17.3032 | 52.4781
geo_advanced_lowtrans | Gen & Stor O&M | 2024 | 16.8055 | 46.9663
geo_advanced_lowtrans | Gen & Stor O&M | 2025 | 16.8055 | 46.3929
geo_advanced_lowtrans | Gen & Stor O&M | 2026 | 17.1794 | 45.9928
geo_advanced_lowtrans | Gen & Stor O&M | 2027 | 17.1794 | 45.433
geo_advanced_lowtrans | Gen & Stor O&M | 2028 | 17.4759 | 45.611
geo_advanced_lowtrans | Gen & Stor O&M | 2029 | 17.4759 | 45.5465
geo_advanced_lowtrans | Gen & Stor O&M | 2030 | 17.5473 | 45.364
geo_advanced_lowtrans | Gen & Stor O&M | 2031 | 17.5473 | 45.364
geo_advanced_lowtrans | Gen & Stor O&M | 2032 | 17.7384 | 45.2454
geo_advanced_lowtrans | Gen & Stor O&M | 2033 | 17.7384 | 45.2454
geo_advanced_lowtrans | Gen & Stor O&M | 2034 | 17.7824 | 45.7249
geo_advanced_lowtrans | Gen & Stor O&M | 2035 | 17.7824 | 45.7249
geo_advanced_lowtrans | Gen & Stor O&M | 2036 | 18.0009 | 45.2317
geo_advanced_lowtrans | Gen & Stor O&M | 2037 | 18.0009 | 45.2317
geo_advanced_lowtrans | Gen & Stor O&M | 2038 | 18.1076 | 45.7815
geo_advanced_lowtrans | Gen & Stor O&M | 2039 | 18.1076 | 45.7815
geo_advanced_lowtrans | Gen & Stor O&M | 2040 | 18.1656 | 46.1093
geo_advanced_lowtrans | Gen & Stor O&M | 2041 | 18.1656 | 46.1093
geo_advanced_lowtrans | Gen & Stor O&M | 2042 | 17.9511 | 43.2595
geo_advanced_lowtrans | Gen & Stor O&M | 2043 | 17.9511 | 43.2595
geo_advanced_lowtrans | Gen & Stor O&M | 2044 | 17.6327 | 42.2498
geo_advanced_lowtrans | Gen & Stor O&M | 2045 | 17.6327 | 42.2498
geo_advanced_lowtrans | Gen & Stor O&M | 2046 | 17.1406 | 42.2765
geo_advanced_lowtrans | Gen & Stor O&M | 2047 | 17.1406 | 42.2765
geo_advanced_lowtrans | Gen & Stor O&M | 2048 | 16.6843 | 41.8072
geo_advanced_lowtrans | Gen & Stor O&M | 2049 | 16.6843 | 41.8072
geo_advanced_lowtrans | Gen & Stor O&M | 2050 | 16.0839 | 41.9826
geo_advanced_lowtrans | Fuel | 2010 | 28.8752 | 61.883
geo_advanced_lowtrans | Fuel | 2011 | 28.8752 | 61.4872
geo_advanced_lowtrans | Fuel | 2012 | 20.3963 | 54.7992
geo_advanced_lowtrans | Fuel | 2013 | 20.3963 | 54.5285
geo_advanced_lowtrans | Fuel | 2014 | 25.3956 | 60.741
geo_advanced_lowtrans | Fuel | 2015 | 25.3956 | 60.3671
geo_advanced_lowtrans | Fuel | 2016 | 14.3947 | 51.2976
geo_advanced_lowtrans | Fuel | 2017 | 14.3947 | 51.215
geo_advanced_lowtrans | Fuel | 2018 | 15.4046 | 52.595
geo_advanced_lowtrans | Fuel | 2019 | 15.4046 | 52.3884
geo_advanced_lowtrans | Fuel | 2020 | 9.7489 | 46.5763
geo_advanced_lowtrans | Fuel | 2021 | 9.7489 | 45.7431
geo_advanced_lowtrans | Fuel | 2022 | 14.5966 | 53.4944
geo_advanced_lowtrans | Fuel | 2023 | 14.5966 | 52.4781
geo_advanced_lowtrans | Fuel | 2024 | 9.0969 | 46.9663
geo_advanced_lowtrans | Fuel | 2025 | 9.0969 | 46.3929
geo_advanced_lowtrans | Fuel | 2026 | 7.4804 | 45.9928
geo_advanced_lowtrans | Fuel | 2027 | 7.4804 | 45.433
geo_advanced_lowtrans | Fuel | 2028 | 6.3388 | 45.611
geo_advanced_lowtrans | Fuel | 2029 | 6.3388 | 45.5465
geo_advanced_lowtrans | Fuel | 2030 | 5.6096 | 45.364
geo_advanced_lowtrans | Fuel | 2031 | 5.6096 | 45.364
geo_advanced_lowtrans | Fuel | 2032 | 5.4821 | 45.2454
geo_advanced_lowtrans | Fuel | 2033 | 5.4821 | 45.2454
geo_advanced_lowtrans | Fuel | 2034 | 5.1296 | 45.7249
geo_advanced_lowtrans | Fuel | 2035 | 5.1296 | 45.7249
geo_advanced_lowtrans | Fuel | 2036 | 4.8639 | 45.2317
geo_advanced_lowtrans | Fuel | 2037 | 4.8639 | 45.2317
geo_advanced_lowtrans | Fuel | 2038 | 4.5096 | 45.7815
geo_advanced_lowtrans | Fuel | 2039 | 4.5096 | 45.7815
geo_advanced_lowtrans | Fuel | 2040 | 4.0646 | 46.1093
geo_advanced_lowtrans | Fuel | 2041 | 4.0646 | 46.1093
geo_advanced_lowtrans | Fuel | 2042 | 3.8462 | 43.2595
geo_advanced_lowtrans | Fuel | 2043 | 3.8462 | 43.2595
geo_advanced_lowtrans | Fuel | 2044 | 4.1136 | 42.2498
geo_advanced_lowtrans | Fuel | 2045 | 4.1136 | 42.2498
geo_advanced_lowtrans | Fuel | 2046 | 4.5018 | 42.2765
geo_advanced_lowtrans | Fuel | 2047 | 4.5018 | 42.2765
geo_advanced_lowtrans | Fuel | 2048 | 4.6888 | 41.8072
geo_advanced_lowtrans | Fuel | 2049 | 4.6888 | 41.8072
geo_advanced_lowtrans | Fuel | 2050 | 5.0201 | 41.9826
geo_advanced_lowtrans | Trans | 2010 | 0 | 61.883
geo_advanced_lowtrans | Trans | 2011 | 0 | 61.4872
geo_advanced_lowtrans | Trans | 2012 | 0 | 54.7992
geo_advanced_lowtrans | Trans | 2013 | 0 | 54.5285
geo_advanced_lowtrans | Trans | 2014 | 0 | 60.741
geo_advanced_lowtrans | Trans | 2015 | 0 | 60.3671
geo_advanced_lowtrans | Trans | 2016 | 0 | 51.2976
geo_advanced_lowtrans | Trans | 2017 | 0 | 51.215
geo_advanced_lowtrans | Trans | 2018 | 0 | 52.595
geo_advanced_lowtrans | Trans | 2019 | 0 | 52.3884
geo_advanced_lowtrans | Trans | 2020 | 0 | 46.5763
geo_advanced_lowtrans | Trans | 2021 | 0 | 45.7431
geo_advanced_lowtrans | Trans | 2022 | 0 | 53.4944
geo_advanced_lowtrans | Trans | 2023 | 0 | 52.4781
geo_advanced_lowtrans | Trans | 2024 | 0 | 46.9663
geo_advanced_lowtrans | Trans | 2025 | 0 | 46.3929
geo_advanced_lowtrans | Trans | 2026 | 0 | 45.9928
geo_advanced_lowtrans | Trans | 2027 | 0 | 45.433
geo_advanced_lowtrans | Trans | 2028 | 0 | 45.611
geo_advanced_lowtrans | Trans | 2029 | 0.78682 | 45.5465
geo_advanced_lowtrans | Trans | 2030 | 1.0971 | 45.364
geo_advanced_lowtrans | Trans | 2031 | 1.0971 | 45.364
geo_advanced_lowtrans | Trans | 2032 | 1.488 | 45.2454
geo_advanced_lowtrans | Trans | 2033 | 1.488 | 45.2454
geo_advanced_lowtrans | Trans | 2034 | 1.832 | 45.7249
geo_advanced_lowtrans | Trans | 2035 | 1.832 | 45.7249
geo_advanced_lowtrans | Trans | 2036 | 2.1515 | 45.2317
geo_advanced_lowtrans | Trans | 2037 | 2.1515 | 45.2317
geo_advanced_lowtrans | Trans | 2038 | 2.4434 | 45.7815
geo_advanced_lowtrans | Trans | 2039 | 2.4434 | 45.7815
geo_advanced_lowtrans | Trans | 2040 | 2.807 | 46.1093
geo_advanced_lowtrans | Trans | 2041 | 2.807 | 46.1093
geo_advanced_lowtrans | Trans | 2042 | 3.0142 | 43.2595
geo_advanced_lowtrans | Trans | 2043 | 3.0142 | 43.2595
geo_advanced_lowtrans | Trans | 2044 | 3.1982 | 42.2498
geo_advanced_lowtrans | Trans | 2045 | 3.1982 | 42.2498
geo_advanced_lowtrans | Trans | 2046 | 3.4953 | 42.2765
geo_advanced_lowtrans | Trans | 2047 | 3.4953 | 42.2765
geo_advanced_lowtrans | Trans | 2048 | 3.8308 | 41.8072
geo_advanced_lowtrans | Trans | 2049 | 3.8308 | 41.8072
geo_advanced_lowtrans | Trans | 2050 | 4.2197 | 41.9826
geo_advanced_lowtrans | POI | 2010 | 0.020981 | 61.883
geo_advanced_lowtrans | POI | 2011 | 0.020981 | 61.4872
geo_advanced_lowtrans | POI | 2012 | 0.048341 | 54.7992
geo_advanced_lowtrans | POI | 2013 | 0.048341 | 54.5285
geo_advanced_lowtrans | POI | 2014 | 0.062655 | 60.741
geo_advanced_lowtrans | POI | 2015 | 0.062655 | 60.3671
geo_advanced_lowtrans | POI | 2016 | 0.083469 | 51.2976
geo_advanced_lowtrans | POI | 2017 | 0.083469 | 51.215
geo_advanced_lowtrans | POI | 2018 | 0.10222 | 52.595
geo_advanced_lowtrans | POI | 2019 | 0.10222 | 52.3884
geo_advanced_lowtrans | POI | 2020 | 0.12515 | 46.5763
geo_advanced_lowtrans | POI | 2021 | 0.12515 | 45.7431
geo_advanced_lowtrans | POI | 2022 | 0.20133 | 53.4944
geo_advanced_lowtrans | POI | 2023 | 0.20133 | 52.4781
geo_advanced_lowtrans | POI | 2024 | 0.26407 | 46.9663
geo_advanced_lowtrans | POI | 2025 | 0.26407 | 46.3929
geo_advanced_lowtrans | POI | 2026 | 0.34385 | 45.9928
geo_advanced_lowtrans | POI | 2027 | 0.34385 | 45.433
geo_advanced_lowtrans | POI | 2028 | 0.42909 | 45.611
geo_advanced_lowtrans | POI | 2029 | 0.42909 | 45.5465
geo_advanced_lowtrans | POI | 2030 | 0.5085 | 45.364
geo_advanced_lowtrans | POI | 2031 | 0.5085 | 45.364
geo_advanced_lowtrans | POI | 2032 | 0.53029 | 45.2454
geo_advanced_lowtrans | POI | 2033 | 0.53029 | 45.2454
geo_advanced_lowtrans | POI | 2034 | 0.58145 | 45.7249
geo_advanced_lowtrans | POI | 2035 | 0.58145 | 45.7249
geo_advanced_lowtrans | POI | 2036 | 0.61289 | 45.2317
geo_advanced_lowtrans | POI | 2037 | 0.61289 | 45.2317
geo_advanced_lowtrans | POI | 2038 | 0.64738 | 45.7815
geo_advanced_lowtrans | POI | 2039 | 0.64738 | 45.7815
geo_advanced_lowtrans | POI | 2040 | 0.68073 | 46.1093
geo_advanced_lowtrans | POI | 2041 | 0.68073 | 46.1093
geo_advanced_lowtrans | POI | 2042 | 0.647 | 43.2595
geo_advanced_lowtrans | POI | 2043 | 0.647 | 43.2595
geo_advanced_lowtrans | POI | 2044 | 0.5971 | 42.2498
geo_advanced_lowtrans | POI | 2045 | 0.5971 | 42.2498
geo_advanced_lowtrans | POI | 2046 | 0.53793 | 42.2765
geo_advanced_lowtrans | POI | 2047 | 0.53793 | 42.2765
geo_advanced_lowtrans | POI | 2048 | 0.46439 | 41.8072
geo_advanced_lowtrans | POI | 2049 | 0.46439 | 41.8072
geo_advanced_lowtrans | POI | 2050 | 0.38475 | 41.9826
geo_advanced_lowtrans | Spur | 2010 | 0.01293 | 61.883
geo_advanced_lowtrans | Spur | 2011 | 0.01293 | 61.4872
geo_advanced_lowtrans | Spur | 2012 | 0.070329 | 54.7992
geo_advanced_lowtrans | Spur | 2013 | 0.070329 | 54.5285
geo_advanced_lowtrans | Spur | 2014 | 0.094631 | 60.741
geo_advanced_lowtrans | Spur | 2015 | 0.094631 | 60.3671
geo_advanced_lowtrans | Spur | 2016 | 0.1569 | 51.2976
geo_advanced_lowtrans | Spur | 2017 | 0.1569 | 51.215
geo_advanced_lowtrans | Spur | 2018 | 0.20116 | 52.595
geo_advanced_lowtrans | Spur | 2019 | 0.20116 | 52.3884
geo_advanced_lowtrans | Spur | 2020 | 0.28011 | 46.5763
geo_advanced_lowtrans | Spur | 2021 | 0.28011 | 45.7431
geo_advanced_lowtrans | Spur | 2022 | 0.57842 | 53.4944
geo_advanced_lowtrans | Spur | 2023 | 0.57842 | 52.4781
geo_advanced_lowtrans | Spur | 2024 | 0.91213 | 46.9663
geo_advanced_lowtrans | Spur | 2025 | 0.91213 | 46.3929
geo_advanced_lowtrans | Spur | 2026 | 1.2103 | 45.9928
geo_advanced_lowtrans | Spur | 2027 | 1.2103 | 45.433
geo_advanced_lowtrans | Spur | 2028 | 1.4772 | 45.611
geo_advanced_lowtrans | Spur | 2029 | 1.4772 | 45.5465
geo_advanced_lowtrans | Spur | 2030 | 1.7602 | 45.364
geo_advanced_lowtrans | Spur | 2031 | 1.7602 | 45.364
geo_advanced_lowtrans | Spur | 2032 | 1.8217 | 45.2454
geo_advanced_lowtrans | Spur | 2033 | 1.8217 | 45.2454
geo_advanced_lowtrans | Spur | 2034 | 2.0356 | 45.7249
geo_advanced_lowtrans | Spur | 2035 | 2.0356 | 45.7249
geo_advanced_lowtrans | Spur | 2036 | 2.1418 | 45.2317
geo_advanced_lowtrans | Spur | 2037 | 2.1418 | 45.2317
geo_advanced_lowtrans | Spur | 2038 | 2.2524 | 45.7815
geo_advanced_lowtrans | Spur | 2039 | 2.2524 | 45.7815
geo_advanced_lowtrans | Spur | 2040 | 2.3923 | 46.1093
geo_advanced_lowtrans | Spur | 2041 | 2.3923 | 46.1093
geo_advanced_lowtrans | Spur | 2042 | 2.2565 | 43.2595
geo_advanced_lowtrans | Spur | 2043 | 2.2565 | 43.2595
geo_advanced_lowtrans | Spur | 2044 | 1.9699 | 42.2498
geo_advanced_lowtrans | Spur | 2045 | 1.9699 | 42.2498
geo_advanced_lowtrans | Spur | 2046 | 1.7062 | 42.2765
geo_advanced_lowtrans | Spur | 2047 | 1.7062 | 42.2765
geo_advanced_lowtrans | Spur | 2048 | 1.4489 | 41.8072
geo_advanced_lowtrans | Spur | 2049 | 1.4489 | 41.8072
geo_advanced_lowtrans | Spur | 2050 | 1.1719 | 41.9826
geo_advanced_lowtrans | Trans O&M | 2010 | 2.9658 | 61.883
geo_advanced_lowtrans | Trans O&M | 2011 | 2.9658 | 61.4872
geo_advanced_lowtrans | Trans O&M | 2012 | 3.0325 | 54.7992
geo_advanced_lowtrans | Trans O&M | 2013 | 3.0325 | 54.5285
geo_advanced_lowtrans | Trans O&M | 2014 | 2.9886 | 60.741
geo_advanced_lowtrans | Trans O&M | 2015 | 2.9886 | 60.3671
geo_advanced_lowtrans | Trans O&M | 2016 | 3.0263 | 51.2976
geo_advanced_lowtrans | Trans O&M | 2017 | 3.0263 | 51.215
geo_advanced_lowtrans | Trans O&M | 2018 | 3.0199 | 52.595
geo_advanced_lowtrans | Trans O&M | 2019 | 3.0199 | 52.3884
geo_advanced_lowtrans | Trans O&M | 2020 | 2.9416 | 46.5763
geo_advanced_lowtrans | Trans O&M | 2021 | 2.9416 | 45.7431
geo_advanced_lowtrans | Trans O&M | 2022 | 2.9341 | 53.4944
geo_advanced_lowtrans | Trans O&M | 2023 | 2.9341 | 52.4781
geo_advanced_lowtrans | Trans O&M | 2024 | 2.9312 | 46.9663
geo_advanced_lowtrans | Trans O&M | 2025 | 2.9312 | 46.3929
geo_advanced_lowtrans | Trans O&M | 2026 | 2.9428 | 45.9928
geo_advanced_lowtrans | Trans O&M | 2027 | 2.9428 | 45.433
geo_advanced_lowtrans | Trans O&M | 2028 | 2.9393 | 45.611
geo_advanced_lowtrans | Trans O&M | 2029 | 2.9393 | 45.5465
geo_advanced_lowtrans | Trans O&M | 2030 | 2.9316 | 45.364
geo_advanced_lowtrans | Trans O&M | 2031 | 2.9316 | 45.364
geo_advanced_lowtrans | Trans O&M | 2032 | 2.9187 | 45.2454
geo_advanced_lowtrans | Trans O&M | 2033 | 2.9187 | 45.2454
geo_advanced_lowtrans | Trans O&M | 2034 | 2.9077 | 45.7249
geo_advanced_lowtrans | Trans O&M | 2035 | 2.9077 | 45.7249
geo_advanced_lowtrans | Trans O&M | 2036 | 2.8835 | 45.2317
geo_advanced_lowtrans | Trans O&M | 2037 | 2.8835 | 45.2317
geo_advanced_lowtrans | Trans O&M | 2038 | 2.8586 | 45.7815
geo_advanced_lowtrans | Trans O&M | 2039 | 2.8586 | 45.7815
geo_advanced_lowtrans | Trans O&M | 2040 | 2.8456 | 46.1093
geo_advanced_lowtrans | Trans O&M | 2041 | 2.8456 | 46.1093
geo_advanced_lowtrans | Trans O&M | 2042 | 2.8138 | 43.2595
geo_advanced_lowtrans | Trans O&M | 2043 | 2.8138 | 43.2595
geo_advanced_lowtrans | Trans O&M | 2044 | 2.7763 | 42.2498
geo_advanced_lowtrans | Trans O&M | 2045 | 2.7763 | 42.2498
geo_advanced_lowtrans | Trans O&M | 2046 | 2.7555 | 42.2765
geo_advanced_lowtrans | Trans O&M | 2047 | 2.7555 | 42.2765
geo_advanced_lowtrans | Trans O&M | 2048 | 2.7386 | 41.8072
geo_advanced_lowtrans | Trans O&M | 2049 | 2.7386 | 41.8072
geo_advanced_lowtrans | Trans O&M | 2050 | 2.7315 | 41.9826
geo_advanced_lowtrans | CO2 T&S Capex | 2010 | 0 | 61.883
geo_advanced_lowtrans | CO2 T&S Capex | 2011 | 0 | 61.4872
geo_advanced_lowtrans | CO2 T&S Capex | 2012 | 0 | 54.7992
geo_advanced_lowtrans | CO2 T&S Capex | 2013 | 0 | 54.5285
geo_advanced_lowtrans | CO2 T&S Capex | 2014 | 0 | 60.741
geo_advanced_lowtrans | CO2 T&S Capex | 2015 | 0 | 60.3671
geo_advanced_lowtrans | CO2 T&S Capex | 2016 | 0 | 51.2976
geo_advanced_lowtrans | CO2 T&S Capex | 2017 | 0 | 51.215
geo_advanced_lowtrans | CO2 T&S Capex | 2018 | 0 | 52.595
geo_advanced_lowtrans | CO2 T&S Capex | 2019 | 0 | 52.3884
geo_advanced_lowtrans | CO2 T&S Capex | 2020 | 0 | 46.5763
geo_advanced_lowtrans | CO2 T&S Capex | 2021 | 0 | 45.7431
geo_advanced_lowtrans | CO2 T&S Capex | 2022 | 0 | 53.4944
geo_advanced_lowtrans | CO2 T&S Capex | 2023 | 0 | 52.4781
geo_advanced_lowtrans | CO2 T&S Capex | 2024 | 0 | 46.9663
geo_advanced_lowtrans | CO2 T&S Capex | 2025 | 0 | 46.3929
geo_advanced_lowtrans | CO2 T&S Capex | 2026 | 0 | 45.9928
geo_advanced_lowtrans | CO2 T&S Capex | 2027 | 0 | 45.433
geo_advanced_lowtrans | CO2 T&S Capex | 2028 | 0.095719 | 45.611
geo_advanced_lowtrans | CO2 T&S Capex | 2029 | 0.095719 | 45.5465
geo_advanced_lowtrans | CO2 T&S Capex | 2030 | 0.093204 | 45.364
geo_advanced_lowtrans | CO2 T&S Capex | 2031 | 0.093204 | 45.364
geo_advanced_lowtrans | CO2 T&S Capex | 2032 | 0.090733 | 45.2454
geo_advanced_lowtrans | CO2 T&S Capex | 2033 | 0.090733 | 45.2454
geo_advanced_lowtrans | CO2 T&S Capex | 2034 | 0.088268 | 45.7249
geo_advanced_lowtrans | CO2 T&S Capex | 2035 | 0.088268 | 45.7249
geo_advanced_lowtrans | CO2 T&S Capex | 2036 | 0.085641 | 45.2317
geo_advanced_lowtrans | CO2 T&S Capex | 2037 | 0.085641 | 45.2317
geo_advanced_lowtrans | CO2 T&S Capex | 2038 | 0.082984 | 45.7815
geo_advanced_lowtrans | CO2 T&S Capex | 2039 | 0.082984 | 45.7815
geo_advanced_lowtrans | CO2 T&S Capex | 2040 | 0.005056 | 46.1093
geo_advanced_lowtrans | CO2 T&S Capex | 2041 | 0.005056 | 46.1093
geo_advanced_lowtrans | CO2 T&S Capex | 2042 | 0.0051752 | 43.2595
geo_advanced_lowtrans | CO2 T&S Capex | 2043 | 0.0051752 | 43.2595
geo_advanced_lowtrans | CO2 T&S Capex | 2044 | 0.005235 | 42.2498
geo_advanced_lowtrans | CO2 T&S Capex | 2045 | 0.005235 | 42.2498
geo_advanced_lowtrans | CO2 T&S Capex | 2046 | 0.011209 | 42.2765
geo_advanced_lowtrans | CO2 T&S Capex | 2047 | 0.011209 | 42.2765
geo_advanced_lowtrans | CO2 T&S Capex | 2048 | 0.010948 | 41.8072
geo_advanced_lowtrans | CO2 T&S Capex | 2049 | 0.010948 | 41.8072
geo_advanced_lowtrans | CO2 T&S Capex | 2050 | 0.010695 | 41.9826
geo_advanced_lowtrans | ACP | 2010 | 0 | 61.883
geo_advanced_lowtrans | ACP | 2011 | 0 | 61.4872
geo_advanced_lowtrans | ACP | 2012 | 0 | 54.7992
geo_advanced_lowtrans | ACP | 2013 | 0 | 54.5285
geo_advanced_lowtrans | ACP | 2014 | 0 | 60.741
geo_advanced_lowtrans | ACP | 2015 | 0 | 60.3671
geo_advanced_lowtrans | ACP | 2016 | 0 | 51.2976
geo_advanced_lowtrans | ACP | 2017 | 0 | 51.215
geo_advanced_lowtrans | ACP | 2018 | 0 | 52.595
geo_advanced_lowtrans | ACP | 2019 | 0 | 52.3884
geo_advanced_lowtrans | ACP | 2020 | 0.39486 | 46.5763
geo_advanced_lowtrans | ACP | 2021 | 0.39486 | 45.7431
geo_advanced_lowtrans | ACP | 2022 | 0.00022304 | 53.4944
geo_advanced_lowtrans | ACP | 2023 | 0.00022304 | 52.4781
geo_advanced_lowtrans | ACP | 2024 | 0.00018859 | 46.9663
geo_advanced_lowtrans | ACP | 2025 | 0.00018859 | 46.3929
geo_advanced_lowtrans | ACP | 2026 | 0.00014247 | 45.9928
geo_advanced_lowtrans | ACP | 2027 | 0.00014247 | 45.433
geo_advanced_lowtrans | ACP | 2028 | 0.00012172 | 45.611
geo_advanced_lowtrans | ACP | 2029 | 0.00012172 | 45.5465
geo_advanced_lowtrans | ACP | 2030 | 6.3764e-05 | 45.364
geo_advanced_lowtrans | ACP | 2031 | 6.3764e-05 | 45.364
geo_advanced_lowtrans | ACP | 2032 | 6.2074e-05 | 45.2454
geo_advanced_lowtrans | ACP | 2033 | 6.2074e-05 | 45.2454
geo_advanced_lowtrans | ACP | 2034 | 6.0387e-05 | 45.7249
geo_advanced_lowtrans | ACP | 2035 | 6.0387e-05 | 45.7249
geo_advanced_lowtrans | ACP | 2036 | 6.1084e-05 | 45.2317
geo_advanced_lowtrans | ACP | 2037 | 6.1084e-05 | 45.2317
geo_advanced_lowtrans | ACP | 2038 | 6.2303e-05 | 45.7815
geo_advanced_lowtrans | ACP | 2039 | 6.2303e-05 | 45.7815
geo_advanced_lowtrans | ACP | 2040 | 5.6636e-05 | 46.1093
geo_advanced_lowtrans | ACP | 2041 | 5.6636e-05 | 46.1093
geo_advanced_lowtrans | ACP | 2042 | 5.5102e-05 | 43.2595
geo_advanced_lowtrans | ACP | 2043 | 5.5102e-05 | 43.2595
geo_advanced_lowtrans | ACP | 2044 | 0.0078203 | 42.2498
geo_advanced_lowtrans | ACP | 2045 | 0.0078203 | 42.2498
geo_advanced_lowtrans | ACP | 2046 | 0.024108 | 42.2765
geo_advanced_lowtrans | ACP | 2047 | 0.024108 | 42.2765
geo_advanced_lowtrans | ACP | 2048 | 0.033577 | 41.8072
geo_advanced_lowtrans | ACP | 2049 | 0.033577 | 41.8072
geo_advanced_lowtrans | ACP | 2050 | 0.066306 | 41.9826

## 20_National OpRes Price ($-MW-h
type | subtype | scenario | year | $
oper_res | flex | geo_advanced_lowtrans | 2010 | 0.087843
oper_res | flex | geo_advanced_lowtrans | 2012 | 0.069744
oper_res | flex | geo_advanced_lowtrans | 2014 | 0.096641
oper_res | flex | geo_advanced_lowtrans | 2016 | 0.084438
oper_res | flex | geo_advanced_lowtrans | 2018 | 0.25077
oper_res | flex | geo_advanced_lowtrans | 2020 | 1.2962
oper_res | flex | geo_advanced_lowtrans | 2022 | 0.62432
oper_res | flex | geo_advanced_lowtrans | 2024 | 0.99701
oper_res | flex | geo_advanced_lowtrans | 2026 | 1.2215
oper_res | flex | geo_advanced_lowtrans | 2028 | 1.5238
oper_res | flex | geo_advanced_lowtrans | 2030 | 1.5817
oper_res | flex | geo_advanced_lowtrans | 2032 | 1.0556
oper_res | flex | geo_advanced_lowtrans | 2034 | 0.70765
oper_res | flex | geo_advanced_lowtrans | 2036 | 0.49328
oper_res | flex | geo_advanced_lowtrans | 2038 | 0.42543
oper_res | flex | geo_advanced_lowtrans | 2040 | 0.52482
oper_res | flex | geo_advanced_lowtrans | 2042 | 0.36812
oper_res | flex | geo_advanced_lowtrans | 2044 | 0.39056
oper_res | flex | geo_advanced_lowtrans | 2046 | 0.42331
oper_res | flex | geo_advanced_lowtrans | 2048 | 0.34706
oper_res | flex | geo_advanced_lowtrans | 2050 | 0.31731
oper_res | reg | geo_advanced_lowtrans | 2010 | 4.8561
oper_res | reg | geo_advanced_lowtrans | 2012 | 4.559
oper_res | reg | geo_advanced_lowtrans | 2014 | 4.6942
oper_res | reg | geo_advanced_lowtrans | 2016 | 4.221
oper_res | reg | geo_advanced_lowtrans | 2018 | 4.4031
oper_res | reg | geo_advanced_lowtrans | 2020 | 5.8947
oper_res | reg | geo_advanced_lowtrans | 2022 | 4.0724
oper_res | reg | geo_advanced_lowtrans | 2024 | 3.5164
oper_res | reg | geo_advanced_lowtrans | 2026 | 3.4013
oper_res | reg | geo_advanced_lowtrans | 2028 | 2.3531
oper_res | reg | geo_advanced_lowtrans | 2030 | 1.5639
oper_res | reg | geo_advanced_lowtrans | 2032 | 1.0815
oper_res | reg | geo_advanced_lowtrans | 2034 | 0.79487
oper_res | reg | geo_advanced_lowtrans | 2036 | 0.66871
oper_res | reg | geo_advanced_lowtrans | 2038 | 0.71551
oper_res | reg | geo_advanced_lowtrans | 2040 | 0.75907
oper_res | reg | geo_advanced_lowtrans | 2042 | 0.61353
oper_res | reg | geo_advanced_lowtrans | 2044 | 0.65045
oper_res | reg | geo_advanced_lowtrans | 2046 | 0.72229
oper_res | reg | geo_advanced_lowtrans | 2048 | 0.65734
oper_res | reg | geo_advanced_lowtrans | 2050 | 0.6343
oper_res | spin | geo_advanced_lowtrans | 2010 | 2.0965
oper_res | spin | geo_advanced_lowtrans | 2012 | 1.3652
oper_res | spin | geo_advanced_lowtrans | 2014 | 1.7068
oper_res | spin | geo_advanced_lowtrans | 2016 | 1.119
oper_res | spin | geo_advanced_lowtrans | 2018 | 1.2587
oper_res | spin | geo_advanced_lowtrans | 2020 | 2.3629
oper_res | spin | geo_advanced_lowtrans | 2022 | 1.1021
oper_res | spin | geo_advanced_lowtrans | 2024 | 0.89452
oper_res | spin | geo_advanced_lowtrans | 2026 | 0.74664
oper_res | spin | geo_advanced_lowtrans | 2028 | 0.76383
oper_res | spin | geo_advanced_lowtrans | 2030 | 0.66885
oper_res | spin | geo_advanced_lowtrans | 2032 | 0.53472
oper_res | spin | geo_advanced_lowtrans | 2034 | 0.37623
oper_res | spin | geo_advanced_lowtrans | 2036 | 0.26348
oper_res | spin | geo_advanced_lowtrans | 2038 | 0.2088
oper_res | spin | geo_advanced_lowtrans | 2040 | 0.23305
oper_res | spin | geo_advanced_lowtrans | 2042 | 0.15425
oper_res | spin | geo_advanced_lowtrans | 2044 | 0.22164
oper_res | spin | geo_advanced_lowtrans | 2046 | 0.36158
oper_res | spin | geo_advanced_lowtrans | 2048 | 0.32354
oper_res | spin | geo_advanced_lowtrans | 2050 | 0.285

## 21_National OpRes Price by time
scenario | subtype | type | timeslice | $ | Net Level $
geo_advanced_lowtrans | flex | oper_res | 1 | 0.20738 | 0.20738
geo_advanced_lowtrans | flex | oper_res | 2 | 0.10808 | 0.10808
geo_advanced_lowtrans | flex | oper_res | 3 | -8.4194e-06 | -8.4194e-06
geo_advanced_lowtrans | flex | oper_res | 4 | 0.2072 | 0.2072
geo_advanced_lowtrans | flex | oper_res | 5 | 0.65916 | 0.65916
geo_advanced_lowtrans | flex | oper_res | 6 | 0.47607 | 0.47607
geo_advanced_lowtrans | flex | oper_res | 7 | -0.22696 | -0.22696
geo_advanced_lowtrans | flex | oper_res | 8 | 0.67232 | 0.67232
geo_advanced_lowtrans | flex | oper_res | 9 | 0.12145 | 0.12145
geo_advanced_lowtrans | flex | oper_res | 10 | 0.19479 | 0.19479
geo_advanced_lowtrans | flex | oper_res | 11 | 0.10559 | 0.10559
geo_advanced_lowtrans | flex | oper_res | 12 | 0.55658 | 0.55658
geo_advanced_lowtrans | flex | oper_res | 13 | 0.27183 | 0.27183
geo_advanced_lowtrans | flex | oper_res | 14 | 0.10354 | 0.10354
geo_advanced_lowtrans | flex | oper_res | 15 | 0.047363 | 0.047363
geo_advanced_lowtrans | flex | oper_res | 16 | 1.2879 | 1.2879
geo_advanced_lowtrans | flex | oper_res | 17 | 0.66919 | 0.66919
geo_advanced_lowtrans | reg | oper_res | 1 | 0.34853 | 0.34853
geo_advanced_lowtrans | reg | oper_res | 2 | 0.64735 | 0.64735
geo_advanced_lowtrans | reg | oper_res | 3 | 0.3533 | 0.3533
geo_advanced_lowtrans | reg | oper_res | 4 | 0.6892 | 0.6892
geo_advanced_lowtrans | reg | oper_res | 5 | 0.91584 | 0.91584
geo_advanced_lowtrans | reg | oper_res | 6 | 0.93479 | 0.93479
geo_advanced_lowtrans | reg | oper_res | 7 | 0.3346 | 0.3346
geo_advanced_lowtrans | reg | oper_res | 8 | 0.92605 | 0.92605
geo_advanced_lowtrans | reg | oper_res | 9 | 0.43308 | 0.43308
geo_advanced_lowtrans | reg | oper_res | 10 | 0.66671 | 0.66671
geo_advanced_lowtrans | reg | oper_res | 11 | 0.40482 | 0.40482
geo_advanced_lowtrans | reg | oper_res | 12 | 0.89867 | 0.89867
geo_advanced_lowtrans | reg | oper_res | 13 | 0.51947 | 0.51947
geo_advanced_lowtrans | reg | oper_res | 14 | 0.4064 | 0.4064
geo_advanced_lowtrans | reg | oper_res | 15 | 0.3976 | 0.3976
geo_advanced_lowtrans | reg | oper_res | 16 | 1.2216 | 1.2216
geo_advanced_lowtrans | reg | oper_res | 17 | 1.2657 | 1.2657
geo_advanced_lowtrans | spin | oper_res | 1 | -0.035425 | -0.035425
geo_advanced_lowtrans | spin | oper_res | 2 | 0.36471 | 0.36471
geo_advanced_lowtrans | spin | oper_res | 3 | 0.0019596 | 0.0019596
geo_advanced_lowtrans | spin | oper_res | 4 | 0.34241 | 0.34241
geo_advanced_lowtrans | spin | oper_res | 5 | 0.30611 | 0.30611
geo_advanced_lowtrans | spin | oper_res | 6 | 0.62861 | 0.62861
geo_advanced_lowtrans | spin | oper_res | 7 | -0.022384 | -0.022384
geo_advanced_lowtrans | spin | oper_res | 8 | 0.38834 | 0.38834
geo_advanced_lowtrans | spin | oper_res | 9 | 0.15136 | 0.15136
geo_advanced_lowtrans | spin | oper_res | 10 | 0.40077 | 0.40077
geo_advanced_lowtrans | spin | oper_res | 11 | 0.018273 | 0.018273
geo_advanced_lowtrans | spin | oper_res | 12 | 0.44595 | 0.44595
geo_advanced_lowtrans | spin | oper_res | 13 | 0.20222 | 0.20222
geo_advanced_lowtrans | spin | oper_res | 14 | 0.23218 | 0.23218
geo_advanced_lowtrans | spin | oper_res | 15 | 0.095597 | 0.095597
geo_advanced_lowtrans | spin | oper_res | 16 | 0.95622 | 0.95622
geo_advanced_lowtrans | spin | oper_res | 17 | 0.68754 | 0.68754

## 22_Final Regional Energy Price
type | scenario | rb | $
load | geo_advanced_lowtrans | p1 | 25.4701
load | geo_advanced_lowtrans | p10 | 49.2007
load | geo_advanced_lowtrans | p100 | 26.0292
load | geo_advanced_lowtrans | p101 | 29.197
load | geo_advanced_lowtrans | p102 | 29.2289
load | geo_advanced_lowtrans | p103 | 23.7717
load | geo_advanced_lowtrans | p104 | 23.9309
load | geo_advanced_lowtrans | p105 | 24.1459
load | geo_advanced_lowtrans | p106 | 23.7736
load | geo_advanced_lowtrans | p107 | 24.9406
load | geo_advanced_lowtrans | p108 | 24.9327
load | geo_advanced_lowtrans | p109 | 25.1894
load | geo_advanced_lowtrans | p11 | 49.8794
load | geo_advanced_lowtrans | p110 | 25.3089
load | geo_advanced_lowtrans | p111 | 24.797
load | geo_advanced_lowtrans | p112 | 25.1816
load | geo_advanced_lowtrans | p113 | 25.2193
load | geo_advanced_lowtrans | p114 | 25.2756
load | geo_advanced_lowtrans | p115 | 25.0975
load | geo_advanced_lowtrans | p116 | 25.4511
load | geo_advanced_lowtrans | p117 | 25.6324
load | geo_advanced_lowtrans | p118 | 26.0752
load | geo_advanced_lowtrans | p119 | 24.329
load | geo_advanced_lowtrans | p12 | 26.2425
load | geo_advanced_lowtrans | p120 | 26.0052
load | geo_advanced_lowtrans | p121 | 25.994
load | geo_advanced_lowtrans | p122 | 24.7844
load | geo_advanced_lowtrans | p123 | 26.1868
load | geo_advanced_lowtrans | p124 | -8.6254
load | geo_advanced_lowtrans | p125 | 25.8526
load | geo_advanced_lowtrans | p126 | 24.9147
load | geo_advanced_lowtrans | p127 | 25.6346
load | geo_advanced_lowtrans | p128 | 25.7799
load | geo_advanced_lowtrans | p129 | 25.7571
load | geo_advanced_lowtrans | p13 | 32.3264
load | geo_advanced_lowtrans | p130 | 26.1943
load | geo_advanced_lowtrans | p131 | 26.3856
load | geo_advanced_lowtrans | p132 | 26.0849
load | geo_advanced_lowtrans | p133 | 26.3304
load | geo_advanced_lowtrans | p134 | 25.7831
load | geo_advanced_lowtrans | p14 | 24.8723
load | geo_advanced_lowtrans | p15 | 25.1544
load | geo_advanced_lowtrans | p16 | 25.239
load | geo_advanced_lowtrans | p17 | 24.7291
load | geo_advanced_lowtrans | p18 | 24.6891
load | geo_advanced_lowtrans | p19 | 15.8627
load | geo_advanced_lowtrans | p2 | 25.3365
load | geo_advanced_lowtrans | p20 | 25.0218
load | geo_advanced_lowtrans | p21 | 24.3567
load | geo_advanced_lowtrans | p22 | 23.4771
load | geo_advanced_lowtrans | p23 | 23.1483
load | geo_advanced_lowtrans | p24 | 23.7141
load | geo_advanced_lowtrans | p25 | 25.6631
load | geo_advanced_lowtrans | p26 | 24.948
load | geo_advanced_lowtrans | p27 | 32.0133
load | geo_advanced_lowtrans | p28 | 31.7944
load | geo_advanced_lowtrans | p29 | 30.9527
load | geo_advanced_lowtrans | p3 | 25.1226
load | geo_advanced_lowtrans | p30 | 31.5677
load | geo_advanced_lowtrans | p31 | 30.742
load | geo_advanced_lowtrans | p32 | 22.8493
load | geo_advanced_lowtrans | p33 | 23.8638
load | geo_advanced_lowtrans | p34 | 23.4716
load | geo_advanced_lowtrans | p35 | 23.7247
load | geo_advanced_lowtrans | p36 | 22.1583
load | geo_advanced_lowtrans | p37 | 22.3357
load | geo_advanced_lowtrans | p38 | 22.5839
load | geo_advanced_lowtrans | p39 | 24.1765
load | geo_advanced_lowtrans | p4 | 25.1694
load | geo_advanced_lowtrans | p40 | 23.7618
load | geo_advanced_lowtrans | p41 | 23.1681
load | geo_advanced_lowtrans | p42 | 22.3708
load | geo_advanced_lowtrans | p43 | 22.9489
load | geo_advanced_lowtrans | p44 | 22.5693
load | geo_advanced_lowtrans | p45 | 22.8428
load | geo_advanced_lowtrans | p46 | 23.1471
load | geo_advanced_lowtrans | p47 | 26.4528
load | geo_advanced_lowtrans | p48 | 25.9475
load | geo_advanced_lowtrans | p49 | 25.4105
load | geo_advanced_lowtrans | p5 | 25.5039
load | geo_advanced_lowtrans | p50 | 25.0577
load | geo_advanced_lowtrans | p51 | 24.7673
load | geo_advanced_lowtrans | p52 | 24.1114
load | geo_advanced_lowtrans | p53 | 24.5348
load | geo_advanced_lowtrans | p54 | 24.1369
load | geo_advanced_lowtrans | p55 | 24.6446
load | geo_advanced_lowtrans | p56 | 24.5829
load | geo_advanced_lowtrans | p57 | 25.3462
load | geo_advanced_lowtrans | p58 | 26.3748
load | geo_advanced_lowtrans | p59 | 31.4861
load | geo_advanced_lowtrans | p6 | 26.1215
load | geo_advanced_lowtrans | p60 | 24.137
load | geo_advanced_lowtrans | p61 | 23.8848
load | geo_advanced_lowtrans | p62 | 24.0546
load | geo_advanced_lowtrans | p63 | 24.8168
load | geo_advanced_lowtrans | p64 | 24.4989
load | geo_advanced_lowtrans | p65 | 24.5121
load | geo_advanced_lowtrans | p66 | 26.3773
load | geo_advanced_lowtrans | p67 | 25.2629
load | geo_advanced_lowtrans | p68 | 22.7796
load | geo_advanced_lowtrans | p69 | 22.9257
load | geo_advanced_lowtrans | p7 | 25.5817
load | geo_advanced_lowtrans | p70 | 23.0617
load | geo_advanced_lowtrans | p71 | 23.4869
load | geo_advanced_lowtrans | p72 | 23.9314
load | geo_advanced_lowtrans | p73 | 24.2299
load | geo_advanced_lowtrans | p74 | 23.401
load | geo_advanced_lowtrans | p75 | 23.3218
load | geo_advanced_lowtrans | p76 | 23.3855
load | geo_advanced_lowtrans | p77 | 23.1992
load | geo_advanced_lowtrans | p78 | 23.5005
load | geo_advanced_lowtrans | p79 | 23.6363
load | geo_advanced_lowtrans | p8 | 39.4557
load | geo_advanced_lowtrans | p80 | 23.9098
load | geo_advanced_lowtrans | p81 | 23.5377
load | geo_advanced_lowtrans | p82 | 23.6554
load | geo_advanced_lowtrans | p83 | 23.8342
load | geo_advanced_lowtrans | p84 | 24.4388
load | geo_advanced_lowtrans | p85 | 24.9324
load | geo_advanced_lowtrans | p86 | 25.7804
load | geo_advanced_lowtrans | p87 | 26.1788
load | geo_advanced_lowtrans | p88 | 25.9209
load | geo_advanced_lowtrans | p89 | 26.1096
load | geo_advanced_lowtrans | p9 | 48.915
load | geo_advanced_lowtrans | p90 | 26.6981
load | geo_advanced_lowtrans | p91 | 26.7558
load | geo_advanced_lowtrans | p92 | 25.3995
load | geo_advanced_lowtrans | p93 | 25.1878
load | geo_advanced_lowtrans | p94 | 27.9869
load | geo_advanced_lowtrans | p95 | 27.8311
load | geo_advanced_lowtrans | p96 | 28.6546
load | geo_advanced_lowtrans | p97 | 27.5372
load | geo_advanced_lowtrans | p98 | 27.5126
load | geo_advanced_lowtrans | p99 | 26.7964

## 23_National Seasonal Capacity P
type | timeslice | scenario | year | $
res_marg | fall | geo_advanced_lowtrans | 2010 | 0
res_marg | fall | geo_advanced_lowtrans | 2012 | 0
res_marg | fall | geo_advanced_lowtrans | 2014 | 0
res_marg | fall | geo_advanced_lowtrans | 2016 | 0
res_marg | fall | geo_advanced_lowtrans | 2018 | 0
res_marg | fall | geo_advanced_lowtrans | 2020 | 0
res_marg | fall | geo_advanced_lowtrans | 2022 | 0
res_marg | fall | geo_advanced_lowtrans | 2024 | 1.1173
res_marg | fall | geo_advanced_lowtrans | 2026 | 4.1174
res_marg | fall | geo_advanced_lowtrans | 2028 | 3.0212
res_marg | fall | geo_advanced_lowtrans | 2030 | 4.0195
res_marg | fall | geo_advanced_lowtrans | 2032 | 5.002
res_marg | fall | geo_advanced_lowtrans | 2034 | 5.6561
res_marg | fall | geo_advanced_lowtrans | 2036 | 9.0079
res_marg | fall | geo_advanced_lowtrans | 2038 | 9.3695
res_marg | fall | geo_advanced_lowtrans | 2040 | 8.8321
res_marg | fall | geo_advanced_lowtrans | 2042 | 8.7674
res_marg | fall | geo_advanced_lowtrans | 2044 | 8.5865
res_marg | fall | geo_advanced_lowtrans | 2046 | 8.1675
res_marg | fall | geo_advanced_lowtrans | 2048 | 10.6973
res_marg | fall | geo_advanced_lowtrans | 2050 | 10.2582
res_marg | spri | geo_advanced_lowtrans | 2010 | 0
res_marg | spri | geo_advanced_lowtrans | 2012 | 0
res_marg | spri | geo_advanced_lowtrans | 2014 | 0
res_marg | spri | geo_advanced_lowtrans | 2016 | 0
res_marg | spri | geo_advanced_lowtrans | 2018 | 0
res_marg | spri | geo_advanced_lowtrans | 2020 | 0
res_marg | spri | geo_advanced_lowtrans | 2022 | 0
res_marg | spri | geo_advanced_lowtrans | 2024 | 0
res_marg | spri | geo_advanced_lowtrans | 2026 | 0
res_marg | spri | geo_advanced_lowtrans | 2028 | 0
res_marg | spri | geo_advanced_lowtrans | 2030 | 0
res_marg | spri | geo_advanced_lowtrans | 2032 | -0.0012405
res_marg | spri | geo_advanced_lowtrans | 2034 | 0
res_marg | spri | geo_advanced_lowtrans | 2036 | 0
res_marg | spri | geo_advanced_lowtrans | 2038 | 0
res_marg | spri | geo_advanced_lowtrans | 2040 | 0
res_marg | spri | geo_advanced_lowtrans | 2042 | -0.062476
res_marg | spri | geo_advanced_lowtrans | 2044 | 0
res_marg | spri | geo_advanced_lowtrans | 2046 | 0
res_marg | spri | geo_advanced_lowtrans | 2048 | 0
res_marg | spri | geo_advanced_lowtrans | 2050 | 0.019029
res_marg | summ | geo_advanced_lowtrans | 2010 | 0
res_marg | summ | geo_advanced_lowtrans | 2012 | 0
res_marg | summ | geo_advanced_lowtrans | 2014 | 0
res_marg | summ | geo_advanced_lowtrans | 2016 | 0
res_marg | summ | geo_advanced_lowtrans | 2018 | 0
res_marg | summ | geo_advanced_lowtrans | 2020 | 0
res_marg | summ | geo_advanced_lowtrans | 2022 | 0.19299
res_marg | summ | geo_advanced_lowtrans | 2024 | 12.3117
res_marg | summ | geo_advanced_lowtrans | 2026 | 36.8645
res_marg | summ | geo_advanced_lowtrans | 2028 | 36.6891
res_marg | summ | geo_advanced_lowtrans | 2030 | 41.5507
res_marg | summ | geo_advanced_lowtrans | 2032 | 39.4663
res_marg | summ | geo_advanced_lowtrans | 2034 | 50.9049
res_marg | summ | geo_advanced_lowtrans | 2036 | 58.8074
res_marg | summ | geo_advanced_lowtrans | 2038 | 64.1297
res_marg | summ | geo_advanced_lowtrans | 2040 | 68.6657
res_marg | summ | geo_advanced_lowtrans | 2042 | 73.5361
res_marg | summ | geo_advanced_lowtrans | 2044 | 68.6329
res_marg | summ | geo_advanced_lowtrans | 2046 | 74.8399
res_marg | summ | geo_advanced_lowtrans | 2048 | 68.2812
res_marg | summ | geo_advanced_lowtrans | 2050 | 69.3737
res_marg | wint | geo_advanced_lowtrans | 2010 | 0
res_marg | wint | geo_advanced_lowtrans | 2012 | 0
res_marg | wint | geo_advanced_lowtrans | 2014 | 0
res_marg | wint | geo_advanced_lowtrans | 2016 | 0
res_marg | wint | geo_advanced_lowtrans | 2018 | 0
res_marg | wint | geo_advanced_lowtrans | 2020 | 0
res_marg | wint | geo_advanced_lowtrans | 2022 | 0
res_marg | wint | geo_advanced_lowtrans | 2024 | -0.01345
res_marg | wint | geo_advanced_lowtrans | 2026 | 0
res_marg | wint | geo_advanced_lowtrans | 2028 | 0
res_marg | wint | geo_advanced_lowtrans | 2030 | -0.0017085
res_marg | wint | geo_advanced_lowtrans | 2032 | 0
res_marg | wint | geo_advanced_lowtrans | 2034 | 0
res_marg | wint | geo_advanced_lowtrans | 2036 | -0.013434
res_marg | wint | geo_advanced_lowtrans | 2038 | 0.27356
res_marg | wint | geo_advanced_lowtrans | 2040 | 0.46731
res_marg | wint | geo_advanced_lowtrans | 2042 | 0.11536
res_marg | wint | geo_advanced_lowtrans | 2044 | 7.4401
res_marg | wint | geo_advanced_lowtrans | 2046 | 2.5327
res_marg | wint | geo_advanced_lowtrans | 2048 | 5.719
res_marg | wint | geo_advanced_lowtrans | 2050 | 6.0456

## 24_National Annual Capacity Pri
type | scenario | year | $
res_marg_ann | geo_advanced_lowtrans | 2010 | 0
res_marg_ann | geo_advanced_lowtrans | 2012 | 0
res_marg_ann | geo_advanced_lowtrans | 2014 | 0
res_marg_ann | geo_advanced_lowtrans | 2016 | 0
res_marg_ann | geo_advanced_lowtrans | 2018 | 0
res_marg_ann | geo_advanced_lowtrans | 2020 | 0
res_marg_ann | geo_advanced_lowtrans | 2022 | 0.18687
res_marg_ann | geo_advanced_lowtrans | 2024 | 13.1899
res_marg_ann | geo_advanced_lowtrans | 2026 | 40.5719
res_marg_ann | geo_advanced_lowtrans | 2028 | 39.3872
res_marg_ann | geo_advanced_lowtrans | 2030 | 45.0288
res_marg_ann | geo_advanced_lowtrans | 2032 | 43.9032
res_marg_ann | geo_advanced_lowtrans | 2034 | 55.9098
res_marg_ann | geo_advanced_lowtrans | 2036 | 66.9922
res_marg_ann | geo_advanced_lowtrans | 2038 | 72.9393
res_marg_ann | geo_advanced_lowtrans | 2040 | 77.0898
res_marg_ann | geo_advanced_lowtrans | 2042 | 81.577
res_marg_ann | geo_advanced_lowtrans | 2044 | 83.6957
res_marg_ann | geo_advanced_lowtrans | 2046 | 84.8175
res_marg_ann | geo_advanced_lowtrans | 2048 | 83.8132
res_marg_ann | geo_advanced_lowtrans | 2050 | 84.8377

## 25_2022-2050 Present Value of S
cost_cat | scenario | Discounted Cost (Bil $) | Net Level Discounted Cost (Bil $)
PTC | geo_advanced_lowtrans | -346.5458 | 3372.8396
ITC | geo_advanced_lowtrans | -169.8871 | 3372.8396
CCS Incentives | geo_advanced_lowtrans | -19.5032 | 3372.8396
Gen & Stor Capex | geo_advanced_lowtrans | 1653.0047 | 3372.8396
Gen & Stor O&M | geo_advanced_lowtrans | 1286.3162 | 3372.8396
Fuel | geo_advanced_lowtrans | 489.587 | 3372.8396
Trans | geo_advanced_lowtrans | 112.2492 | 3372.8396
POI | geo_advanced_lowtrans | 34.5289 | 3372.8396
Spur | geo_advanced_lowtrans | 117.4484 | 3372.8396
Trans O&M | geo_advanced_lowtrans | 212.3042 | 3372.8396
CO2 T&S Capex | geo_advanced_lowtrans | 3.0183 | 3372.8396
ACP | geo_advanced_lowtrans | 0.31883 | 3372.8396

## 26_Emissions National (tonne)
e | scenario | year | Emissions (tonne)
ch4 | geo_advanced_lowtrans | 2010 | 2918176.1215
ch4 | geo_advanced_lowtrans | 2012 | 4585568.2397
ch4 | geo_advanced_lowtrans | 2014 | 3040422.0959
ch4 | geo_advanced_lowtrans | 2016 | 5111969.6661
ch4 | geo_advanced_lowtrans | 2018 | 4718178.9408
ch4 | geo_advanced_lowtrans | 2020 | 5761634.6213
ch4 | geo_advanced_lowtrans | 2022 | 3975837.6765
ch4 | geo_advanced_lowtrans | 2024 | 3547843.3448
ch4 | geo_advanced_lowtrans | 2026 | 2868295.8503
ch4 | geo_advanced_lowtrans | 2028 | 2379840.1267
ch4 | geo_advanced_lowtrans | 2030 | 1834049.9655
ch4 | geo_advanced_lowtrans | 2032 | 1877362.2609
ch4 | geo_advanced_lowtrans | 2034 | 1802860.392
ch4 | geo_advanced_lowtrans | 2036 | 1765719.0973
ch4 | geo_advanced_lowtrans | 2038 | 1746050.9913
ch4 | geo_advanced_lowtrans | 2040 | 1597639.2752
ch4 | geo_advanced_lowtrans | 2042 | 1625286.3834
ch4 | geo_advanced_lowtrans | 2044 | 1919884.6455
ch4 | geo_advanced_lowtrans | 2046 | 2271116.2717
ch4 | geo_advanced_lowtrans | 2048 | 2508751.988
ch4 | geo_advanced_lowtrans | 2050 | 2815923.8341
co2 | geo_advanced_lowtrans | 2010 | 2415504964.531
co2 | geo_advanced_lowtrans | 2012 | 1877481000.0117
co2 | geo_advanced_lowtrans | 2014 | 2215006940.3037
co2 | geo_advanced_lowtrans | 2016 | 1639283217.2963
co2 | geo_advanced_lowtrans | 2018 | 1581616983.6169
co2 | geo_advanced_lowtrans | 2020 | 1403718964.0802
co2 | geo_advanced_lowtrans | 2022 | 1473461745.1012
co2 | geo_advanced_lowtrans | 2024 | 951054591.7186
co2 | geo_advanced_lowtrans | 2026 | 724491269.8379
co2 | geo_advanced_lowtrans | 2028 | 525884027.3348
co2 | geo_advanced_lowtrans | 2030 | 409800520.944
co2 | geo_advanced_lowtrans | 2032 | 416246813.9464
co2 | geo_advanced_lowtrans | 2034 | 403717475.3169
co2 | geo_advanced_lowtrans | 2036 | 397058188.7882
co2 | geo_advanced_lowtrans | 2038 | 380539507.2192
co2 | geo_advanced_lowtrans | 2040 | 372073257.51
co2 | geo_advanced_lowtrans | 2042 | 371311129.8944
co2 | geo_advanced_lowtrans | 2044 | 418974129.8876
co2 | geo_advanced_lowtrans | 2046 | 469661074.0935
co2 | geo_advanced_lowtrans | 2048 | 498547140.635
co2 | geo_advanced_lowtrans | 2050 | 554648554.8569
co2e | geo_advanced_lowtrans | 2010 | 2514722952.6618
co2e | geo_advanced_lowtrans | 2012 | 2033390320.1621
co2e | geo_advanced_lowtrans | 2014 | 2318381291.5649
co2e | geo_advanced_lowtrans | 2016 | 1813090185.9448
co2e | geo_advanced_lowtrans | 2018 | 1742035067.605
co2e | geo_advanced_lowtrans | 2020 | 1599614541.2044
co2e | geo_advanced_lowtrans | 2022 | 1608640226.1033
co2e | geo_advanced_lowtrans | 2024 | 1071681265.4402
co2e | geo_advanced_lowtrans | 2026 | 822013328.7467
co2e | geo_advanced_lowtrans | 2028 | 606798591.6425
co2e | geo_advanced_lowtrans | 2030 | 472158219.7711
co2e | geo_advanced_lowtrans | 2032 | 480077130.8171
co2e | geo_advanced_lowtrans | 2034 | 465014728.6451
co2e | geo_advanced_lowtrans | 2036 | 457092638.0947
co2e | geo_advanced_lowtrans | 2038 | 439905240.9226
co2e | geo_advanced_lowtrans | 2040 | 426392992.8661
co2e | geo_advanced_lowtrans | 2042 | 426570866.9299
co2e | geo_advanced_lowtrans | 2044 | 484250207.8361
co2e | geo_advanced_lowtrans | 2046 | 546879027.332
co2e | geo_advanced_lowtrans | 2048 | 583844708.2279
co2e | geo_advanced_lowtrans | 2050 | 650389965.2149
nox | geo_advanced_lowtrans | 2010 | 2145076.7456
nox | geo_advanced_lowtrans | 2012 | 1449215.2771
nox | geo_advanced_lowtrans | 2014 | 1906112.7674
nox | geo_advanced_lowtrans | 2016 | 1169282.537
nox | geo_advanced_lowtrans | 2018 | 1126183.7316
nox | geo_advanced_lowtrans | 2020 | 895505.0695
nox | geo_advanced_lowtrans | 2022 | 1063715.43
nox | geo_advanced_lowtrans | 2024 | 589346.3795
nox | geo_advanced_lowtrans | 2026 | 420989.9658
nox | geo_advanced_lowtrans | 2028 | 292232.8635
nox | geo_advanced_lowtrans | 2030 | 224911.7537
nox | geo_advanced_lowtrans | 2032 | 224569.8155
nox | geo_advanced_lowtrans | 2034 | 221724.379
nox | geo_advanced_lowtrans | 2036 | 220240.6425
nox | geo_advanced_lowtrans | 2038 | 207292.8115
nox | geo_advanced_lowtrans | 2040 | 195344.9673
nox | geo_advanced_lowtrans | 2042 | 193321.0578
nox | geo_advanced_lowtrans | 2044 | 207456.9472
nox | geo_advanced_lowtrans | 2046 | 225826.4284
nox | geo_advanced_lowtrans | 2048 | 233316.4941
nox | geo_advanced_lowtrans | 2050 | 255967.4374
so2 | geo_advanced_lowtrans | 2010 | 2720320.6078
so2 | geo_advanced_lowtrans | 2012 | 1707422.072
so2 | geo_advanced_lowtrans | 2014 | 2322528.0286
so2 | geo_advanced_lowtrans | 2016 | 1249263.0036
so2 | geo_advanced_lowtrans | 2018 | 1165429.0526
so2 | geo_advanced_lowtrans | 2020 | 881822.9273
so2 | geo_advanced_lowtrans | 2022 | 1095597.386
so2 | geo_advanced_lowtrans | 2024 | 553245.7683
so2 | geo_advanced_lowtrans | 2026 | 382073.9477
so2 | geo_advanced_lowtrans | 2028 | 241722.352
so2 | geo_advanced_lowtrans | 2030 | 168718.2649
so2 | geo_advanced_lowtrans | 2032 | 169793.2638
so2 | geo_advanced_lowtrans | 2034 | 170132.8952
so2 | geo_advanced_lowtrans | 2036 | 167372.1676
so2 | geo_advanced_lowtrans | 2038 | 149805.394
so2 | geo_advanced_lowtrans | 2040 | 135348.1058
so2 | geo_advanced_lowtrans | 2042 | 127876.1177
so2 | geo_advanced_lowtrans | 2044 | 127380.4924
so2 | geo_advanced_lowtrans | 2046 | 123205.8209
so2 | geo_advanced_lowtrans | 2048 | 107518.109
so2 | geo_advanced_lowtrans | 2050 | 108821.9082

## 27_Net CO2e Emissions National
e | tech | year | CO2e (MMton) | Cumulative CO2e (MMton) | scenario

## 29_Undiscounted Annualized Syst
scenario | cost_cat | year | Cost (Bil $) | Net Level Cost (Bil $)
geo_advanced_lowtrans | PTC | 2010 | -0.26274 | 244.9609
geo_advanced_lowtrans | PTC | 2011 | -0.26274 | 243.3939
geo_advanced_lowtrans | PTC | 2012 | -1.3821 | 212.7324
geo_advanced_lowtrans | PTC | 2013 | -1.3821 | 211.6812
geo_advanced_lowtrans | PTC | 2014 | -1.7848 | 239.6045
geo_advanced_lowtrans | PTC | 2015 | -1.7848 | 238.1295
geo_advanced_lowtrans | PTC | 2016 | -2.7953 | 200.1972
geo_advanced_lowtrans | PTC | 2017 | -2.7953 | 199.8746
geo_advanced_lowtrans | PTC | 2018 | -3.567 | 206.115
geo_advanced_lowtrans | PTC | 2019 | -3.567 | 205.3053
geo_advanced_lowtrans | PTC | 2020 | -4.7529 | 187.822
geo_advanced_lowtrans | PTC | 2021 | -4.7529 | 184.4622
geo_advanced_lowtrans | PTC | 2022 | -7.8211 | 218.1573
geo_advanced_lowtrans | PTC | 2023 | -7.8211 | 214.013
geo_advanced_lowtrans | PTC | 2024 | -16.3774 | 194.6874
geo_advanced_lowtrans | PTC | 2025 | -16.3774 | 192.3107
geo_advanced_lowtrans | PTC | 2026 | -22.2356 | 194.097
geo_advanced_lowtrans | PTC | 2027 | -22.2356 | 191.7347
geo_advanced_lowtrans | PTC | 2028 | -24.7919 | 196.9932
geo_advanced_lowtrans | PTC | 2029 | -24.7919 | 196.7147
geo_advanced_lowtrans | PTC | 2030 | -30.7497 | 201.2132
geo_advanced_lowtrans | PTC | 2031 | -30.7497 | 201.2132
geo_advanced_lowtrans | PTC | 2032 | -30.005 | 206.153
geo_advanced_lowtrans | PTC | 2033 | -30.005 | 206.153
geo_advanced_lowtrans | PTC | 2034 | -28.1823 | 214.1557
geo_advanced_lowtrans | PTC | 2035 | -28.1823 | 214.1557
geo_advanced_lowtrans | PTC | 2036 | -26.3476 | 218.3444
geo_advanced_lowtrans | PTC | 2037 | -26.3476 | 218.3444
geo_advanced_lowtrans | PTC | 2038 | -25.8791 | 227.9171
geo_advanced_lowtrans | PTC | 2039 | -25.8791 | 227.9171
geo_advanced_lowtrans | PTC | 2040 | -26.0622 | 236.5444
geo_advanced_lowtrans | PTC | 2041 | -26.0622 | 236.5444
geo_advanced_lowtrans | PTC | 2042 | -26.7941 | 228.1018
geo_advanced_lowtrans | PTC | 2043 | -26.7941 | 228.1018
geo_advanced_lowtrans | PTC | 2044 | -21.8364 | 228.4981
geo_advanced_lowtrans | PTC | 2045 | -21.8364 | 228.4981
geo_advanced_lowtrans | PTC | 2046 | -17.388 | 234.2512
geo_advanced_lowtrans | PTC | 2047 | -17.388 | 234.2512
geo_advanced_lowtrans | PTC | 2048 | -12.3397 | 237.162
geo_advanced_lowtrans | PTC | 2049 | -12.3397 | 237.162
geo_advanced_lowtrans | PTC | 2050 | -5.2549 | 243.7951
geo_advanced_lowtrans | PTC | 2051 | -5.2549 | 243.7951
geo_advanced_lowtrans | PTC | 2052 | -5.2549 | 236.4226
geo_advanced_lowtrans | PTC | 2053 | -5.2549 | 236.4226
geo_advanced_lowtrans | PTC | 2054 | -5.2549 | 225.645
geo_advanced_lowtrans | PTC | 2055 | -5.2549 | 225.645
geo_advanced_lowtrans | PTC | 2056 | -5.2549 | 216.821
geo_advanced_lowtrans | PTC | 2057 | -5.2549 | 216.821
geo_advanced_lowtrans | PTC | 2058 | -5.2549 | 208.9703
geo_advanced_lowtrans | PTC | 2059 | -5.2549 | 208.9703
geo_advanced_lowtrans | PTC | 2060 | -5.2549 | 197.4613
geo_advanced_lowtrans | PTC | 2061 | -5.2549 | 197.4613
geo_advanced_lowtrans | PTC | 2062 | -5.2549 | 188.6917
geo_advanced_lowtrans | PTC | 2063 | -5.2549 | 188.6917
geo_advanced_lowtrans | PTC | 2064 | -5.2549 | 182.2176
geo_advanced_lowtrans | PTC | 2065 | -5.2549 | 182.2176
geo_advanced_lowtrans | PTC | 2066 | -5.2549 | 171.8671
geo_advanced_lowtrans | PTC | 2067 | -5.2549 | 171.8671
geo_advanced_lowtrans | PTC | 2068 | -5.2549 | 163.4835
geo_advanced_lowtrans | PTC | 2069 | -5.2549 | 163.4835
geo_advanced_lowtrans | PTC | 2070 | 0 | 19.6381
geo_advanced_lowtrans | PTC | 2071 | 0 | 19.6381
geo_advanced_lowtrans | PTC | 2072 | 0 | 17.7243
geo_advanced_lowtrans | PTC | 2073 | 0 | 17.7243
geo_advanced_lowtrans | PTC | 2074 | 0 | 15.9242
geo_advanced_lowtrans | PTC | 2075 | 0 | 15.9242
geo_advanced_lowtrans | PTC | 2076 | 0 | 14.1186
geo_advanced_lowtrans | PTC | 2077 | 0 | 14.1186
geo_advanced_lowtrans | PTC | 2078 | 0 | 12.3403
geo_advanced_lowtrans | PTC | 2079 | 0 | 12.3403
geo_advanced_lowtrans | PTC | 2080 | 0 | 10.1042
geo_advanced_lowtrans | PTC | 2081 | 0 | 10.1042
geo_advanced_lowtrans | PTC | 2082 | 0 | 8.6109
geo_advanced_lowtrans | PTC | 2083 | 0 | 8.6109
geo_advanced_lowtrans | PTC | 2084 | 0 | 7.2075
geo_advanced_lowtrans | PTC | 2085 | 0 | 7.2075
geo_advanced_lowtrans | PTC | 2086 | 0 | 5.1373
geo_advanced_lowtrans | PTC | 2087 | 0 | 5.1373
geo_advanced_lowtrans | PTC | 2088 | 0 | 2.7733
geo_advanced_lowtrans | PTC | 2089 | 0 | 2.7733
geo_advanced_lowtrans | PTC | 2090 | 0 | 1.8091e-14
geo_advanced_lowtrans | ITC | 2010 | -0.026031 | 244.9609
geo_advanced_lowtrans | ITC | 2011 | -0.026031 | 243.3939
geo_advanced_lowtrans | ITC | 2012 | -0.26214 | 212.7324
geo_advanced_lowtrans | ITC | 2013 | -0.26214 | 211.6812
geo_advanced_lowtrans | ITC | 2014 | -0.80268 | 239.6045
geo_advanced_lowtrans | ITC | 2015 | -0.80268 | 238.1295
geo_advanced_lowtrans | ITC | 2016 | -1.3547 | 200.1972
geo_advanced_lowtrans | ITC | 2017 | -1.3547 | 199.8746
geo_advanced_lowtrans | ITC | 2018 | -1.5817 | 206.115
geo_advanced_lowtrans | ITC | 2019 | -1.5817 | 205.3053
geo_advanced_lowtrans | ITC | 2020 | -1.9545 | 187.822
geo_advanced_lowtrans | ITC | 2021 | -1.9545 | 184.4622
geo_advanced_lowtrans | ITC | 2022 | -3.2724 | 218.1573
geo_advanced_lowtrans | ITC | 2023 | -3.2724 | 214.013
geo_advanced_lowtrans | ITC | 2024 | -3.7353 | 194.6874
geo_advanced_lowtrans | ITC | 2025 | -3.7353 | 192.3107
geo_advanced_lowtrans | ITC | 2026 | -5.0969 | 194.097
geo_advanced_lowtrans | ITC | 2027 | -5.0969 | 191.7347
geo_advanced_lowtrans | ITC | 2028 | -7.377 | 196.9932
geo_advanced_lowtrans | ITC | 2029 | -7.377 | 196.7147
geo_advanced_lowtrans | ITC | 2030 | -10.04 | 201.2132
geo_advanced_lowtrans | ITC | 2031 | -10.04 | 201.2132
geo_advanced_lowtrans | ITC | 2032 | -12.0633 | 206.153
geo_advanced_lowtrans | ITC | 2033 | -12.0633 | 206.153
geo_advanced_lowtrans | ITC | 2034 | -14.0633 | 214.1557
geo_advanced_lowtrans | ITC | 2035 | -14.0633 | 214.1557
geo_advanced_lowtrans | ITC | 2036 | -15.3254 | 218.3444
geo_advanced_lowtrans | ITC | 2037 | -15.3254 | 218.3444
geo_advanced_lowtrans | ITC | 2038 | -16.8208 | 227.9171
geo_advanced_lowtrans | ITC | 2039 | -16.8208 | 227.9171
geo_advanced_lowtrans | ITC | 2040 | -18.05 | 236.5444
geo_advanced_lowtrans | ITC | 2041 | -18.05 | 236.5444
geo_advanced_lowtrans | ITC | 2042 | -18.8191 | 228.1018
geo_advanced_lowtrans | ITC | 2043 | -18.8191 | 228.1018
geo_advanced_lowtrans | ITC | 2044 | -19.5547 | 228.4981
geo_advanced_lowtrans | ITC | 2045 | -19.5547 | 228.4981
geo_advanced_lowtrans | ITC | 2046 | -18.2713 | 234.2512
geo_advanced_lowtrans | ITC | 2047 | -18.2713 | 234.2512
geo_advanced_lowtrans | ITC | 2048 | -15.9912 | 237.162
geo_advanced_lowtrans | ITC | 2049 | -15.9912 | 237.162
geo_advanced_lowtrans | ITC | 2050 | -13.3025 | 243.7951
geo_advanced_lowtrans | ITC | 2051 | -13.3025 | 243.7951
geo_advanced_lowtrans | ITC | 2052 | -11.0432 | 236.4226
geo_advanced_lowtrans | ITC | 2053 | -11.0432 | 236.4226
geo_advanced_lowtrans | ITC | 2054 | -8.5027 | 225.645
geo_advanced_lowtrans | ITC | 2055 | -8.5027 | 225.645
geo_advanced_lowtrans | ITC | 2056 | -6.6886 | 216.821
geo_advanced_lowtrans | ITC | 2057 | -6.6886 | 216.821
geo_advanced_lowtrans | ITC | 2058 | -4.9661 | 208.9703
geo_advanced_lowtrans | ITC | 2059 | -4.9661 | 208.9703
geo_advanced_lowtrans | ITC | 2060 | -3.3641 | 197.4613
geo_advanced_lowtrans | ITC | 2061 | -3.3641 | 197.4613
geo_advanced_lowtrans | ITC | 2062 | -1.2771 | 188.6917
geo_advanced_lowtrans | ITC | 2063 | -1.2771 | 188.6917
geo_advanced_lowtrans | ITC | 2064 | -0.078707 | 182.2176
geo_advanced_lowtrans | ITC | 2065 | -0.078707 | 182.2176
geo_advanced_lowtrans | ITC | 2066 | -0.00041024 | 171.8671
geo_advanced_lowtrans | ITC | 2067 | -0.00041024 | 171.8671
geo_advanced_lowtrans | ITC | 2068 | -0.00040674 | 163.4835
geo_advanced_lowtrans | ITC | 2069 | -0.00040674 | 163.4835
geo_advanced_lowtrans | ITC | 2070 | -1.3375e-15 | 19.6381
geo_advanced_lowtrans | ITC | 2071 | -1.3375e-15 | 19.6381
geo_advanced_lowtrans | ITC | 2072 | -1.3375e-15 | 17.7243
geo_advanced_lowtrans | ITC | 2073 | -1.3375e-15 | 17.7243
geo_advanced_lowtrans | ITC | 2074 | -1.3375e-15 | 15.9242
geo_advanced_lowtrans | ITC | 2075 | -1.3375e-15 | 15.9242
geo_advanced_lowtrans | ITC | 2076 | -1.3375e-15 | 14.1186
geo_advanced_lowtrans | ITC | 2077 | -1.3375e-15 | 14.1186
geo_advanced_lowtrans | ITC | 2078 | -1.3375e-15 | 12.3403
geo_advanced_lowtrans | ITC | 2079 | -1.3375e-15 | 12.3403
geo_advanced_lowtrans | ITC | 2080 | -1.3375e-15 | 10.1042
geo_advanced_lowtrans | ITC | 2081 | -1.3375e-15 | 10.1042
geo_advanced_lowtrans | ITC | 2082 | -1.3375e-15 | 8.6109
geo_advanced_lowtrans | ITC | 2083 | -1.3375e-15 | 8.6109
geo_advanced_lowtrans | ITC | 2084 | -1.3375e-15 | 7.2075
geo_advanced_lowtrans | ITC | 2085 | -1.3375e-15 | 7.2075
geo_advanced_lowtrans | ITC | 2086 | -1.3375e-15 | 5.1373
geo_advanced_lowtrans | ITC | 2087 | -1.3375e-15 | 5.1373
geo_advanced_lowtrans | ITC | 2088 | -1.3375e-15 | 2.7733
geo_advanced_lowtrans | ITC | 2089 | -1.3375e-15 | 2.7733
geo_advanced_lowtrans | ITC | 2090 | -1.3375e-15 | 1.8091e-14
geo_advanced_lowtrans | CCS Incentives | 2010 | 0 | 244.9609
geo_advanced_lowtrans | CCS Incentives | 2011 | 0 | 243.3939
geo_advanced_lowtrans | CCS Incentives | 2012 | 0 | 212.7324
geo_advanced_lowtrans | CCS Incentives | 2013 | 0 | 211.6812
geo_advanced_lowtrans | CCS Incentives | 2014 | 0 | 239.6045
geo_advanced_lowtrans | CCS Incentives | 2015 | 0 | 238.1295
geo_advanced_lowtrans | CCS Incentives | 2016 | 0 | 200.1972
geo_advanced_lowtrans | CCS Incentives | 2017 | 0 | 199.8746
geo_advanced_lowtrans | CCS Incentives | 2018 | 0 | 206.115
geo_advanced_lowtrans | CCS Incentives | 2019 | 0 | 205.3053
geo_advanced_lowtrans | CCS Incentives | 2020 | 0 | 187.822
geo_advanced_lowtrans | CCS Incentives | 2021 | 0 | 184.4622
geo_advanced_lowtrans | CCS Incentives | 2022 | 0 | 218.1573
geo_advanced_lowtrans | CCS Incentives | 2023 | 0 | 214.013
geo_advanced_lowtrans | CCS Incentives | 2024 | 0 | 194.6874
geo_advanced_lowtrans | CCS Incentives | 2025 | 0 | 192.3107
geo_advanced_lowtrans | CCS Incentives | 2026 | 0 | 194.097
geo_advanced_lowtrans | CCS Incentives | 2027 | 0 | 191.7347
geo_advanced_lowtrans | CCS Incentives | 2028 | -1.8459 | 196.9932
geo_advanced_lowtrans | CCS Incentives | 2029 | -1.8459 | 196.7147
geo_advanced_lowtrans | CCS Incentives | 2030 | -1.8459 | 201.2132
geo_advanced_lowtrans | CCS Incentives | 2031 | -1.8459 | 201.2132
geo_advanced_lowtrans | CCS Incentives | 2032 | -1.8459 | 206.153
geo_advanced_lowtrans | CCS Incentives | 2033 | -1.8459 | 206.153
geo_advanced_lowtrans | CCS Incentives | 2034 | -1.8459 | 214.1557
geo_advanced_lowtrans | CCS Incentives | 2035 | -1.8459 | 214.1557
geo_advanced_lowtrans | CCS Incentives | 2036 | -1.8459 | 218.3444
geo_advanced_lowtrans | CCS Incentives | 2037 | -1.8459 | 218.3444
geo_advanced_lowtrans | CCS Incentives | 2038 | -1.8446 | 227.9171
geo_advanced_lowtrans | CCS Incentives | 2039 | -1.8446 | 227.9171
geo_advanced_lowtrans | CCS Incentives | 2040 | -1.8446 | 236.5444
geo_advanced_lowtrans | CCS Incentives | 2041 | -1.8446 | 236.5444
geo_advanced_lowtrans | CCS Incentives | 2042 | -1.8446 | 228.1018
geo_advanced_lowtrans | CCS Incentives | 2043 | -1.8446 | 228.1018
geo_advanced_lowtrans | CCS Incentives | 2044 | -1.8446 | 228.4981
geo_advanced_lowtrans | CCS Incentives | 2045 | -1.8446 | 228.4981
geo_advanced_lowtrans | CCS Incentives | 2046 | -1.8446 | 234.2512
geo_advanced_lowtrans | CCS Incentives | 2047 | -1.8446 | 234.2512
geo_advanced_lowtrans | CCS Incentives | 2048 | -1.8446 | 237.162
geo_advanced_lowtrans | CCS Incentives | 2049 | -1.8446 | 237.162
geo_advanced_lowtrans | CCS Incentives | 2050 | -1.8446 | 243.7951
geo_advanced_lowtrans | CCS Incentives | 2051 | -1.8446 | 243.7951
geo_advanced_lowtrans | CCS Incentives | 2052 | -1.8446 | 236.4226
geo_advanced_lowtrans | CCS Incentives | 2053 | -1.8446 | 236.4226
geo_advanced_lowtrans | CCS Incentives | 2054 | -1.8446 | 225.645
geo_advanced_lowtrans | CCS Incentives | 2055 | -1.8446 | 225.645
geo_advanced_lowtrans | CCS Incentives | 2056 | -1.8446 | 216.821
geo_advanced_lowtrans | CCS Incentives | 2057 | -1.8446 | 216.821
geo_advanced_lowtrans | CCS Incentives | 2058 | 0 | 208.9703
geo_advanced_lowtrans | CCS Incentives | 2059 | 0 | 208.9703
geo_advanced_lowtrans | CCS Incentives | 2060 | 0 | 197.4613
geo_advanced_lowtrans | CCS Incentives | 2061 | 0 | 197.4613
geo_advanced_lowtrans | CCS Incentives | 2062 | 0 | 188.6917
geo_advanced_lowtrans | CCS Incentives | 2063 | 0 | 188.6917
geo_advanced_lowtrans | CCS Incentives | 2064 | 0 | 182.2176
geo_advanced_lowtrans | CCS Incentives | 2065 | 0 | 182.2176
geo_advanced_lowtrans | CCS Incentives | 2066 | 0 | 171.8671
geo_advanced_lowtrans | CCS Incentives | 2067 | 0 | 171.8671
geo_advanced_lowtrans | CCS Incentives | 2068 | 0 | 163.4835
geo_advanced_lowtrans | CCS Incentives | 2069 | 0 | 163.4835
geo_advanced_lowtrans | CCS Incentives | 2070 | 0 | 19.6381
geo_advanced_lowtrans | CCS Incentives | 2071 | 0 | 19.6381
geo_advanced_lowtrans | CCS Incentives | 2072 | 0 | 17.7243
geo_advanced_lowtrans | CCS Incentives | 2073 | 0 | 17.7243
geo_advanced_lowtrans | CCS Incentives | 2074 | 0 | 15.9242
geo_advanced_lowtrans | CCS Incentives | 2075 | 0 | 15.9242
geo_advanced_lowtrans | CCS Incentives | 2076 | 0 | 14.1186
geo_advanced_lowtrans | CCS Incentives | 2077 | 0 | 14.1186
geo_advanced_lowtrans | CCS Incentives | 2078 | 0 | 12.3403
geo_advanced_lowtrans | CCS Incentives | 2079 | 0 | 12.3403
geo_advanced_lowtrans | CCS Incentives | 2080 | 0 | 10.1042
geo_advanced_lowtrans | CCS Incentives | 2081 | 0 | 10.1042
geo_advanced_lowtrans | CCS Incentives | 2082 | 0 | 8.6109
geo_advanced_lowtrans | CCS Incentives | 2083 | 0 | 8.6109
geo_advanced_lowtrans | CCS Incentives | 2084 | 0 | 7.2075
geo_advanced_lowtrans | CCS Incentives | 2085 | 0 | 7.2075
geo_advanced_lowtrans | CCS Incentives | 2086 | 0 | 5.1373
geo_advanced_lowtrans | CCS Incentives | 2087 | 0 | 5.1373
geo_advanced_lowtrans | CCS Incentives | 2088 | 0 | 2.7733
geo_advanced_lowtrans | CCS Incentives | 2089 | 0 | 2.7733
geo_advanced_lowtrans | CCS Incentives | 2090 | 0 | 1.8091e-14
geo_advanced_lowtrans | Gen & Stor Capex | 2010 | 43.8506 | 244.9609
geo_advanced_lowtrans | Gen & Stor Capex | 2011 | 42.2836 | 243.3939
geo_advanced_lowtrans | Gen & Stor Capex | 2012 | 49.7706 | 212.7324
geo_advanced_lowtrans | Gen & Stor Capex | 2013 | 48.7194 | 211.6812
geo_advanced_lowtrans | Gen & Stor Capex | 2014 | 56.2559 | 239.6045
geo_advanced_lowtrans | Gen & Stor Capex | 2015 | 54.781 | 238.1295
geo_advanced_lowtrans | Gen & Stor Capex | 2016 | 65.2833 | 200.1972
geo_advanced_lowtrans | Gen & Stor Capex | 2017 | 64.9608 | 199.8746
geo_advanced_lowtrans | Gen & Stor Capex | 2018 | 69.6453 | 206.115
geo_advanced_lowtrans | Gen & Stor Capex | 2019 | 68.8356 | 205.3053
geo_advanced_lowtrans | Gen & Stor Capex | 2020 | 73.1682 | 187.822
geo_advanced_lowtrans | Gen & Stor Capex | 2021 | 69.8083 | 184.4622
geo_advanced_lowtrans | Gen & Stor Capex | 2022 | 84.0129 | 218.1573
geo_advanced_lowtrans | Gen & Stor Capex | 2023 | 79.8686 | 214.013
geo_advanced_lowtrans | Gen & Stor Capex | 2024 | 90.4007 | 194.6874
geo_advanced_lowtrans | Gen & Stor Capex | 2025 | 88.0241 | 192.3107
geo_advanced_lowtrans | Gen & Stor Capex | 2026 | 98.383 | 194.097
geo_advanced_lowtrans | Gen & Stor Capex | 2027 | 96.0207 | 191.7347
geo_advanced_lowtrans | Gen & Stor Capex | 2028 | 106.8109 | 196.9932
geo_advanced_lowtrans | Gen & Stor Capex | 2029 | 103.1341 | 196.7147
geo_advanced_lowtrans | Gen & Stor Capex | 2030 | 112.79 | 201.2132
geo_advanced_lowtrans | Gen & Stor Capex | 2031 | 112.79 | 201.2132
geo_advanced_lowtrans | Gen & Stor Capex | 2032 | 113.0577 | 206.153
geo_advanced_lowtrans | Gen & Stor Capex | 2033 | 113.0577 | 206.153
geo_advanced_lowtrans | Gen & Stor Capex | 2034 | 116.0682 | 214.1557
geo_advanced_lowtrans | Gen & Stor Capex | 2035 | 116.0682 | 214.1557
geo_advanced_lowtrans | Gen & Stor Capex | 2036 | 113.4734 | 218.3444
geo_advanced_lowtrans | Gen & Stor Capex | 2037 | 113.4734 | 218.3444
geo_advanced_lowtrans | Gen & Stor Capex | 2038 | 118.6207 | 227.9171
geo_advanced_lowtrans | Gen & Stor Capex | 2039 | 118.6207 | 227.9171
geo_advanced_lowtrans | Gen & Stor Capex | 2040 | 123.6696 | 236.5444
geo_advanced_lowtrans | Gen & Stor Capex | 2041 | 123.6696 | 236.5444
geo_advanced_lowtrans | Gen & Stor Capex | 2042 | 114.5579 | 228.1018
geo_advanced_lowtrans | Gen & Stor Capex | 2043 | 114.5579 | 228.1018
geo_advanced_lowtrans | Gen & Stor Capex | 2044 | 107.8587 | 228.4981
geo_advanced_lowtrans | Gen & Stor Capex | 2045 | 107.8587 | 228.4981
geo_advanced_lowtrans | Gen & Stor Capex | 2046 | 104.5708 | 234.2512
geo_advanced_lowtrans | Gen & Stor Capex | 2047 | 104.5708 | 234.2512
geo_advanced_lowtrans | Gen & Stor Capex | 2048 | 97.7207 | 237.162
geo_advanced_lowtrans | Gen & Stor Capex | 2049 | 97.7207 | 237.162
geo_advanced_lowtrans | Gen & Stor Capex | 2050 | 91.7917 | 243.7951
geo_advanced_lowtrans | Gen & Stor Capex | 2051 | 91.7917 | 243.7951
geo_advanced_lowtrans | Gen & Stor Capex | 2052 | 83.14 | 236.4226
geo_advanced_lowtrans | Gen & Stor Capex | 2053 | 83.14 | 236.4226
geo_advanced_lowtrans | Gen & Stor Capex | 2054 | 71.5221 | 225.645
geo_advanced_lowtrans | Gen & Stor Capex | 2055 | 71.5221 | 225.645
geo_advanced_lowtrans | Gen & Stor Capex | 2056 | 62.2422 | 216.821
geo_advanced_lowtrans | Gen & Stor Capex | 2057 | 62.2422 | 216.821
geo_advanced_lowtrans | Gen & Stor Capex | 2058 | 52.2137 | 208.9703
geo_advanced_lowtrans | Gen & Stor Capex | 2059 | 52.2137 | 208.9703
geo_advanced_lowtrans | Gen & Stor Capex | 2060 | 40.8767 | 197.4613
geo_advanced_lowtrans | Gen & Stor Capex | 2061 | 40.8767 | 197.4613
geo_advanced_lowtrans | Gen & Stor Capex | 2062 | 31.111 | 188.6917
geo_advanced_lowtrans | Gen & Stor Capex | 2063 | 31.111 | 188.6917
geo_advanced_lowtrans | Gen & Stor Capex | 2064 | 24.4261 | 182.2176
geo_advanced_lowtrans | Gen & Stor Capex | 2065 | 24.4261 | 182.2176
geo_advanced_lowtrans | Gen & Stor Capex | 2066 | 15.5909 | 171.8671
geo_advanced_lowtrans | Gen & Stor Capex | 2067 | 15.5909 | 171.8671
geo_advanced_lowtrans | Gen & Stor Capex | 2068 | 8.6211 | 163.4835
geo_advanced_lowtrans | Gen & Stor Capex | 2069 | 8.6211 | 163.4835
geo_advanced_lowtrans | Gen & Stor Capex | 2070 | 1.8763e-14 | 19.6381
geo_advanced_lowtrans | Gen & Stor Capex | 2071 | 1.8763e-14 | 19.6381
geo_advanced_lowtrans | Gen & Stor Capex | 2072 | 1.8763e-14 | 17.7243
geo_advanced_lowtrans | Gen & Stor Capex | 2073 | 1.8763e-14 | 17.7243
geo_advanced_lowtrans | Gen & Stor Capex | 2074 | 1.8763e-14 | 15.9242
geo_advanced_lowtrans | Gen & Stor Capex | 2075 | 1.8763e-14 | 15.9242
geo_advanced_lowtrans | Gen & Stor Capex | 2076 | 1.8763e-14 | 14.1186
geo_advanced_lowtrans | Gen & Stor Capex | 2077 | 1.8763e-14 | 14.1186
geo_advanced_lowtrans | Gen & Stor Capex | 2078 | 1.8763e-14 | 12.3403
geo_advanced_lowtrans | Gen & Stor Capex | 2079 | 1.8763e-14 | 12.3403
geo_advanced_lowtrans | Gen & Stor Capex | 2080 | 1.8763e-14 | 10.1042
geo_advanced_lowtrans | Gen & Stor Capex | 2081 | 1.8763e-14 | 10.1042
geo_advanced_lowtrans | Gen & Stor Capex | 2082 | 1.8763e-14 | 8.6109
geo_advanced_lowtrans | Gen & Stor Capex | 2083 | 1.8763e-14 | 8.6109
geo_advanced_lowtrans | Gen & Stor Capex | 2084 | 1.8763e-14 | 7.2075
geo_advanced_lowtrans | Gen & Stor Capex | 2085 | 1.8763e-14 | 7.2075
geo_advanced_lowtrans | Gen & Stor Capex | 2086 | 1.8763e-14 | 5.1373
geo_advanced_lowtrans | Gen & Stor Capex | 2087 | 1.8763e-14 | 5.1373
geo_advanced_lowtrans | Gen & Stor Capex | 2088 | 1.8763e-14 | 2.7733
geo_advanced_lowtrans | Gen & Stor Capex | 2089 | 1.8763e-14 | 2.7733
geo_advanced_lowtrans | Gen & Stor Capex | 2090 | 1.8763e-14 | 1.8091e-14
geo_advanced_lowtrans | Gen & Stor O&M | 2010 | 75.2237 | 244.9609
geo_advanced_lowtrans | Gen & Stor O&M | 2011 | 75.2237 | 243.3939
geo_advanced_lowtrans | Gen & Stor O&M | 2012 | 73.1939 | 212.7324
geo_advanced_lowtrans | Gen & Stor O&M | 2013 | 73.1939 | 211.6812
geo_advanced_lowtrans | Gen & Stor O&M | 2014 | 73.3484 | 239.6045
geo_advanced_lowtrans | Gen & Stor O&M | 2015 | 73.3484 | 238.1295
geo_advanced_lowtrans | Gen & Stor O&M | 2016 | 70.1377 | 200.1972
geo_advanced_lowtrans | Gen & Stor O&M | 2017 | 70.1377 | 199.8746
geo_advanced_lowtrans | Gen & Stor O&M | 2018 | 68.2256 | 206.115
geo_advanced_lowtrans | Gen & Stor O&M | 2019 | 68.2256 | 205.3053
geo_advanced_lowtrans | Gen & Stor O&M | 2020 | 66.9595 | 187.822
geo_advanced_lowtrans | Gen & Stor O&M | 2021 | 66.9595 | 184.4622
geo_advanced_lowtrans | Gen & Stor O&M | 2022 | 70.5646 | 218.1573
geo_advanced_lowtrans | Gen & Stor O&M | 2023 | 70.5646 | 214.013
geo_advanced_lowtrans | Gen & Stor O&M | 2024 | 69.6631 | 194.6874
geo_advanced_lowtrans | Gen & Stor O&M | 2025 | 69.6631 | 192.3107
geo_advanced_lowtrans | Gen & Stor O&M | 2026 | 72.4998 | 194.097
geo_advanced_lowtrans | Gen & Stor O&M | 2027 | 72.4998 | 191.7347
geo_advanced_lowtrans | Gen & Stor O&M | 2028 | 75.4783 | 196.9932
geo_advanced_lowtrans | Gen & Stor O&M | 2029 | 75.4783 | 196.7147
geo_advanced_lowtrans | Gen & Stor O&M | 2030 | 77.8317 | 201.2132
geo_advanced_lowtrans | Gen & Stor O&M | 2031 | 77.8317 | 201.2132
geo_advanced_lowtrans | Gen & Stor O&M | 2032 | 80.8221 | 206.153
geo_advanced_lowtrans | Gen & Stor O&M | 2033 | 80.8221 | 206.153
geo_advanced_lowtrans | Gen & Stor O&M | 2034 | 83.2852 | 214.1557
geo_advanced_lowtrans | Gen & Stor O&M | 2035 | 83.2852 | 214.1557
geo_advanced_lowtrans | Gen & Stor O&M | 2036 | 86.8947 | 218.3444
geo_advanced_lowtrans | Gen & Stor O&M | 2037 | 86.8947 | 218.3444
geo_advanced_lowtrans | Gen & Stor O&M | 2038 | 90.146 | 227.9171
geo_advanced_lowtrans | Gen & Stor O&M | 2039 | 90.146 | 227.9171
geo_advanced_lowtrans | Gen & Stor O&M | 2040 | 93.1907 | 236.5444
geo_advanced_lowtrans | Gen & Stor O&M | 2041 | 93.1907 | 236.5444
geo_advanced_lowtrans | Gen & Stor O&M | 2042 | 94.6538 | 228.1018
geo_advanced_lowtrans | Gen & Stor O&M | 2043 | 94.6538 | 228.1018
geo_advanced_lowtrans | Gen & Stor O&M | 2044 | 95.3623 | 228.4981
geo_advanced_lowtrans | Gen & Stor O&M | 2045 | 95.3623 | 228.4981
geo_advanced_lowtrans | Gen & Stor O&M | 2046 | 94.9748 | 234.2512
geo_advanced_lowtrans | Gen & Stor O&M | 2047 | 94.9748 | 234.2512
geo_advanced_lowtrans | Gen & Stor O&M | 2048 | 94.6457 | 237.162
geo_advanced_lowtrans | Gen & Stor O&M | 2049 | 94.6457 | 237.162
geo_advanced_lowtrans | Gen & Stor O&M | 2050 | 93.4003 | 243.7951
geo_advanced_lowtrans | Gen & Stor O&M | 2051 | 93.4003 | 243.7951
geo_advanced_lowtrans | Gen & Stor O&M | 2052 | 93.4003 | 236.4226
geo_advanced_lowtrans | Gen & Stor O&M | 2053 | 93.4003 | 236.4226
geo_advanced_lowtrans | Gen & Stor O&M | 2054 | 93.4003 | 225.645
geo_advanced_lowtrans | Gen & Stor O&M | 2055 | 93.4003 | 225.645
geo_advanced_lowtrans | Gen & Stor O&M | 2056 | 93.4003 | 216.821
geo_advanced_lowtrans | Gen & Stor O&M | 2057 | 93.4003 | 216.821
geo_advanced_lowtrans | Gen & Stor O&M | 2058 | 93.4003 | 208.9703
geo_advanced_lowtrans | Gen & Stor O&M | 2059 | 93.4003 | 208.9703
geo_advanced_lowtrans | Gen & Stor O&M | 2060 | 93.4003 | 197.4613
geo_advanced_lowtrans | Gen & Stor O&M | 2061 | 93.4003 | 197.4613
geo_advanced_lowtrans | Gen & Stor O&M | 2062 | 93.4003 | 188.6917
geo_advanced_lowtrans | Gen & Stor O&M | 2063 | 93.4003 | 188.6917
geo_advanced_lowtrans | Gen & Stor O&M | 2064 | 93.4003 | 182.2176
geo_advanced_lowtrans | Gen & Stor O&M | 2065 | 93.4003 | 182.2176
geo_advanced_lowtrans | Gen & Stor O&M | 2066 | 93.4003 | 171.8671
geo_advanced_lowtrans | Gen & Stor O&M | 2067 | 93.4003 | 171.8671
geo_advanced_lowtrans | Gen & Stor O&M | 2068 | 93.4003 | 163.4835
geo_advanced_lowtrans | Gen & Stor O&M | 2069 | 93.4003 | 163.4835
geo_advanced_lowtrans | Gen & Stor O&M | 2070 | 0 | 19.6381
geo_advanced_lowtrans | Gen & Stor O&M | 2071 | 0 | 19.6381
geo_advanced_lowtrans | Gen & Stor O&M | 2072 | 0 | 17.7243
geo_advanced_lowtrans | Gen & Stor O&M | 2073 | 0 | 17.7243
geo_advanced_lowtrans | Gen & Stor O&M | 2074 | 0 | 15.9242
geo_advanced_lowtrans | Gen & Stor O&M | 2075 | 0 | 15.9242
geo_advanced_lowtrans | Gen & Stor O&M | 2076 | 0 | 14.1186
geo_advanced_lowtrans | Gen & Stor O&M | 2077 | 0 | 14.1186
geo_advanced_lowtrans | Gen & Stor O&M | 2078 | 0 | 12.3403
geo_advanced_lowtrans | Gen & Stor O&M | 2079 | 0 | 12.3403
geo_advanced_lowtrans | Gen & Stor O&M | 2080 | 0 | 10.1042
geo_advanced_lowtrans | Gen & Stor O&M | 2081 | 0 | 10.1042
geo_advanced_lowtrans | Gen & Stor O&M | 2082 | 0 | 8.6109
geo_advanced_lowtrans | Gen & Stor O&M | 2083 | 0 | 8.6109
geo_advanced_lowtrans | Gen & Stor O&M | 2084 | 0 | 7.2075
geo_advanced_lowtrans | Gen & Stor O&M | 2085 | 0 | 7.2075
geo_advanced_lowtrans | Gen & Stor O&M | 2086 | 0 | 5.1373
geo_advanced_lowtrans | Gen & Stor O&M | 2087 | 0 | 5.1373
geo_advanced_lowtrans | Gen & Stor O&M | 2088 | 0 | 2.7733
geo_advanced_lowtrans | Gen & Stor O&M | 2089 | 0 | 2.7733
geo_advanced_lowtrans | Gen & Stor O&M | 2090 | 0 | 1.8091e-14
geo_advanced_lowtrans | Fuel | 2010 | 114.301 | 244.9609
geo_advanced_lowtrans | Fuel | 2011 | 114.301 | 243.3939
geo_advanced_lowtrans | Fuel | 2012 | 79.179 | 212.7324
geo_advanced_lowtrans | Fuel | 2013 | 79.179 | 211.6812
geo_advanced_lowtrans | Fuel | 2014 | 100.178 | 239.6045
geo_advanced_lowtrans | Fuel | 2015 | 100.178 | 238.1295
geo_advanced_lowtrans | Fuel | 2016 | 56.1775 | 200.1972
geo_advanced_lowtrans | Fuel | 2017 | 56.1775 | 199.8746
geo_advanced_lowtrans | Fuel | 2018 | 60.3694 | 206.115
geo_advanced_lowtrans | Fuel | 2019 | 60.3694 | 205.3053
geo_advanced_lowtrans | Fuel | 2020 | 39.313 | 187.822
geo_advanced_lowtrans | Fuel | 2021 | 39.313 | 184.4622
geo_advanced_lowtrans | Fuel | 2022 | 59.5269 | 218.1573
geo_advanced_lowtrans | Fuel | 2023 | 59.5269 | 214.013
geo_advanced_lowtrans | Fuel | 2024 | 37.7091 | 194.6874
geo_advanced_lowtrans | Fuel | 2025 | 37.7091 | 192.3107
geo_advanced_lowtrans | Fuel | 2026 | 31.5683 | 194.097
geo_advanced_lowtrans | Fuel | 2027 | 31.5683 | 191.7347
geo_advanced_lowtrans | Fuel | 2028 | 27.377 | 196.9932
geo_advanced_lowtrans | Fuel | 2029 | 27.377 | 196.7147
geo_advanced_lowtrans | Fuel | 2030 | 24.8813 | 201.2132
geo_advanced_lowtrans | Fuel | 2031 | 24.8813 | 201.2132
geo_advanced_lowtrans | Fuel | 2032 | 24.9785 | 206.153
geo_advanced_lowtrans | Fuel | 2033 | 24.9785 | 206.153
geo_advanced_lowtrans | Fuel | 2034 | 24.0248 | 214.1557
geo_advanced_lowtrans | Fuel | 2035 | 24.0248 | 214.1557
geo_advanced_lowtrans | Fuel | 2036 | 23.479 | 218.3444
geo_advanced_lowtrans | Fuel | 2037 | 23.479 | 218.3444
geo_advanced_lowtrans | Fuel | 2038 | 22.4503 | 227.9171
geo_advanced_lowtrans | Fuel | 2039 | 22.4503 | 227.9171
geo_advanced_lowtrans | Fuel | 2040 | 20.8516 | 236.5444
geo_advanced_lowtrans | Fuel | 2041 | 20.8516 | 236.5444
geo_advanced_lowtrans | Fuel | 2042 | 20.2805 | 228.1018
geo_advanced_lowtrans | Fuel | 2043 | 20.2805 | 228.1018
geo_advanced_lowtrans | Fuel | 2044 | 22.2474 | 228.4981
geo_advanced_lowtrans | Fuel | 2045 | 22.2474 | 228.4981
geo_advanced_lowtrans | Fuel | 2046 | 24.9443 | 234.2512
geo_advanced_lowtrans | Fuel | 2047 | 24.9443 | 234.2512
geo_advanced_lowtrans | Fuel | 2048 | 26.5985 | 237.162
geo_advanced_lowtrans | Fuel | 2049 | 26.5985 | 237.162
geo_advanced_lowtrans | Fuel | 2050 | 29.152 | 243.7951
geo_advanced_lowtrans | Fuel | 2051 | 29.152 | 243.7951
geo_advanced_lowtrans | Fuel | 2052 | 29.152 | 236.4226
geo_advanced_lowtrans | Fuel | 2053 | 29.152 | 236.4226
geo_advanced_lowtrans | Fuel | 2054 | 29.152 | 225.645
geo_advanced_lowtrans | Fuel | 2055 | 29.152 | 225.645
geo_advanced_lowtrans | Fuel | 2056 | 29.152 | 216.821
geo_advanced_lowtrans | Fuel | 2057 | 29.152 | 216.821
geo_advanced_lowtrans | Fuel | 2058 | 29.152 | 208.9703
geo_advanced_lowtrans | Fuel | 2059 | 29.152 | 208.9703
geo_advanced_lowtrans | Fuel | 2060 | 29.152 | 197.4613
geo_advanced_lowtrans | Fuel | 2061 | 29.152 | 197.4613
geo_advanced_lowtrans | Fuel | 2062 | 29.152 | 188.6917
geo_advanced_lowtrans | Fuel | 2063 | 29.152 | 188.6917
geo_advanced_lowtrans | Fuel | 2064 | 29.152 | 182.2176
geo_advanced_lowtrans | Fuel | 2065 | 29.152 | 182.2176
geo_advanced_lowtrans | Fuel | 2066 | 29.152 | 171.8671
geo_advanced_lowtrans | Fuel | 2067 | 29.152 | 171.8671
geo_advanced_lowtrans | Fuel | 2068 | 29.152 | 163.4835
geo_advanced_lowtrans | Fuel | 2069 | 29.152 | 163.4835
geo_advanced_lowtrans | Fuel | 2070 | 0 | 19.6381
geo_advanced_lowtrans | Fuel | 2071 | 0 | 19.6381
geo_advanced_lowtrans | Fuel | 2072 | 0 | 17.7243
geo_advanced_lowtrans | Fuel | 2073 | 0 | 17.7243
geo_advanced_lowtrans | Fuel | 2074 | 0 | 15.9242
geo_advanced_lowtrans | Fuel | 2075 | 0 | 15.9242
geo_advanced_lowtrans | Fuel | 2076 | 0 | 14.1186
geo_advanced_lowtrans | Fuel | 2077 | 0 | 14.1186
geo_advanced_lowtrans | Fuel | 2078 | 0 | 12.3403
geo_advanced_lowtrans | Fuel | 2079 | 0 | 12.3403
geo_advanced_lowtrans | Fuel | 2080 | 0 | 10.1042
geo_advanced_lowtrans | Fuel | 2081 | 0 | 10.1042
geo_advanced_lowtrans | Fuel | 2082 | 0 | 8.6109
geo_advanced_lowtrans | Fuel | 2083 | 0 | 8.6109
geo_advanced_lowtrans | Fuel | 2084 | 0 | 7.2075
geo_advanced_lowtrans | Fuel | 2085 | 0 | 7.2075
geo_advanced_lowtrans | Fuel | 2086 | 0 | 5.1373
geo_advanced_lowtrans | Fuel | 2087 | 0 | 5.1373
geo_advanced_lowtrans | Fuel | 2088 | 0 | 2.7733
geo_advanced_lowtrans | Fuel | 2089 | 0 | 2.7733
geo_advanced_lowtrans | Fuel | 2090 | 0 | 1.8091e-14
geo_advanced_lowtrans | Trans | 2010 | 0 | 244.9609
geo_advanced_lowtrans | Trans | 2011 | 0 | 243.3939
geo_advanced_lowtrans | Trans | 2012 | 0 | 212.7324
geo_advanced_lowtrans | Trans | 2013 | 0 | 211.6812
geo_advanced_lowtrans | Trans | 2014 | 0 | 239.6045
geo_advanced_lowtrans | Trans | 2015 | 0 | 238.1295
geo_advanced_lowtrans | Trans | 2016 | 0 | 200.1972
geo_advanced_lowtrans | Trans | 2017 | 0 | 199.8746
geo_advanced_lowtrans | Trans | 2018 | 0 | 206.115
geo_advanced_lowtrans | Trans | 2019 | 0 | 205.3053
geo_advanced_lowtrans | Trans | 2020 | 0 | 187.822
geo_advanced_lowtrans | Trans | 2021 | 0 | 184.4622
geo_advanced_lowtrans | Trans | 2022 | 0 | 218.1573
geo_advanced_lowtrans | Trans | 2023 | 0 | 214.013
geo_advanced_lowtrans | Trans | 2024 | 0 | 194.6874
geo_advanced_lowtrans | Trans | 2025 | 0 | 192.3107
geo_advanced_lowtrans | Trans | 2026 | 0 | 194.097
geo_advanced_lowtrans | Trans | 2027 | 0 | 191.7347
geo_advanced_lowtrans | Trans | 2028 | 0 | 196.9932
geo_advanced_lowtrans | Trans | 2029 | 3.3983 | 196.7147
geo_advanced_lowtrans | Trans | 2030 | 4.8662 | 201.2132
geo_advanced_lowtrans | Trans | 2031 | 4.8662 | 201.2132
geo_advanced_lowtrans | Trans | 2032 | 6.78 | 206.153
geo_advanced_lowtrans | Trans | 2033 | 6.78 | 206.153
geo_advanced_lowtrans | Trans | 2034 | 8.5801 | 214.1557
geo_advanced_lowtrans | Trans | 2035 | 8.5801 | 214.1557
geo_advanced_lowtrans | Trans | 2036 | 10.3857 | 218.3444
geo_advanced_lowtrans | Trans | 2037 | 10.3857 | 218.3444
geo_advanced_lowtrans | Trans | 2038 | 12.164 | 227.9171
geo_advanced_lowtrans | Trans | 2039 | 12.164 | 227.9171
geo_advanced_lowtrans | Trans | 2040 | 14.4001 | 236.5444
geo_advanced_lowtrans | Trans | 2041 | 14.4001 | 236.5444
geo_advanced_lowtrans | Trans | 2042 | 15.8934 | 228.1018
geo_advanced_lowtrans | Trans | 2043 | 15.8934 | 228.1018
geo_advanced_lowtrans | Trans | 2044 | 17.2968 | 228.4981
geo_advanced_lowtrans | Trans | 2045 | 17.2968 | 228.4981
geo_advanced_lowtrans | Trans | 2046 | 19.367 | 234.2512
geo_advanced_lowtrans | Trans | 2047 | 19.367 | 234.2512
geo_advanced_lowtrans | Trans | 2048 | 21.731 | 237.162
geo_advanced_lowtrans | Trans | 2049 | 21.731 | 237.162
geo_advanced_lowtrans | Trans | 2050 | 24.5043 | 243.7951
geo_advanced_lowtrans | Trans | 2051 | 24.5043 | 243.7951
geo_advanced_lowtrans | Trans | 2052 | 24.5043 | 236.4226
geo_advanced_lowtrans | Trans | 2053 | 24.5043 | 236.4226
geo_advanced_lowtrans | Trans | 2054 | 24.5043 | 225.645
geo_advanced_lowtrans | Trans | 2055 | 24.5043 | 225.645
geo_advanced_lowtrans | Trans | 2056 | 24.5043 | 216.821
geo_advanced_lowtrans | Trans | 2057 | 24.5043 | 216.821
geo_advanced_lowtrans | Trans | 2058 | 24.5043 | 208.9703
geo_advanced_lowtrans | Trans | 2059 | 24.5043 | 208.9703
geo_advanced_lowtrans | Trans | 2060 | 24.5043 | 197.4613
geo_advanced_lowtrans | Trans | 2061 | 24.5043 | 197.4613
geo_advanced_lowtrans | Trans | 2062 | 24.5043 | 188.6917
geo_advanced_lowtrans | Trans | 2063 | 24.5043 | 188.6917
geo_advanced_lowtrans | Trans | 2064 | 23.7854 | 182.2176
geo_advanced_lowtrans | Trans | 2065 | 23.7854 | 182.2176
geo_advanced_lowtrans | Trans | 2066 | 22.4267 | 171.8671
geo_advanced_lowtrans | Trans | 2067 | 22.4267 | 171.8671
geo_advanced_lowtrans | Trans | 2068 | 21.106 | 163.4835
geo_advanced_lowtrans | Trans | 2069 | 21.106 | 163.4835
geo_advanced_lowtrans | Trans | 2070 | 19.6381 | 19.6381
geo_advanced_lowtrans | Trans | 2071 | 19.6381 | 19.6381
geo_advanced_lowtrans | Trans | 2072 | 17.7243 | 17.7243
geo_advanced_lowtrans | Trans | 2073 | 17.7243 | 17.7243
geo_advanced_lowtrans | Trans | 2074 | 15.9242 | 15.9242
geo_advanced_lowtrans | Trans | 2075 | 15.9242 | 15.9242
geo_advanced_lowtrans | Trans | 2076 | 14.1186 | 14.1186
geo_advanced_lowtrans | Trans | 2077 | 14.1186 | 14.1186
geo_advanced_lowtrans | Trans | 2078 | 12.3403 | 12.3403
geo_advanced_lowtrans | Trans | 2079 | 12.3403 | 12.3403
geo_advanced_lowtrans | Trans | 2080 | 10.1042 | 10.1042
geo_advanced_lowtrans | Trans | 2081 | 10.1042 | 10.1042
geo_advanced_lowtrans | Trans | 2082 | 8.6109 | 8.6109
geo_advanced_lowtrans | Trans | 2083 | 8.6109 | 8.6109
geo_advanced_lowtrans | Trans | 2084 | 7.2075 | 7.2075
geo_advanced_lowtrans | Trans | 2085 | 7.2075 | 7.2075
geo_advanced_lowtrans | Trans | 2086 | 5.1373 | 5.1373
geo_advanced_lowtrans | Trans | 2087 | 5.1373 | 5.1373
geo_advanced_lowtrans | Trans | 2088 | 2.7733 | 2.7733
geo_advanced_lowtrans | Trans | 2089 | 2.7733 | 2.7733
geo_advanced_lowtrans | Trans | 2090 | -8.3267e-17 | 1.8091e-14
geo_advanced_lowtrans | POI | 2010 | 0.083054 | 244.9609
geo_advanced_lowtrans | POI | 2011 | 0.083054 | 243.3939
geo_advanced_lowtrans | POI | 2012 | 0.18766 | 212.7324
geo_advanced_lowtrans | POI | 2013 | 0.18766 | 211.6812
geo_advanced_lowtrans | POI | 2014 | 0.24715 | 239.6045
geo_advanced_lowtrans | POI | 2015 | 0.24715 | 238.1295
geo_advanced_lowtrans | POI | 2016 | 0.32575 | 200.1972
geo_advanced_lowtrans | POI | 2017 | 0.32575 | 199.8746
geo_advanced_lowtrans | POI | 2018 | 0.40059 | 206.115
geo_advanced_lowtrans | POI | 2019 | 0.40059 | 205.3053
geo_advanced_lowtrans | POI | 2020 | 0.50466 | 187.822
geo_advanced_lowtrans | POI | 2021 | 0.50466 | 184.4622
geo_advanced_lowtrans | POI | 2022 | 0.82106 | 218.1573
geo_advanced_lowtrans | POI | 2023 | 0.82106 | 214.013
geo_advanced_lowtrans | POI | 2024 | 1.0947 | 194.6874
geo_advanced_lowtrans | POI | 2025 | 1.0947 | 192.3107
geo_advanced_lowtrans | POI | 2026 | 1.4511 | 194.097
geo_advanced_lowtrans | POI | 2027 | 1.4511 | 191.7347
geo_advanced_lowtrans | POI | 2028 | 1.8532 | 196.9932
geo_advanced_lowtrans | POI | 2029 | 1.8532 | 196.7147
geo_advanced_lowtrans | POI | 2030 | 2.2554 | 201.2132
geo_advanced_lowtrans | POI | 2031 | 2.2554 | 201.2132
geo_advanced_lowtrans | POI | 2032 | 2.4162 | 206.153
geo_advanced_lowtrans | POI | 2033 | 2.4162 | 206.153
geo_advanced_lowtrans | POI | 2034 | 2.7233 | 214.1557
geo_advanced_lowtrans | POI | 2035 | 2.7233 | 214.1557
geo_advanced_lowtrans | POI | 2036 | 2.9586 | 218.3444
geo_advanced_lowtrans | POI | 2037 | 2.9586 | 218.3444
geo_advanced_lowtrans | POI | 2038 | 3.2229 | 227.9171
geo_advanced_lowtrans | POI | 2039 | 3.2229 | 227.9171
geo_advanced_lowtrans | POI | 2040 | 3.4922 | 236.5444
geo_advanced_lowtrans | POI | 2041 | 3.4922 | 236.5444
geo_advanced_lowtrans | POI | 2042 | 3.4116 | 228.1018
geo_advanced_lowtrans | POI | 2043 | 3.4116 | 228.1018
geo_advanced_lowtrans | POI | 2044 | 3.2293 | 228.4981
geo_advanced_lowtrans | POI | 2045 | 3.2293 | 228.4981
geo_advanced_lowtrans | POI | 2046 | 2.9806 | 234.2512
geo_advanced_lowtrans | POI | 2047 | 2.9806 | 234.2512
geo_advanced_lowtrans | POI | 2048 | 2.6344 | 237.162
geo_advanced_lowtrans | POI | 2049 | 2.6344 | 237.162
geo_advanced_lowtrans | POI | 2050 | 2.2342 | 243.7951
geo_advanced_lowtrans | POI | 2051 | 2.2342 | 243.7951
geo_advanced_lowtrans | POI | 2052 | 1.9689 | 236.4226
geo_advanced_lowtrans | POI | 2053 | 1.9689 | 236.4226
geo_advanced_lowtrans | POI | 2054 | 1.6023 | 225.645
geo_advanced_lowtrans | POI | 2055 | 1.6023 | 225.645
geo_advanced_lowtrans | POI | 2056 | 1.2884 | 216.821
geo_advanced_lowtrans | POI | 2057 | 1.2884 | 216.821
geo_advanced_lowtrans | POI | 2058 | 0.94926 | 208.9703
geo_advanced_lowtrans | POI | 2059 | 0.94926 | 208.9703
geo_advanced_lowtrans | POI | 2060 | 0.57587 | 197.4613
geo_advanced_lowtrans | POI | 2061 | 0.57587 | 197.4613
geo_advanced_lowtrans | POI | 2062 | 0.34012 | 188.6917
geo_advanced_lowtrans | POI | 2063 | 0.34012 | 188.6917
geo_advanced_lowtrans | POI | 2064 | 0.24883 | 182.2176
geo_advanced_lowtrans | POI | 2065 | 0.24883 | 182.2176
geo_advanced_lowtrans | POI | 2066 | 0.14099 | 171.8671
geo_advanced_lowtrans | POI | 2067 | 0.14099 | 171.8671
geo_advanced_lowtrans | POI | 2068 | 0.085151 | 163.4835
geo_advanced_lowtrans | POI | 2069 | 0.085151 | 163.4835
geo_advanced_lowtrans | POI | 2070 | 2.498e-16 | 19.6381
geo_advanced_lowtrans | POI | 2071 | 2.498e-16 | 19.6381
geo_advanced_lowtrans | POI | 2072 | 2.498e-16 | 17.7243
geo_advanced_lowtrans | POI | 2073 | 2.498e-16 | 17.7243
geo_advanced_lowtrans | POI | 2074 | 2.498e-16 | 15.9242
geo_advanced_lowtrans | POI | 2075 | 2.498e-16 | 15.9242
geo_advanced_lowtrans | POI | 2076 | 2.498e-16 | 14.1186
geo_advanced_lowtrans | POI | 2077 | 2.498e-16 | 14.1186
geo_advanced_lowtrans | POI | 2078 | 2.498e-16 | 12.3403
geo_advanced_lowtrans | POI | 2079 | 2.498e-16 | 12.3403
geo_advanced_lowtrans | POI | 2080 | 2.498e-16 | 10.1042
geo_advanced_lowtrans | POI | 2081 | 2.498e-16 | 10.1042
geo_advanced_lowtrans | POI | 2082 | 2.498e-16 | 8.6109
geo_advanced_lowtrans | POI | 2083 | 2.498e-16 | 8.6109
geo_advanced_lowtrans | POI | 2084 | 2.498e-16 | 7.2075
geo_advanced_lowtrans | POI | 2085 | 2.498e-16 | 7.2075
geo_advanced_lowtrans | POI | 2086 | 2.498e-16 | 5.1373
geo_advanced_lowtrans | POI | 2087 | 2.498e-16 | 5.1373
geo_advanced_lowtrans | POI | 2088 | 2.498e-16 | 2.7733
geo_advanced_lowtrans | POI | 2089 | 2.498e-16 | 2.7733
geo_advanced_lowtrans | POI | 2090 | 2.498e-16 | 1.8091e-14
geo_advanced_lowtrans | Spur | 2010 | 0.051182 | 244.9609
geo_advanced_lowtrans | Spur | 2011 | 0.051182 | 243.3939
geo_advanced_lowtrans | Spur | 2012 | 0.27302 | 212.7324
geo_advanced_lowtrans | Spur | 2013 | 0.27302 | 211.6812
geo_advanced_lowtrans | Spur | 2014 | 0.37329 | 239.6045
geo_advanced_lowtrans | Spur | 2015 | 0.37329 | 238.1295
geo_advanced_lowtrans | Spur | 2016 | 0.61234 | 200.1972
geo_advanced_lowtrans | Spur | 2017 | 0.61234 | 199.8746
geo_advanced_lowtrans | Spur | 2018 | 0.78833 | 206.115
geo_advanced_lowtrans | Spur | 2019 | 0.78833 | 205.3053
geo_advanced_lowtrans | Spur | 2020 | 1.1296 | 187.822
geo_advanced_lowtrans | Spur | 2021 | 1.1296 | 184.4622
geo_advanced_lowtrans | Spur | 2022 | 2.3589 | 218.1573
geo_advanced_lowtrans | Spur | 2023 | 2.3589 | 214.013
geo_advanced_lowtrans | Spur | 2024 | 3.781 | 194.6874
geo_advanced_lowtrans | Spur | 2025 | 3.781 | 192.3107
geo_advanced_lowtrans | Spur | 2026 | 5.1076 | 194.097
geo_advanced_lowtrans | Spur | 2027 | 5.1076 | 191.7347
geo_advanced_lowtrans | Spur | 2028 | 6.3799 | 196.9932
geo_advanced_lowtrans | Spur | 2029 | 6.3799 | 196.7147
geo_advanced_lowtrans | Spur | 2030 | 7.8073 | 201.2132
geo_advanced_lowtrans | Spur | 2031 | 7.8073 | 201.2132
geo_advanced_lowtrans | Spur | 2032 | 8.3004 | 206.153
geo_advanced_lowtrans | Spur | 2033 | 8.3004 | 206.153
geo_advanced_lowtrans | Spur | 2034 | 9.5337 | 214.1557
geo_advanced_lowtrans | Spur | 2035 | 9.5337 | 214.1557
geo_advanced_lowtrans | Spur | 2036 | 10.3389 | 218.3444
geo_advanced_lowtrans | Spur | 2037 | 10.3389 | 218.3444
geo_advanced_lowtrans | Spur | 2038 | 11.2132 | 227.9171
geo_advanced_lowtrans | Spur | 2039 | 11.2132 | 227.9171
geo_advanced_lowtrans | Spur | 2040 | 12.2725 | 236.5444
geo_advanced_lowtrans | Spur | 2041 | 12.2725 | 236.5444
geo_advanced_lowtrans | Spur | 2042 | 11.8983 | 228.1018
geo_advanced_lowtrans | Spur | 2043 | 11.8983 | 228.1018
geo_advanced_lowtrans | Spur | 2044 | 10.6536 | 228.4981
geo_advanced_lowtrans | Spur | 2045 | 10.6536 | 228.4981
geo_advanced_lowtrans | Spur | 2046 | 9.4541 | 234.2512
geo_advanced_lowtrans | Spur | 2047 | 9.4541 | 234.2512
geo_advanced_lowtrans | Spur | 2048 | 8.2191 | 237.162
geo_advanced_lowtrans | Spur | 2049 | 8.2191 | 237.162
geo_advanced_lowtrans | Spur | 2050 | 6.8055 | 243.7951
geo_advanced_lowtrans | Spur | 2051 | 6.8055 | 243.7951
geo_advanced_lowtrans | Spur | 2052 | 6.0906 | 236.4226
geo_advanced_lowtrans | Spur | 2053 | 6.0906 | 236.4226
geo_advanced_lowtrans | Spur | 2054 | 4.757 | 225.645
geo_advanced_lowtrans | Spur | 2055 | 4.757 | 225.645
geo_advanced_lowtrans | Spur | 2056 | 3.7127 | 216.821
geo_advanced_lowtrans | Spur | 2057 | 3.7127 | 216.821
geo_advanced_lowtrans | Spur | 2058 | 2.6625 | 208.9703
geo_advanced_lowtrans | Spur | 2059 | 2.6625 | 208.9703
geo_advanced_lowtrans | Spur | 2060 | 1.2619 | 197.4613
geo_advanced_lowtrans | Spur | 2061 | 1.2619 | 197.4613
geo_advanced_lowtrans | Spur | 2062 | 0.40678 | 188.6917
geo_advanced_lowtrans | Spur | 2063 | 0.40678 | 188.6917
geo_advanced_lowtrans | Spur | 2064 | 0.22936 | 182.2176
geo_advanced_lowtrans | Spur | 2065 | 0.22936 | 182.2176
geo_advanced_lowtrans | Spur | 2066 | 0.1023 | 171.8671
geo_advanced_lowtrans | Spur | 2067 | 0.1023 | 171.8671
geo_advanced_lowtrans | Spur | 2068 | 0.065048 | 163.4835
geo_advanced_lowtrans | Spur | 2069 | 0.065048 | 163.4835
geo_advanced_lowtrans | Spur | 2070 | 4.996e-16 | 19.6381
geo_advanced_lowtrans | Spur | 2071 | 4.996e-16 | 19.6381
geo_advanced_lowtrans | Spur | 2072 | 4.996e-16 | 17.7243
geo_advanced_lowtrans | Spur | 2073 | 4.996e-16 | 17.7243
geo_advanced_lowtrans | Spur | 2074 | 4.996e-16 | 15.9242
geo_advanced_lowtrans | Spur | 2075 | 4.996e-16 | 15.9242
geo_advanced_lowtrans | Spur | 2076 | 4.996e-16 | 14.1186
geo_advanced_lowtrans | Spur | 2077 | 4.996e-16 | 14.1186
geo_advanced_lowtrans | Spur | 2078 | 4.996e-16 | 12.3403
geo_advanced_lowtrans | Spur | 2079 | 4.996e-16 | 12.3403
geo_advanced_lowtrans | Spur | 2080 | 4.996e-16 | 10.1042
geo_advanced_lowtrans | Spur | 2081 | 4.996e-16 | 10.1042
geo_advanced_lowtrans | Spur | 2082 | 4.996e-16 | 8.6109
geo_advanced_lowtrans | Spur | 2083 | 4.996e-16 | 8.6109
geo_advanced_lowtrans | Spur | 2084 | 4.996e-16 | 7.2075
geo_advanced_lowtrans | Spur | 2085 | 4.996e-16 | 7.2075
geo_advanced_lowtrans | Spur | 2086 | 4.996e-16 | 5.1373
geo_advanced_lowtrans | Spur | 2087 | 4.996e-16 | 5.1373
geo_advanced_lowtrans | Spur | 2088 | 4.996e-16 | 2.7733
geo_advanced_lowtrans | Spur | 2089 | 4.996e-16 | 2.7733
geo_advanced_lowtrans | Spur | 2090 | 4.996e-16 | 1.8091e-14
geo_advanced_lowtrans | Trans O&M | 2010 | 11.7401 | 244.9609
geo_advanced_lowtrans | Trans O&M | 2011 | 11.7401 | 243.3939
geo_advanced_lowtrans | Trans O&M | 2012 | 11.7724 | 212.7324
geo_advanced_lowtrans | Trans O&M | 2013 | 11.7724 | 211.6812
geo_advanced_lowtrans | Trans O&M | 2014 | 11.7893 | 239.6045
geo_advanced_lowtrans | Trans O&M | 2015 | 11.7893 | 238.1295
geo_advanced_lowtrans | Trans O&M | 2016 | 11.8106 | 200.1972
geo_advanced_lowtrans | Trans O&M | 2017 | 11.8106 | 199.8746
geo_advanced_lowtrans | Trans O&M | 2018 | 11.8346 | 206.115
geo_advanced_lowtrans | Trans O&M | 2019 | 11.8346 | 205.3053
geo_advanced_lowtrans | Trans O&M | 2020 | 11.8622 | 187.822
geo_advanced_lowtrans | Trans O&M | 2021 | 11.8622 | 184.4622
geo_advanced_lowtrans | Trans O&M | 2022 | 11.9655 | 218.1573
geo_advanced_lowtrans | Trans O&M | 2023 | 11.9655 | 214.013
geo_advanced_lowtrans | Trans O&M | 2024 | 12.1506 | 194.6874
geo_advanced_lowtrans | Trans O&M | 2025 | 12.1506 | 192.3107
geo_advanced_lowtrans | Trans O&M | 2026 | 12.4191 | 194.097
geo_advanced_lowtrans | Trans O&M | 2027 | 12.4191 | 191.7347
geo_advanced_lowtrans | Trans O&M | 2028 | 12.6949 | 196.9932
geo_advanced_lowtrans | Trans O&M | 2029 | 12.6949 | 196.7147
geo_advanced_lowtrans | Trans O&M | 2030 | 13.0032 | 201.2132
geo_advanced_lowtrans | Trans O&M | 2031 | 13.0032 | 201.2132
geo_advanced_lowtrans | Trans O&M | 2032 | 13.2987 | 206.153
geo_advanced_lowtrans | Trans O&M | 2033 | 13.2987 | 206.153
geo_advanced_lowtrans | Trans O&M | 2034 | 13.6183 | 214.1557
geo_advanced_lowtrans | Trans O&M | 2035 | 13.6183 | 214.1557
geo_advanced_lowtrans | Trans O&M | 2036 | 13.9192 | 218.3444
geo_advanced_lowtrans | Trans O&M | 2037 | 13.9192 | 218.3444
geo_advanced_lowtrans | Trans O&M | 2038 | 14.231 | 227.9171
geo_advanced_lowtrans | Trans O&M | 2039 | 14.231 | 227.9171
geo_advanced_lowtrans | Trans O&M | 2040 | 14.5983 | 236.5444
geo_advanced_lowtrans | Trans O&M | 2041 | 14.5983 | 236.5444
geo_advanced_lowtrans | Trans O&M | 2042 | 14.8366 | 228.1018
geo_advanced_lowtrans | Trans O&M | 2043 | 14.8366 | 228.1018
geo_advanced_lowtrans | Trans O&M | 2044 | 15.0152 | 228.4981
geo_advanced_lowtrans | Trans O&M | 2045 | 15.0152 | 228.4981
geo_advanced_lowtrans | Trans O&M | 2046 | 15.2678 | 234.2512
geo_advanced_lowtrans | Trans O&M | 2047 | 15.2678 | 234.2512
geo_advanced_lowtrans | Trans O&M | 2048 | 15.5356 | 237.162
geo_advanced_lowtrans | Trans O&M | 2049 | 15.5356 | 237.162
geo_advanced_lowtrans | Trans O&M | 2050 | 15.8621 | 243.7951
geo_advanced_lowtrans | Trans O&M | 2051 | 15.8621 | 243.7951
geo_advanced_lowtrans | Trans O&M | 2052 | 15.8621 | 236.4226
geo_advanced_lowtrans | Trans O&M | 2053 | 15.8621 | 236.4226
geo_advanced_lowtrans | Trans O&M | 2054 | 15.8621 | 225.645
geo_advanced_lowtrans | Trans O&M | 2055 | 15.8621 | 225.645
geo_advanced_lowtrans | Trans O&M | 2056 | 15.8621 | 216.821
geo_advanced_lowtrans | Trans O&M | 2057 | 15.8621 | 216.821
geo_advanced_lowtrans | Trans O&M | 2058 | 15.8621 | 208.9703
geo_advanced_lowtrans | Trans O&M | 2059 | 15.8621 | 208.9703
geo_advanced_lowtrans | Trans O&M | 2060 | 15.8621 | 197.4613
geo_advanced_lowtrans | Trans O&M | 2061 | 15.8621 | 197.4613
geo_advanced_lowtrans | Trans O&M | 2062 | 15.8621 | 188.6917
geo_advanced_lowtrans | Trans O&M | 2063 | 15.8621 | 188.6917
geo_advanced_lowtrans | Trans O&M | 2064 | 15.8621 | 182.2176
geo_advanced_lowtrans | Trans O&M | 2065 | 15.8621 | 182.2176
geo_advanced_lowtrans | Trans O&M | 2066 | 15.8621 | 171.8671
geo_advanced_lowtrans | Trans O&M | 2067 | 15.8621 | 171.8671
geo_advanced_lowtrans | Trans O&M | 2068 | 15.8621 | 163.4835
geo_advanced_lowtrans | Trans O&M | 2069 | 15.8621 | 163.4835
geo_advanced_lowtrans | Trans O&M | 2070 | 0 | 19.6381
geo_advanced_lowtrans | Trans O&M | 2071 | 0 | 19.6381
geo_advanced_lowtrans | Trans O&M | 2072 | 0 | 17.7243
geo_advanced_lowtrans | Trans O&M | 2073 | 0 | 17.7243
geo_advanced_lowtrans | Trans O&M | 2074 | 0 | 15.9242
geo_advanced_lowtrans | Trans O&M | 2075 | 0 | 15.9242
geo_advanced_lowtrans | Trans O&M | 2076 | 0 | 14.1186
geo_advanced_lowtrans | Trans O&M | 2077 | 0 | 14.1186
geo_advanced_lowtrans | Trans O&M | 2078 | 0 | 12.3403
geo_advanced_lowtrans | Trans O&M | 2079 | 0 | 12.3403
geo_advanced_lowtrans | Trans O&M | 2080 | 0 | 10.1042
geo_advanced_lowtrans | Trans O&M | 2081 | 0 | 10.1042
geo_advanced_lowtrans | Trans O&M | 2082 | 0 | 8.6109
geo_advanced_lowtrans | Trans O&M | 2083 | 0 | 8.6109
geo_advanced_lowtrans | Trans O&M | 2084 | 0 | 7.2075
geo_advanced_lowtrans | Trans O&M | 2085 | 0 | 7.2075
geo_advanced_lowtrans | Trans O&M | 2086 | 0 | 5.1373
geo_advanced_lowtrans | Trans O&M | 2087 | 0 | 5.1373
geo_advanced_lowtrans | Trans O&M | 2088 | 0 | 2.7733
geo_advanced_lowtrans | Trans O&M | 2089 | 0 | 2.7733
geo_advanced_lowtrans | Trans O&M | 2090 | 0 | 1.8091e-14
geo_advanced_lowtrans | CO2 T&S Capex | 2010 | 0 | 244.9609
geo_advanced_lowtrans | CO2 T&S Capex | 2011 | 0 | 243.3939
geo_advanced_lowtrans | CO2 T&S Capex | 2012 | 0 | 212.7324
geo_advanced_lowtrans | CO2 T&S Capex | 2013 | 0 | 211.6812
geo_advanced_lowtrans | CO2 T&S Capex | 2014 | 0 | 239.6045
geo_advanced_lowtrans | CO2 T&S Capex | 2015 | 0 | 238.1295
geo_advanced_lowtrans | CO2 T&S Capex | 2016 | 0 | 200.1972
geo_advanced_lowtrans | CO2 T&S Capex | 2017 | 0 | 199.8746
geo_advanced_lowtrans | CO2 T&S Capex | 2018 | 0 | 206.115
geo_advanced_lowtrans | CO2 T&S Capex | 2019 | 0 | 205.3053
geo_advanced_lowtrans | CO2 T&S Capex | 2020 | 0 | 187.822
geo_advanced_lowtrans | CO2 T&S Capex | 2021 | 0 | 184.4622
geo_advanced_lowtrans | CO2 T&S Capex | 2022 | 0 | 218.1573
geo_advanced_lowtrans | CO2 T&S Capex | 2023 | 0 | 214.013
geo_advanced_lowtrans | CO2 T&S Capex | 2024 | 0 | 194.6874
geo_advanced_lowtrans | CO2 T&S Capex | 2025 | 0 | 192.3107
geo_advanced_lowtrans | CO2 T&S Capex | 2026 | 0 | 194.097
geo_advanced_lowtrans | CO2 T&S Capex | 2027 | 0 | 191.7347
geo_advanced_lowtrans | CO2 T&S Capex | 2028 | 0.41341 | 196.9932
geo_advanced_lowtrans | CO2 T&S Capex | 2029 | 0.41341 | 196.7147
geo_advanced_lowtrans | CO2 T&S Capex | 2030 | 0.41341 | 201.2132
geo_advanced_lowtrans | CO2 T&S Capex | 2031 | 0.41341 | 201.2132
geo_advanced_lowtrans | CO2 T&S Capex | 2032 | 0.41341 | 206.153
geo_advanced_lowtrans | CO2 T&S Capex | 2033 | 0.41341 | 206.153
geo_advanced_lowtrans | CO2 T&S Capex | 2034 | 0.41341 | 214.1557
geo_advanced_lowtrans | CO2 T&S Capex | 2035 | 0.41341 | 214.1557
geo_advanced_lowtrans | CO2 T&S Capex | 2036 | 0.41341 | 218.3444
geo_advanced_lowtrans | CO2 T&S Capex | 2037 | 0.41341 | 218.3444
geo_advanced_lowtrans | CO2 T&S Capex | 2038 | 0.41312 | 227.9171
geo_advanced_lowtrans | CO2 T&S Capex | 2039 | 0.41312 | 227.9171
geo_advanced_lowtrans | CO2 T&S Capex | 2040 | 0.025938 | 236.5444
geo_advanced_lowtrans | CO2 T&S Capex | 2041 | 0.025938 | 236.5444
geo_advanced_lowtrans | CO2 T&S Capex | 2042 | 0.027288 | 228.1018
geo_advanced_lowtrans | CO2 T&S Capex | 2043 | 0.027288 | 228.1018
geo_advanced_lowtrans | CO2 T&S Capex | 2044 | 0.028312 | 228.4981
geo_advanced_lowtrans | CO2 T&S Capex | 2045 | 0.028312 | 228.4981
geo_advanced_lowtrans | CO2 T&S Capex | 2046 | 0.062108 | 234.2512
geo_advanced_lowtrans | CO2 T&S Capex | 2047 | 0.062108 | 234.2512
geo_advanced_lowtrans | CO2 T&S Capex | 2048 | 0.062108 | 237.162
geo_advanced_lowtrans | CO2 T&S Capex | 2049 | 0.062108 | 237.162
geo_advanced_lowtrans | CO2 T&S Capex | 2050 | 0.062108 | 243.7951
geo_advanced_lowtrans | CO2 T&S Capex | 2051 | 0.062108 | 243.7951
geo_advanced_lowtrans | CO2 T&S Capex | 2052 | 0.062108 | 236.4226
geo_advanced_lowtrans | CO2 T&S Capex | 2053 | 0.062108 | 236.4226
geo_advanced_lowtrans | CO2 T&S Capex | 2054 | 0.062108 | 225.645
geo_advanced_lowtrans | CO2 T&S Capex | 2055 | 0.062108 | 225.645
geo_advanced_lowtrans | CO2 T&S Capex | 2056 | 0.062108 | 216.821
geo_advanced_lowtrans | CO2 T&S Capex | 2057 | 0.062108 | 216.821
geo_advanced_lowtrans | CO2 T&S Capex | 2058 | 0.062108 | 208.9703
geo_advanced_lowtrans | CO2 T&S Capex | 2059 | 0.062108 | 208.9703
geo_advanced_lowtrans | CO2 T&S Capex | 2060 | 0.062108 | 197.4613
geo_advanced_lowtrans | CO2 T&S Capex | 2061 | 0.062108 | 197.4613
geo_advanced_lowtrans | CO2 T&S Capex | 2062 | 0.062108 | 188.6917
geo_advanced_lowtrans | CO2 T&S Capex | 2063 | 0.062108 | 188.6917
geo_advanced_lowtrans | CO2 T&S Capex | 2064 | 0.062108 | 182.2176
geo_advanced_lowtrans | CO2 T&S Capex | 2065 | 0.062108 | 182.2176
geo_advanced_lowtrans | CO2 T&S Capex | 2066 | 0.062108 | 171.8671
geo_advanced_lowtrans | CO2 T&S Capex | 2067 | 0.062108 | 171.8671
geo_advanced_lowtrans | CO2 T&S Capex | 2068 | 0.062108 | 163.4835
geo_advanced_lowtrans | CO2 T&S Capex | 2069 | 0.062108 | 163.4835
geo_advanced_lowtrans | CO2 T&S Capex | 2070 | 0 | 19.6381
geo_advanced_lowtrans | CO2 T&S Capex | 2071 | 0 | 19.6381
geo_advanced_lowtrans | CO2 T&S Capex | 2072 | 0 | 17.7243
geo_advanced_lowtrans | CO2 T&S Capex | 2073 | 0 | 17.7243
geo_advanced_lowtrans | CO2 T&S Capex | 2074 | 0 | 15.9242
geo_advanced_lowtrans | CO2 T&S Capex | 2075 | 0 | 15.9242
geo_advanced_lowtrans | CO2 T&S Capex | 2076 | 0 | 14.1186
geo_advanced_lowtrans | CO2 T&S Capex | 2077 | 0 | 14.1186
geo_advanced_lowtrans | CO2 T&S Capex | 2078 | 0 | 12.3403
geo_advanced_lowtrans | CO2 T&S Capex | 2079 | 0 | 12.3403
geo_advanced_lowtrans | CO2 T&S Capex | 2080 | 0 | 10.1042
geo_advanced_lowtrans | CO2 T&S Capex | 2081 | 0 | 10.1042
geo_advanced_lowtrans | CO2 T&S Capex | 2082 | 0 | 8.6109
geo_advanced_lowtrans | CO2 T&S Capex | 2083 | 0 | 8.6109
geo_advanced_lowtrans | CO2 T&S Capex | 2084 | 0 | 7.2075
geo_advanced_lowtrans | CO2 T&S Capex | 2085 | 0 | 7.2075
geo_advanced_lowtrans | CO2 T&S Capex | 2086 | 0 | 5.1373
geo_advanced_lowtrans | CO2 T&S Capex | 2087 | 0 | 5.1373
geo_advanced_lowtrans | CO2 T&S Capex | 2088 | 0 | 2.7733
geo_advanced_lowtrans | CO2 T&S Capex | 2089 | 0 | 2.7733
geo_advanced_lowtrans | CO2 T&S Capex | 2090 | 0 | 1.8091e-14
geo_advanced_lowtrans | ACP | 2010 | 0 | 244.9609
geo_advanced_lowtrans | ACP | 2011 | 0 | 243.3939
geo_advanced_lowtrans | ACP | 2012 | 0 | 212.7324
geo_advanced_lowtrans | ACP | 2013 | 0 | 211.6812
geo_advanced_lowtrans | ACP | 2014 | 0 | 239.6045
geo_advanced_lowtrans | ACP | 2015 | 0 | 238.1295
geo_advanced_lowtrans | ACP | 2016 | 0 | 200.1972
geo_advanced_lowtrans | ACP | 2017 | 0 | 199.8746
geo_advanced_lowtrans | ACP | 2018 | 0 | 206.115
geo_advanced_lowtrans | ACP | 2019 | 0 | 205.3053
geo_advanced_lowtrans | ACP | 2020 | 1.5923 | 187.822
geo_advanced_lowtrans | ACP | 2021 | 1.5923 | 184.4622
geo_advanced_lowtrans | ACP | 2022 | 0.00090959 | 218.1573
geo_advanced_lowtrans | ACP | 2023 | 0.00090959 | 214.013
geo_advanced_lowtrans | ACP | 2024 | 0.00078176 | 194.6874
geo_advanced_lowtrans | ACP | 2025 | 0.00078176 | 192.3107
geo_advanced_lowtrans | ACP | 2026 | 0.00060125 | 194.097
geo_advanced_lowtrans | ACP | 2027 | 0.00060125 | 191.7347
geo_advanced_lowtrans | ACP | 2028 | 0.00052569 | 196.9932
geo_advanced_lowtrans | ACP | 2029 | 0.00052569 | 196.7147
geo_advanced_lowtrans | ACP | 2030 | 0.00028283 | 201.2132
geo_advanced_lowtrans | ACP | 2031 | 0.00028283 | 201.2132
geo_advanced_lowtrans | ACP | 2032 | 0.00028283 | 206.153
geo_advanced_lowtrans | ACP | 2033 | 0.00028283 | 206.153
geo_advanced_lowtrans | ACP | 2034 | 0.00028283 | 214.1557
geo_advanced_lowtrans | ACP | 2035 | 0.00028283 | 214.1557
geo_advanced_lowtrans | ACP | 2036 | 0.00029487 | 218.3444
geo_advanced_lowtrans | ACP | 2037 | 0.00029487 | 218.3444
geo_advanced_lowtrans | ACP | 2038 | 0.00031016 | 227.9171
geo_advanced_lowtrans | ACP | 2039 | 0.00031016 | 227.9171
geo_advanced_lowtrans | ACP | 2040 | 0.00029055 | 236.5444
geo_advanced_lowtrans | ACP | 2041 | 0.00029055 | 236.5444
geo_advanced_lowtrans | ACP | 2042 | 0.00029055 | 228.1018
geo_advanced_lowtrans | ACP | 2043 | 0.00029055 | 228.1018
geo_advanced_lowtrans | ACP | 2044 | 0.042294 | 228.4981
geo_advanced_lowtrans | ACP | 2045 | 0.042294 | 228.4981
geo_advanced_lowtrans | ACP | 2046 | 0.13358 | 234.2512
geo_advanced_lowtrans | ACP | 2047 | 0.13358 | 234.2512
geo_advanced_lowtrans | ACP | 2048 | 0.19047 | 237.162
geo_advanced_lowtrans | ACP | 2049 | 0.19047 | 237.162
geo_advanced_lowtrans | ACP | 2050 | 0.38504 | 243.7951
geo_advanced_lowtrans | ACP | 2051 | 0.38504 | 243.7951
geo_advanced_lowtrans | ACP | 2052 | 0.38504 | 236.4226
geo_advanced_lowtrans | ACP | 2053 | 0.38504 | 236.4226
geo_advanced_lowtrans | ACP | 2054 | 0.38504 | 225.645
geo_advanced_lowtrans | ACP | 2055 | 0.38504 | 225.645
geo_advanced_lowtrans | ACP | 2056 | 0.38504 | 216.821
geo_advanced_lowtrans | ACP | 2057 | 0.38504 | 216.821
geo_advanced_lowtrans | ACP | 2058 | 0.38504 | 208.9703
geo_advanced_lowtrans | ACP | 2059 | 0.38504 | 208.9703
geo_advanced_lowtrans | ACP | 2060 | 0.38504 | 197.4613
geo_advanced_lowtrans | ACP | 2061 | 0.38504 | 197.4613
geo_advanced_lowtrans | ACP | 2062 | 0.38504 | 188.6917
geo_advanced_lowtrans | ACP | 2063 | 0.38504 | 188.6917
geo_advanced_lowtrans | ACP | 2064 | 0.38504 | 182.2176
geo_advanced_lowtrans | ACP | 2065 | 0.38504 | 182.2176
geo_advanced_lowtrans | ACP | 2066 | 0.38504 | 171.8671
geo_advanced_lowtrans | ACP | 2067 | 0.38504 | 171.8671
geo_advanced_lowtrans | ACP | 2068 | 0.38504 | 163.4835
geo_advanced_lowtrans | ACP | 2069 | 0.38504 | 163.4835
geo_advanced_lowtrans | ACP | 2070 | 0 | 19.6381
geo_advanced_lowtrans | ACP | 2071 | 0 | 19.6381
geo_advanced_lowtrans | ACP | 2072 | 0 | 17.7243
geo_advanced_lowtrans | ACP | 2073 | 0 | 17.7243
geo_advanced_lowtrans | ACP | 2074 | 0 | 15.9242
geo_advanced_lowtrans | ACP | 2075 | 0 | 15.9242
geo_advanced_lowtrans | ACP | 2076 | 0 | 14.1186
geo_advanced_lowtrans | ACP | 2077 | 0 | 14.1186
geo_advanced_lowtrans | ACP | 2078 | 0 | 12.3403
geo_advanced_lowtrans | ACP | 2079 | 0 | 12.3403
geo_advanced_lowtrans | ACP | 2080 | 0 | 10.1042
geo_advanced_lowtrans | ACP | 2081 | 0 | 10.1042
geo_advanced_lowtrans | ACP | 2082 | 0 | 8.6109
geo_advanced_lowtrans | ACP | 2083 | 0 | 8.6109
geo_advanced_lowtrans | ACP | 2084 | 0 | 7.2075
geo_advanced_lowtrans | ACP | 2085 | 0 | 7.2075
geo_advanced_lowtrans | ACP | 2086 | 0 | 5.1373
geo_advanced_lowtrans | ACP | 2087 | 0 | 5.1373
geo_advanced_lowtrans | ACP | 2088 | 0 | 2.7733
geo_advanced_lowtrans | ACP | 2089 | 0 | 2.7733
geo_advanced_lowtrans | ACP | 2090 | 0 | 1.8091e-14

## 30_Hydrogen Production (Million
tech | region | year | Production (Million tonnes) | scenario

## 31_Hydrogen Price ($ per kg)
product | year | Price ($/kg) | scenario

## 32_Final Wind Capacity (GW)
scenario | rs | Capacity (GW)
geo_advanced_lowtrans | s1 | 0.006
geo_advanced_lowtrans | s100 | 0.26899
geo_advanced_lowtrans | s101 | 0.432
geo_advanced_lowtrans | s102 | 0.3204
geo_advanced_lowtrans | s104 | 3.0939
geo_advanced_lowtrans | s107 | 1.1165
geo_advanced_lowtrans | s108 | 1.2819
geo_advanced_lowtrans | s109 | 0.31092
geo_advanced_lowtrans | s110 | 0.47289
geo_advanced_lowtrans | s111 | 0
geo_advanced_lowtrans | s112 | 1.089
geo_advanced_lowtrans | s114 | 0.85949
geo_advanced_lowtrans | s115 | 0.125
geo_advanced_lowtrans | s116 | 0.62546
geo_advanced_lowtrans | s117 | 0.4591
geo_advanced_lowtrans | s118 | 0.62708
geo_advanced_lowtrans | s119 | 2.6916
geo_advanced_lowtrans | s12 | 0.16971
geo_advanced_lowtrans | s120 | 0.4219
geo_advanced_lowtrans | s121 | 4.3416
geo_advanced_lowtrans | s122 | 0.033635
geo_advanced_lowtrans | s123 | 1.4563
geo_advanced_lowtrans | s124 | 0.81864
geo_advanced_lowtrans | s125 | 0.025
geo_advanced_lowtrans | s127 | 0
geo_advanced_lowtrans | s128 | 0.91093
geo_advanced_lowtrans | s129 | 0.073701
geo_advanced_lowtrans | s130 | 0.27206
geo_advanced_lowtrans | s131 | 0.11934
geo_advanced_lowtrans | s132 | 12.4224
geo_advanced_lowtrans | s133 | 0.2693
geo_advanced_lowtrans | s134 | 5.7901
geo_advanced_lowtrans | s135 | 0.057241
geo_advanced_lowtrans | s136 | 3.5778
geo_advanced_lowtrans | s137 | 0.67324
geo_advanced_lowtrans | s138 | 0
geo_advanced_lowtrans | s139 | 0.6339
geo_advanced_lowtrans | s14 | 0.26193
geo_advanced_lowtrans | s140 | 0.65611
geo_advanced_lowtrans | s141 | 0.21391
geo_advanced_lowtrans | s143 | 1.9819
geo_advanced_lowtrans | s144 | 4.5406
geo_advanced_lowtrans | s146 | 1.0992
geo_advanced_lowtrans | s147 | 2.4152
geo_advanced_lowtrans | s148 | 0.91261
geo_advanced_lowtrans | s149 | 0.77091
geo_advanced_lowtrans | s15 | 0.63187
geo_advanced_lowtrans | s150 | 2.3226
geo_advanced_lowtrans | s151 | 0.044688
geo_advanced_lowtrans | s152 | 0.084137
geo_advanced_lowtrans | s153 | 2.7574
geo_advanced_lowtrans | s154 | 1.8589
geo_advanced_lowtrans | s155 | 0.69155
geo_advanced_lowtrans | s156 | 0.23367
geo_advanced_lowtrans | s157 | 10.9776
geo_advanced_lowtrans | s158 | 0.065022
geo_advanced_lowtrans | s159 | 0.62813
geo_advanced_lowtrans | s16 | 3.1376
geo_advanced_lowtrans | s160 | 0.91528
geo_advanced_lowtrans | s161 | 0.29255
geo_advanced_lowtrans | s162 | 4.2886
geo_advanced_lowtrans | s163 | 1.7547
geo_advanced_lowtrans | s164 | 3.4508
geo_advanced_lowtrans | s165 | 7.4184
geo_advanced_lowtrans | s166 | 5.7429
geo_advanced_lowtrans | s167 | 11.1195
geo_advanced_lowtrans | s168 | 0.54026
geo_advanced_lowtrans | s169 | 9.1551
geo_advanced_lowtrans | s17 | 0.10806
geo_advanced_lowtrans | s171 | 20.8495
geo_advanced_lowtrans | s172 | 8.5879
geo_advanced_lowtrans | s173 | 0.22184
geo_advanced_lowtrans | s174 | 4.8274
geo_advanced_lowtrans | s175 | 0.67002
geo_advanced_lowtrans | s176 | 8.2869
geo_advanced_lowtrans | s177 | 1.2233
geo_advanced_lowtrans | s178 | 2.6211
geo_advanced_lowtrans | s179 | 0.85945
geo_advanced_lowtrans | s18 | 1.2255
geo_advanced_lowtrans | s180 | 8.1458
geo_advanced_lowtrans | s181 | 0.0079
geo_advanced_lowtrans | s182 | 0.0615
geo_advanced_lowtrans | s183 | 0
geo_advanced_lowtrans | s184 | 0.95201
geo_advanced_lowtrans | s185 | 2.8643
geo_advanced_lowtrans | s186 | 3.0086
geo_advanced_lowtrans | s187 | 1.0556
geo_advanced_lowtrans | s188 | 1.1853
geo_advanced_lowtrans | s19 | 2.6706
geo_advanced_lowtrans | s190 | 2.2817
geo_advanced_lowtrans | s191 | 0.27314
geo_advanced_lowtrans | s192 | 0.95125
geo_advanced_lowtrans | s193 | 1.8511
geo_advanced_lowtrans | s194 | 1.0335
geo_advanced_lowtrans | s195 | 0.57815
geo_advanced_lowtrans | s197 | 0.033893
geo_advanced_lowtrans | s198 | 0.14762
geo_advanced_lowtrans | s199 | 4.9065
geo_advanced_lowtrans | s20 | 20.4939
geo_advanced_lowtrans | s200 | 5.7191
geo_advanced_lowtrans | s201 | 0.80652
geo_advanced_lowtrans | s202 | 3.7714
geo_advanced_lowtrans | s203 | 4.8858
geo_advanced_lowtrans | s205 | 5.6407
geo_advanced_lowtrans | s207 | 5.2254
geo_advanced_lowtrans | s208 | 5.1647
geo_advanced_lowtrans | s209 | 6.0508
geo_advanced_lowtrans | s210 | 2.1652
geo_advanced_lowtrans | s211 | 0.70587
geo_advanced_lowtrans | s212 | 1.3345
geo_advanced_lowtrans | s214 | 4.2282
geo_advanced_lowtrans | s215 | 1.3572
geo_advanced_lowtrans | s216 | 0.83844
geo_advanced_lowtrans | s217 | 0.091171
geo_advanced_lowtrans | s218 | 1.9673
geo_advanced_lowtrans | s219 | 0.48105
geo_advanced_lowtrans | s22 | 0.033922
geo_advanced_lowtrans | s220 | 0.066582
geo_advanced_lowtrans | s221 | 9.3144
geo_advanced_lowtrans | s222 | 0.63461
geo_advanced_lowtrans | s223 | 0.035114
geo_advanced_lowtrans | s224 | 10.2443
geo_advanced_lowtrans | s226 | 2.1873
geo_advanced_lowtrans | s227 | 0.0054
geo_advanced_lowtrans | s228 | 2.934
geo_advanced_lowtrans | s230 | 1.262
geo_advanced_lowtrans | s234 | 0.022
geo_advanced_lowtrans | s235 | 0.078991
geo_advanced_lowtrans | s236 | 4.8995
geo_advanced_lowtrans | s237 | 0.23347
geo_advanced_lowtrans | s240 | 1.5671
geo_advanced_lowtrans | s241 | 0.12471
geo_advanced_lowtrans | s243 | 0.96093
geo_advanced_lowtrans | s244 | 0.70543
geo_advanced_lowtrans | s245 | 0.056036
geo_advanced_lowtrans | s248 | 0.04809
geo_advanced_lowtrans | s249 | 0.1005
geo_advanced_lowtrans | s25 | 2.4034
geo_advanced_lowtrans | s250 | 1.4245
geo_advanced_lowtrans | s252 | 0.52177
geo_advanced_lowtrans | s253 | 0.73526
geo_advanced_lowtrans | s254 | 0.35121
geo_advanced_lowtrans | s255 | 0
geo_advanced_lowtrans | s256 | 2.0717
geo_advanced_lowtrans | s257 | 0.74931
geo_advanced_lowtrans | s259 | 4.4129
geo_advanced_lowtrans | s26 | 0.38373
geo_advanced_lowtrans | s260 | 2.2039
geo_advanced_lowtrans | s262 | 9.9438
geo_advanced_lowtrans | s263 | 1.8119
geo_advanced_lowtrans | s265 | 1.6716
geo_advanced_lowtrans | s267 | 5.3456
geo_advanced_lowtrans | s268 | 0.10383
geo_advanced_lowtrans | s27 | 0.58801
geo_advanced_lowtrans | s270 | 0.47067
geo_advanced_lowtrans | s272 | 0.080652
geo_advanced_lowtrans | s273 | 0.41196
geo_advanced_lowtrans | s274 | 0.27717
geo_advanced_lowtrans | s275 | 3.5307
geo_advanced_lowtrans | s276 | 0.57356
geo_advanced_lowtrans | s277 | 10.1919
geo_advanced_lowtrans | s278 | 0.36652
geo_advanced_lowtrans | s279 | 1.866
geo_advanced_lowtrans | s28 | 0.0618
geo_advanced_lowtrans | s280 | 0.35626
geo_advanced_lowtrans | s281 | 0.0284
geo_advanced_lowtrans | s286 | 4.1548
geo_advanced_lowtrans | s288 | 0.034628
geo_advanced_lowtrans | s289 | 0.04702
geo_advanced_lowtrans | s29 | 4.2416
geo_advanced_lowtrans | s290 | 0.26084
geo_advanced_lowtrans | s291 | 0.6088
geo_advanced_lowtrans | s292 | 0.87518
geo_advanced_lowtrans | s293 | 1.4485
geo_advanced_lowtrans | s294 | 6.2364
geo_advanced_lowtrans | s296 | 0.56454
geo_advanced_lowtrans | s297 | 0.34915
geo_advanced_lowtrans | s3 | 0.16371
geo_advanced_lowtrans | s30 | 1.0563
geo_advanced_lowtrans | s300 | 0.88255
geo_advanced_lowtrans | s302 | 0.065877
geo_advanced_lowtrans | s304 | 2.4329
geo_advanced_lowtrans | s306 | 0.038345
geo_advanced_lowtrans | s307 | 0.61492
geo_advanced_lowtrans | s31 | 2.4286
geo_advanced_lowtrans | s314 | 4.6418
geo_advanced_lowtrans | s315 | 2.022
geo_advanced_lowtrans | s32 | 0.143
geo_advanced_lowtrans | s320 | 1.9427
geo_advanced_lowtrans | s321 | 1.2438
geo_advanced_lowtrans | s322 | 3.4941
geo_advanced_lowtrans | s323 | 1.675
geo_advanced_lowtrans | s324 | 0.96974
geo_advanced_lowtrans | s325 | 1.0581
geo_advanced_lowtrans | s326 | 0.36265
geo_advanced_lowtrans | s329 | 0.0001
geo_advanced_lowtrans | s33 | 6.9393
geo_advanced_lowtrans | s330 | 1.4516
geo_advanced_lowtrans | s331 | 0.000364
geo_advanced_lowtrans | s332 | 6.1393
geo_advanced_lowtrans | s333 | 3.203
geo_advanced_lowtrans | s334 | 2.595
geo_advanced_lowtrans | s335 | 2.3528
geo_advanced_lowtrans | s336 | 2.0844
geo_advanced_lowtrans | s337 | 1.45
geo_advanced_lowtrans | s338 | 2.2905
geo_advanced_lowtrans | s339 | 1.4393
geo_advanced_lowtrans | s340 | 0.030699
geo_advanced_lowtrans | s341 | 0.018006
geo_advanced_lowtrans | s342 | 2.7473
geo_advanced_lowtrans | s343 | 0.12437
geo_advanced_lowtrans | s345 | 0.96517
geo_advanced_lowtrans | s346 | 0.57288
geo_advanced_lowtrans | s347 | 0.18894
geo_advanced_lowtrans | s348 | 0.82079
geo_advanced_lowtrans | s349 | 5.7107
geo_advanced_lowtrans | s350 | 0
geo_advanced_lowtrans | s351 | 0.23621
geo_advanced_lowtrans | s352 | 0.0052
geo_advanced_lowtrans | s353 | 0.89991
geo_advanced_lowtrans | s354 | 0.024
geo_advanced_lowtrans | s355 | 0.62768
geo_advanced_lowtrans | s356 | 0.3475
geo_advanced_lowtrans | s36 | 0.32384
geo_advanced_lowtrans | s38 | 0
geo_advanced_lowtrans | s4 | 1.856
geo_advanced_lowtrans | s40 | 1.316
geo_advanced_lowtrans | s41 | 0.18274
geo_advanced_lowtrans | s42 | 0
geo_advanced_lowtrans | s44 | 5.903
geo_advanced_lowtrans | s46 | 1.1164
geo_advanced_lowtrans | s47 | 0.189
geo_advanced_lowtrans | s48 | 1.2941
geo_advanced_lowtrans | s49 | 0
geo_advanced_lowtrans | s5 | 2.5083
geo_advanced_lowtrans | s50 | 0.2047
geo_advanced_lowtrans | s52 | 0
geo_advanced_lowtrans | s53 | 0.53781
geo_advanced_lowtrans | s54 | 1.9532
geo_advanced_lowtrans | s55 | 0.014372
geo_advanced_lowtrans | s57 | 0
geo_advanced_lowtrans | s59 | 0
geo_advanced_lowtrans | s62 | 0.68622
geo_advanced_lowtrans | s63 | 0.73413
geo_advanced_lowtrans | s64 | 0.21891
geo_advanced_lowtrans | s65 | 0.79247
geo_advanced_lowtrans | s66 | 0.6668
geo_advanced_lowtrans | s67 | 0.59225
geo_advanced_lowtrans | s7 | 0.23022
geo_advanced_lowtrans | s71 | 1.9165
geo_advanced_lowtrans | s72 | 0.47414
geo_advanced_lowtrans | s73 | 0.43589
geo_advanced_lowtrans | s74 | 14.3334
geo_advanced_lowtrans | s79 | 0.073955
geo_advanced_lowtrans | s8 | 2.9621
geo_advanced_lowtrans | s80 | 0.076472
geo_advanced_lowtrans | s81 | 0.031385
geo_advanced_lowtrans | s82 | 0.073143
geo_advanced_lowtrans | s83 | 0
geo_advanced_lowtrans | s84 | 0
geo_advanced_lowtrans | s85 | 8.3441
geo_advanced_lowtrans | s86 | 1.5216
geo_advanced_lowtrans | s87 | 11.5968
geo_advanced_lowtrans | s88 | 0
geo_advanced_lowtrans | s9 | 3.0432
geo_advanced_lowtrans | s90 | 0.1
geo_advanced_lowtrans | s92 | 2.9246
geo_advanced_lowtrans | s93 | 4.4344
geo_advanced_lowtrans | s94 | 0.021125
geo_advanced_lowtrans | s95 | 0.8887
geo_advanced_lowtrans | s96 | 0.16173
geo_advanced_lowtrans | s97 | 0.2988
geo_advanced_lowtrans | s98 | 0.97844
geo_advanced_lowtrans | s99 | 1.7734

## 33_PV Capacity (GW)
scenario | rb | Capacity (GW)
geo_advanced_lowtrans | p1 | 5.1514
geo_advanced_lowtrans | p10 | 49.373
geo_advanced_lowtrans | p100 | 3.4174
geo_advanced_lowtrans | p101 | 48.2909
geo_advanced_lowtrans | p102 | 24.1047
geo_advanced_lowtrans | p103 | 15.8545
geo_advanced_lowtrans | p104 | 0.4132
geo_advanced_lowtrans | p105 | 3.8638
geo_advanced_lowtrans | p106 | 3.6682
geo_advanced_lowtrans | p107 | 8.0608
geo_advanced_lowtrans | p108 | 6.8141
geo_advanced_lowtrans | p109 | 17.2518
geo_advanced_lowtrans | p11 | 5.1625
geo_advanced_lowtrans | p110 | 0.91539
geo_advanced_lowtrans | p111 | 10.5306
geo_advanced_lowtrans | p112 | 11.6687
geo_advanced_lowtrans | p113 | 16.0896
geo_advanced_lowtrans | p114 | 7.4183
geo_advanced_lowtrans | p115 | 1.6112
geo_advanced_lowtrans | p116 | 1.4199
geo_advanced_lowtrans | p117 | 1.2855
geo_advanced_lowtrans | p118 | 4.0393
geo_advanced_lowtrans | p119 | 0.18009
geo_advanced_lowtrans | p12 | 0.84217
geo_advanced_lowtrans | p120 | 0.57998
geo_advanced_lowtrans | p121 | 1.1774
geo_advanced_lowtrans | p122 | 11.7213
geo_advanced_lowtrans | p123 | 8.6609
geo_advanced_lowtrans | p124 | 0.027364
geo_advanced_lowtrans | p125 | 1.2511
geo_advanced_lowtrans | p126 | 7.1866
geo_advanced_lowtrans | p127 | 18.2663
geo_advanced_lowtrans | p128 | 2.7271
geo_advanced_lowtrans | p129 | 0.41982
geo_advanced_lowtrans | p13 | 6.6934
geo_advanced_lowtrans | p130 | 0.98831
geo_advanced_lowtrans | p131 | 5.1495
geo_advanced_lowtrans | p132 | 3.7974
geo_advanced_lowtrans | p133 | 0.54077
geo_advanced_lowtrans | p134 | 1.0983
geo_advanced_lowtrans | p14 | 0.17374
geo_advanced_lowtrans | p15 | 3.8464
geo_advanced_lowtrans | p16 | 3.6016
geo_advanced_lowtrans | p17 | 0.21336
geo_advanced_lowtrans | p18 | 0.11791
geo_advanced_lowtrans | p19 | 0.003
geo_advanced_lowtrans | p2 | 0.87591
geo_advanced_lowtrans | p20 | 0.14782
geo_advanced_lowtrans | p21 | 0.07074
geo_advanced_lowtrans | p22 | 0.02923
geo_advanced_lowtrans | p23 | 0.055712
geo_advanced_lowtrans | p24 | 0.092862
geo_advanced_lowtrans | p25 | 6.894
geo_advanced_lowtrans | p26 | 3.1619
geo_advanced_lowtrans | p27 | 6.2997
geo_advanced_lowtrans | p28 | 15.1371
geo_advanced_lowtrans | p29 | 0.61945
geo_advanced_lowtrans | p3 | 0.43
geo_advanced_lowtrans | p30 | 2.336
geo_advanced_lowtrans | p31 | 3.8927
geo_advanced_lowtrans | p32 | 0.11409
geo_advanced_lowtrans | p33 | 8.5918
geo_advanced_lowtrans | p34 | 1.5466
geo_advanced_lowtrans | p35 | 0.17382
geo_advanced_lowtrans | p36 | 0.46737
geo_advanced_lowtrans | p37 | 0.30087
geo_advanced_lowtrans | p38 | 0.32718
geo_advanced_lowtrans | p39 | 0.60512
geo_advanced_lowtrans | p4 | 2.3272
geo_advanced_lowtrans | p40 | 3.8759
geo_advanced_lowtrans | p41 | 4.9662
geo_advanced_lowtrans | p42 | 0.18524
geo_advanced_lowtrans | p43 | 9.4637
geo_advanced_lowtrans | p44 | 0.45956
geo_advanced_lowtrans | p45 | 1.3164
geo_advanced_lowtrans | p46 | 3.2616
geo_advanced_lowtrans | p47 | 1.5414
geo_advanced_lowtrans | p48 | 7.1595
geo_advanced_lowtrans | p49 | 0.52178
geo_advanced_lowtrans | p5 | 3.8139
geo_advanced_lowtrans | p50 | 8.8456
geo_advanced_lowtrans | p51 | 4.7905
geo_advanced_lowtrans | p52 | 0.30722
geo_advanced_lowtrans | p53 | 11.406
geo_advanced_lowtrans | p54 | 4.0706
geo_advanced_lowtrans | p55 | 2.2885
geo_advanced_lowtrans | p56 | 2.886
geo_advanced_lowtrans | p57 | 2.8175
geo_advanced_lowtrans | p58 | 12.561
geo_advanced_lowtrans | p59 | 3.5052
geo_advanced_lowtrans | p6 | 3.1485
geo_advanced_lowtrans | p60 | 3.718
geo_advanced_lowtrans | p61 | 3.5802
geo_advanced_lowtrans | p62 | 0.84022
geo_advanced_lowtrans | p63 | 30.0997
geo_advanced_lowtrans | p64 | 6.9221
geo_advanced_lowtrans | p65 | 12.4993
geo_advanced_lowtrans | p66 | 6.5116
geo_advanced_lowtrans | p67 | 29.0158
geo_advanced_lowtrans | p68 | 1.9954
geo_advanced_lowtrans | p69 | 0.42918
geo_advanced_lowtrans | p7 | 3.6113
geo_advanced_lowtrans | p70 | 3.1245
geo_advanced_lowtrans | p71 | 0.99388
geo_advanced_lowtrans | p72 | 8.3468
geo_advanced_lowtrans | p73 | 0.20186
geo_advanced_lowtrans | p74 | 0.087589
geo_advanced_lowtrans | p75 | 2.0498
geo_advanced_lowtrans | p76 | 2.6328
geo_advanced_lowtrans | p77 | 2.4762
geo_advanced_lowtrans | p78 | 2.1464
geo_advanced_lowtrans | p79 | 6.6834
geo_advanced_lowtrans | p8 | 1.2416
geo_advanced_lowtrans | p80 | 9.4373
geo_advanced_lowtrans | p81 | 2.8961
geo_advanced_lowtrans | p82 | 5.7609
geo_advanced_lowtrans | p83 | 0.38905
geo_advanced_lowtrans | p84 | 0.24262
geo_advanced_lowtrans | p85 | 2.6062
geo_advanced_lowtrans | p86 | 10.3836
geo_advanced_lowtrans | p87 | 6.3458
geo_advanced_lowtrans | p88 | 3.5242
geo_advanced_lowtrans | p89 | 7.7156
geo_advanced_lowtrans | p9 | 29.5378
geo_advanced_lowtrans | p90 | 7.2628
geo_advanced_lowtrans | p91 | 7.9281
geo_advanced_lowtrans | p92 | 62.1059
geo_advanced_lowtrans | p93 | 3.7452
geo_advanced_lowtrans | p94 | 38.7162
geo_advanced_lowtrans | p95 | 1.8202
geo_advanced_lowtrans | p96 | 22.2186
geo_advanced_lowtrans | p97 | 20.1753
geo_advanced_lowtrans | p98 | 11.8953
geo_advanced_lowtrans | p99 | 20.7103

## 35_CSP Capacity (GW)
scenario | rb | Capacity (GW)
geo_advanced_lowtrans | p1 | 0
geo_advanced_lowtrans | p10 | 0.7182
geo_advanced_lowtrans | p100 | 0
geo_advanced_lowtrans | p101 | 0
geo_advanced_lowtrans | p102 | 0
geo_advanced_lowtrans | p103 | 0
geo_advanced_lowtrans | p104 | 0
geo_advanced_lowtrans | p105 | 0
geo_advanced_lowtrans | p106 | 0
geo_advanced_lowtrans | p107 | 0
geo_advanced_lowtrans | p108 | 0
geo_advanced_lowtrans | p109 | 0
geo_advanced_lowtrans | p11 | 0
geo_advanced_lowtrans | p110 | 0
geo_advanced_lowtrans | p111 | 0
geo_advanced_lowtrans | p112 | 0
geo_advanced_lowtrans | p113 | 0
geo_advanced_lowtrans | p114 | 0
geo_advanced_lowtrans | p115 | 0
geo_advanced_lowtrans | p116 | 0
geo_advanced_lowtrans | p117 | 0
geo_advanced_lowtrans | p118 | 0
geo_advanced_lowtrans | p119 | 0
geo_advanced_lowtrans | p12 | 0
geo_advanced_lowtrans | p120 | 0
geo_advanced_lowtrans | p121 | 0
geo_advanced_lowtrans | p122 | 0
geo_advanced_lowtrans | p123 | 0
geo_advanced_lowtrans | p124 | 0
geo_advanced_lowtrans | p125 | 0
geo_advanced_lowtrans | p126 | 0
geo_advanced_lowtrans | p127 | 0
geo_advanced_lowtrans | p128 | 0
geo_advanced_lowtrans | p129 | 0
geo_advanced_lowtrans | p13 | 0
geo_advanced_lowtrans | p130 | 0
geo_advanced_lowtrans | p131 | 0
geo_advanced_lowtrans | p132 | 0
geo_advanced_lowtrans | p133 | 0
geo_advanced_lowtrans | p134 | 0
geo_advanced_lowtrans | p14 | 0
geo_advanced_lowtrans | p15 | 0
geo_advanced_lowtrans | p16 | 0
geo_advanced_lowtrans | p17 | 0
geo_advanced_lowtrans | p18 | 0
geo_advanced_lowtrans | p19 | 0
geo_advanced_lowtrans | p2 | 0
geo_advanced_lowtrans | p20 | 0
geo_advanced_lowtrans | p21 | 0
geo_advanced_lowtrans | p22 | 0
geo_advanced_lowtrans | p23 | 0
geo_advanced_lowtrans | p24 | 0
geo_advanced_lowtrans | p25 | 0
geo_advanced_lowtrans | p26 | 0
geo_advanced_lowtrans | p27 | 0
geo_advanced_lowtrans | p28 | 0
geo_advanced_lowtrans | p29 | 0
geo_advanced_lowtrans | p3 | 0
geo_advanced_lowtrans | p30 | 0
geo_advanced_lowtrans | p31 | 0
geo_advanced_lowtrans | p32 | 0
geo_advanced_lowtrans | p33 | 0
geo_advanced_lowtrans | p34 | 0
geo_advanced_lowtrans | p35 | 0
geo_advanced_lowtrans | p36 | 0
geo_advanced_lowtrans | p37 | 0
geo_advanced_lowtrans | p38 | 0
geo_advanced_lowtrans | p39 | 0
geo_advanced_lowtrans | p4 | 0
geo_advanced_lowtrans | p40 | 0
geo_advanced_lowtrans | p41 | 0
geo_advanced_lowtrans | p42 | 0
geo_advanced_lowtrans | p43 | 0
geo_advanced_lowtrans | p44 | 0
geo_advanced_lowtrans | p45 | 0
geo_advanced_lowtrans | p46 | 0
geo_advanced_lowtrans | p47 | 0
geo_advanced_lowtrans | p48 | 0
geo_advanced_lowtrans | p49 | 0
geo_advanced_lowtrans | p5 | 0
geo_advanced_lowtrans | p50 | 0
geo_advanced_lowtrans | p51 | 0
geo_advanced_lowtrans | p52 | 0
geo_advanced_lowtrans | p53 | 0
geo_advanced_lowtrans | p54 | 0
geo_advanced_lowtrans | p55 | 0
geo_advanced_lowtrans | p56 | 0
geo_advanced_lowtrans | p57 | 0
geo_advanced_lowtrans | p58 | 0
geo_advanced_lowtrans | p59 | 0
geo_advanced_lowtrans | p6 | 0
geo_advanced_lowtrans | p60 | 0
geo_advanced_lowtrans | p61 | 0
geo_advanced_lowtrans | p62 | 0
geo_advanced_lowtrans | p63 | 0
geo_advanced_lowtrans | p64 | 0
geo_advanced_lowtrans | p65 | 0
geo_advanced_lowtrans | p66 | 0
geo_advanced_lowtrans | p67 | 0
geo_advanced_lowtrans | p68 | 0
geo_advanced_lowtrans | p69 | 0
geo_advanced_lowtrans | p7 | 0
geo_advanced_lowtrans | p70 | 0
geo_advanced_lowtrans | p71 | 0
geo_advanced_lowtrans | p72 | 0
geo_advanced_lowtrans | p73 | 0
geo_advanced_lowtrans | p74 | 0
geo_advanced_lowtrans | p75 | 0
geo_advanced_lowtrans | p76 | 0
geo_advanced_lowtrans | p77 | 0
geo_advanced_lowtrans | p78 | 0
geo_advanced_lowtrans | p79 | 0
geo_advanced_lowtrans | p8 | 0
geo_advanced_lowtrans | p80 | 0
geo_advanced_lowtrans | p81 | 0
geo_advanced_lowtrans | p82 | 0
geo_advanced_lowtrans | p83 | 0
geo_advanced_lowtrans | p84 | 0
geo_advanced_lowtrans | p85 | 0
geo_advanced_lowtrans | p86 | 0
geo_advanced_lowtrans | p87 | 0
geo_advanced_lowtrans | p88 | 0
geo_advanced_lowtrans | p89 | 0
geo_advanced_lowtrans | p9 | 0
geo_advanced_lowtrans | p90 | 0
geo_advanced_lowtrans | p91 | 0
geo_advanced_lowtrans | p92 | 0
geo_advanced_lowtrans | p93 | 0
geo_advanced_lowtrans | p94 | 0
geo_advanced_lowtrans | p95 | 0
geo_advanced_lowtrans | p96 | 0
geo_advanced_lowtrans | p97 | 0
geo_advanced_lowtrans | p98 | 0
geo_advanced_lowtrans | p99 | 0

## 36_Biopower Capacity (GW)
scenario | rb | Capacity (GW)
geo_advanced_lowtrans | p1 | 0.0099
geo_advanced_lowtrans | p10 | 0.1972
geo_advanced_lowtrans | p100 | 0
geo_advanced_lowtrans | p101 | 0.3565
geo_advanced_lowtrans | p102 | 0.3111
geo_advanced_lowtrans | p103 | 0.1837
geo_advanced_lowtrans | p104 | 0.0086
geo_advanced_lowtrans | p105 | 0.0546
geo_advanced_lowtrans | p106 | 0
geo_advanced_lowtrans | p107 | 0.0022
geo_advanced_lowtrans | p108 | 0
geo_advanced_lowtrans | p109 | 0.0222
geo_advanced_lowtrans | p11 | 0.0182
geo_advanced_lowtrans | p110 | 0
geo_advanced_lowtrans | p111 | 0.0744
geo_advanced_lowtrans | p112 | 0.0108
geo_advanced_lowtrans | p113 | 0
geo_advanced_lowtrans | p114 | 0.0045
geo_advanced_lowtrans | p115 | 0.0048
geo_advanced_lowtrans | p116 | 0
geo_advanced_lowtrans | p117 | 0.0054
geo_advanced_lowtrans | p118 | 0.0118
geo_advanced_lowtrans | p119 | 0
geo_advanced_lowtrans | p12 | 0.0032
geo_advanced_lowtrans | p120 | 0.0208
geo_advanced_lowtrans | p121 | 0.002
geo_advanced_lowtrans | p122 | 0.2935
geo_advanced_lowtrans | p123 | 0.1288
geo_advanced_lowtrans | p124 | 0
geo_advanced_lowtrans | p125 | 0.01
geo_advanced_lowtrans | p126 | 0.1563
geo_advanced_lowtrans | p127 | 0.2403
geo_advanced_lowtrans | p128 | 0.0993
geo_advanced_lowtrans | p129 | 0.0091
geo_advanced_lowtrans | p13 | 0.0066
geo_advanced_lowtrans | p130 | 0.1059
geo_advanced_lowtrans | p131 | 0.2603
geo_advanced_lowtrans | p132 | 0.1991
geo_advanced_lowtrans | p133 | 0.0401
geo_advanced_lowtrans | p134 | 0.0303
geo_advanced_lowtrans | p14 | 0.0032
geo_advanced_lowtrans | p15 | 0.0229
geo_advanced_lowtrans | p16 | 0.005
geo_advanced_lowtrans | p17 | 0.0032
geo_advanced_lowtrans | p18 | 0
geo_advanced_lowtrans | p19 | 0
geo_advanced_lowtrans | p2 | 0.0365
geo_advanced_lowtrans | p20 | 0
geo_advanced_lowtrans | p21 | 0
geo_advanced_lowtrans | p22 | 0
geo_advanced_lowtrans | p23 | 0
geo_advanced_lowtrans | p24 | 0
geo_advanced_lowtrans | p25 | 0.0106
geo_advanced_lowtrans | p26 | 0
geo_advanced_lowtrans | p27 | 0
geo_advanced_lowtrans | p28 | 0.0282
geo_advanced_lowtrans | p29 | 0
geo_advanced_lowtrans | p3 | 0.0227
geo_advanced_lowtrans | p30 | 0
geo_advanced_lowtrans | p31 | 0.0032
geo_advanced_lowtrans | p32 | 0
geo_advanced_lowtrans | p33 | 0.0189
geo_advanced_lowtrans | p34 | 0
geo_advanced_lowtrans | p35 | 0
geo_advanced_lowtrans | p36 | 0
geo_advanced_lowtrans | p37 | 0
geo_advanced_lowtrans | p38 | 0
geo_advanced_lowtrans | p39 | 0
geo_advanced_lowtrans | p4 | 0
geo_advanced_lowtrans | p40 | 0
geo_advanced_lowtrans | p41 | 0.011
geo_advanced_lowtrans | p42 | 0
geo_advanced_lowtrans | p43 | 0.074
geo_advanced_lowtrans | p44 | 0
geo_advanced_lowtrans | p45 | 0.004
geo_advanced_lowtrans | p46 | 0.0083
geo_advanced_lowtrans | p47 | 0
geo_advanced_lowtrans | p48 | 0
geo_advanced_lowtrans | p49 | 0
geo_advanced_lowtrans | p5 | 0.0501
geo_advanced_lowtrans | p50 | 0
geo_advanced_lowtrans | p51 | 0.0056
geo_advanced_lowtrans | p52 | 0
geo_advanced_lowtrans | p53 | 0.009
geo_advanced_lowtrans | p54 | 0.0016
geo_advanced_lowtrans | p55 | 0.003
geo_advanced_lowtrans | p56 | 0.004
geo_advanced_lowtrans | p57 | 0
geo_advanced_lowtrans | p58 | 0
geo_advanced_lowtrans | p59 | 0
geo_advanced_lowtrans | p6 | 0.0156
geo_advanced_lowtrans | p60 | 0
geo_advanced_lowtrans | p61 | 0
geo_advanced_lowtrans | p62 | 0
geo_advanced_lowtrans | p63 | 0.0788
geo_advanced_lowtrans | p64 | 0.008
geo_advanced_lowtrans | p65 | 0.0238
geo_advanced_lowtrans | p66 | 0.1499
geo_advanced_lowtrans | p67 | 0
geo_advanced_lowtrans | p68 | 0
geo_advanced_lowtrans | p69 | 0
geo_advanced_lowtrans | p7 | 0
geo_advanced_lowtrans | p70 | 0.0122
geo_advanced_lowtrans | p71 | 0
geo_advanced_lowtrans | p72 | 0.0057
geo_advanced_lowtrans | p73 | 0
geo_advanced_lowtrans | p74 | 0
geo_advanced_lowtrans | p75 | 0.0559
geo_advanced_lowtrans | p76 | 0.0141
geo_advanced_lowtrans | p77 | 0.0016
geo_advanced_lowtrans | p78 | 0.0094
geo_advanced_lowtrans | p79 | 0.0379
geo_advanced_lowtrans | p8 | 0
geo_advanced_lowtrans | p80 | 0.0756
geo_advanced_lowtrans | p81 | 0
geo_advanced_lowtrans | p82 | 0.0024
geo_advanced_lowtrans | p83 | 0.0073
geo_advanced_lowtrans | p84 | 0.0038
geo_advanced_lowtrans | p85 | 0.0048
geo_advanced_lowtrans | p86 | 0
geo_advanced_lowtrans | p87 | 0
geo_advanced_lowtrans | p88 | 0.0016
geo_advanced_lowtrans | p89 | 0.0064
geo_advanced_lowtrans | p9 | 0.1515
geo_advanced_lowtrans | p90 | 0
geo_advanced_lowtrans | p91 | 0.0178
geo_advanced_lowtrans | p92 | 0.0124
geo_advanced_lowtrans | p93 | 0
geo_advanced_lowtrans | p94 | 0.2887
geo_advanced_lowtrans | p95 | 0.01
geo_advanced_lowtrans | p96 | 0.0851
geo_advanced_lowtrans | p97 | 0.0415
geo_advanced_lowtrans | p98 | 0.0473
geo_advanced_lowtrans | p99 | 0.2176

## 37_Geothermal Capacity (GW)
scenario | rb | Capacity (GW)
geo_advanced_lowtrans | p1 | 0
geo_advanced_lowtrans | p10 | 4.3614
geo_advanced_lowtrans | p100 | 0
geo_advanced_lowtrans | p101 | 0
geo_advanced_lowtrans | p102 | 0
geo_advanced_lowtrans | p103 | 0
geo_advanced_lowtrans | p104 | 0
geo_advanced_lowtrans | p105 | 0
geo_advanced_lowtrans | p106 | 0
geo_advanced_lowtrans | p107 | 0
geo_advanced_lowtrans | p108 | 0
geo_advanced_lowtrans | p109 | 0
geo_advanced_lowtrans | p11 | 0
geo_advanced_lowtrans | p110 | 0
geo_advanced_lowtrans | p111 | 0
geo_advanced_lowtrans | p112 | 0
geo_advanced_lowtrans | p113 | 0
geo_advanced_lowtrans | p114 | 0
geo_advanced_lowtrans | p115 | 0
geo_advanced_lowtrans | p116 | 0
geo_advanced_lowtrans | p117 | 0
geo_advanced_lowtrans | p118 | 0
geo_advanced_lowtrans | p119 | 0
geo_advanced_lowtrans | p12 | 2.1079
geo_advanced_lowtrans | p120 | 0
geo_advanced_lowtrans | p121 | 0
geo_advanced_lowtrans | p122 | 0
geo_advanced_lowtrans | p123 | 0
geo_advanced_lowtrans | p124 | 0
geo_advanced_lowtrans | p125 | 0
geo_advanced_lowtrans | p126 | 0
geo_advanced_lowtrans | p127 | 0
geo_advanced_lowtrans | p128 | 0
geo_advanced_lowtrans | p129 | 0
geo_advanced_lowtrans | p13 | 0
geo_advanced_lowtrans | p130 | 0
geo_advanced_lowtrans | p131 | 0
geo_advanced_lowtrans | p132 | 0
geo_advanced_lowtrans | p133 | 0
geo_advanced_lowtrans | p134 | 0
geo_advanced_lowtrans | p14 | 0
geo_advanced_lowtrans | p15 | 0
geo_advanced_lowtrans | p16 | 0.012
geo_advanced_lowtrans | p17 | 0
geo_advanced_lowtrans | p18 | 0
geo_advanced_lowtrans | p19 | 0
geo_advanced_lowtrans | p2 | 0
geo_advanced_lowtrans | p20 | 0
geo_advanced_lowtrans | p21 | 0
geo_advanced_lowtrans | p22 | 0
geo_advanced_lowtrans | p23 | 0
geo_advanced_lowtrans | p24 | 0
geo_advanced_lowtrans | p25 | 0.29715
geo_advanced_lowtrans | p26 | 0
geo_advanced_lowtrans | p27 | 0
geo_advanced_lowtrans | p28 | 0
geo_advanced_lowtrans | p29 | 0
geo_advanced_lowtrans | p3 | 0
geo_advanced_lowtrans | p30 | 0
geo_advanced_lowtrans | p31 | 0
geo_advanced_lowtrans | p32 | 0
geo_advanced_lowtrans | p33 | 0
geo_advanced_lowtrans | p34 | 0
geo_advanced_lowtrans | p35 | 0
geo_advanced_lowtrans | p36 | 0
geo_advanced_lowtrans | p37 | 0
geo_advanced_lowtrans | p38 | 0
geo_advanced_lowtrans | p39 | 0
geo_advanced_lowtrans | p4 | 0
geo_advanced_lowtrans | p40 | 0
geo_advanced_lowtrans | p41 | 0
geo_advanced_lowtrans | p42 | 0
geo_advanced_lowtrans | p43 | 0
geo_advanced_lowtrans | p44 | 0
geo_advanced_lowtrans | p45 | 0
geo_advanced_lowtrans | p46 | 0
geo_advanced_lowtrans | p47 | 0
geo_advanced_lowtrans | p48 | 0
geo_advanced_lowtrans | p49 | 0
geo_advanced_lowtrans | p5 | 0.10319
geo_advanced_lowtrans | p50 | 0
geo_advanced_lowtrans | p51 | 0
geo_advanced_lowtrans | p52 | 0
geo_advanced_lowtrans | p53 | 0
geo_advanced_lowtrans | p54 | 0
geo_advanced_lowtrans | p55 | 0
geo_advanced_lowtrans | p56 | 0
geo_advanced_lowtrans | p57 | 0
geo_advanced_lowtrans | p58 | 0
geo_advanced_lowtrans | p59 | 0
geo_advanced_lowtrans | p6 | 0
geo_advanced_lowtrans | p60 | 0
geo_advanced_lowtrans | p61 | 0
geo_advanced_lowtrans | p62 | 0
geo_advanced_lowtrans | p63 | 0
geo_advanced_lowtrans | p64 | 0
geo_advanced_lowtrans | p65 | 0
geo_advanced_lowtrans | p66 | 0
geo_advanced_lowtrans | p67 | 0
geo_advanced_lowtrans | p68 | 0
geo_advanced_lowtrans | p69 | 0
geo_advanced_lowtrans | p7 | 0
geo_advanced_lowtrans | p70 | 0
geo_advanced_lowtrans | p71 | 0
geo_advanced_lowtrans | p72 | 0
geo_advanced_lowtrans | p73 | 0
geo_advanced_lowtrans | p74 | 0
geo_advanced_lowtrans | p75 | 0
geo_advanced_lowtrans | p76 | 0
geo_advanced_lowtrans | p77 | 0
geo_advanced_lowtrans | p78 | 0
geo_advanced_lowtrans | p79 | 0
geo_advanced_lowtrans | p8 | 0.5788
geo_advanced_lowtrans | p80 | 0
geo_advanced_lowtrans | p81 | 0
geo_advanced_lowtrans | p82 | 0
geo_advanced_lowtrans | p83 | 0
geo_advanced_lowtrans | p84 | 0
geo_advanced_lowtrans | p85 | 0
geo_advanced_lowtrans | p86 | 0
geo_advanced_lowtrans | p87 | 0
geo_advanced_lowtrans | p88 | 0
geo_advanced_lowtrans | p89 | 0
geo_advanced_lowtrans | p9 | 1.6811
geo_advanced_lowtrans | p90 | 0
geo_advanced_lowtrans | p91 | 0
geo_advanced_lowtrans | p92 | 0
geo_advanced_lowtrans | p93 | 0
geo_advanced_lowtrans | p94 | 0
geo_advanced_lowtrans | p95 | 0
geo_advanced_lowtrans | p96 | 0
geo_advanced_lowtrans | p97 | 0
geo_advanced_lowtrans | p98 | 0
geo_advanced_lowtrans | p99 | 0

## 38_Hydro and Canadian Import Ca
scenario | rb | Capacity (GW)
geo_advanced_lowtrans | p1 | 3.5447
geo_advanced_lowtrans | p10 | 1.1575
geo_advanced_lowtrans | p100 | 0.0024
geo_advanced_lowtrans | p101 | 0.0575
geo_advanced_lowtrans | p102 | 0
geo_advanced_lowtrans | p103 | 0.56763
geo_advanced_lowtrans | p104 | 0.0098
geo_advanced_lowtrans | p105 | 0.0154
geo_advanced_lowtrans | p106 | 0
geo_advanced_lowtrans | p107 | 0.0508
geo_advanced_lowtrans | p108 | 0
geo_advanced_lowtrans | p109 | 0.3071
geo_advanced_lowtrans | p11 | 0.0169
geo_advanced_lowtrans | p110 | 0.0879
geo_advanced_lowtrans | p111 | 0
geo_advanced_lowtrans | p112 | 0.0999
geo_advanced_lowtrans | p113 | 0
geo_advanced_lowtrans | p114 | 0.002
geo_advanced_lowtrans | p115 | 0.1551
geo_advanced_lowtrans | p116 | 0.1903
geo_advanced_lowtrans | p117 | 0.0475
geo_advanced_lowtrans | p118 | 0.1856
geo_advanced_lowtrans | p119 | 0
geo_advanced_lowtrans | p12 | 0.0123
geo_advanced_lowtrans | p120 | 0
geo_advanced_lowtrans | p121 | 0.018
geo_advanced_lowtrans | p122 | 0.7876
geo_advanced_lowtrans | p123 | 0.625
geo_advanced_lowtrans | p124 | 0
geo_advanced_lowtrans | p125 | 0
geo_advanced_lowtrans | p126 | 0.0123
geo_advanced_lowtrans | p127 | 7.9709
geo_advanced_lowtrans | p128 | 0
geo_advanced_lowtrans | p129 | 2.8067
geo_advanced_lowtrans | p13 | 1.0394
geo_advanced_lowtrans | p130 | 0.5065
geo_advanced_lowtrans | p131 | 0.2668
geo_advanced_lowtrans | p132 | 0.1222
geo_advanced_lowtrans | p133 | 0.0027
geo_advanced_lowtrans | p134 | 0.95101
geo_advanced_lowtrans | p14 | 0.3385
geo_advanced_lowtrans | p15 | 1.9015
geo_advanced_lowtrans | p16 | 0.6208
geo_advanced_lowtrans | p17 | 1.9623
geo_advanced_lowtrans | p18 | 0.79724
geo_advanced_lowtrans | p19 | 0.218
geo_advanced_lowtrans | p2 | 3.3311
geo_advanced_lowtrans | p20 | 0
geo_advanced_lowtrans | p21 | 0.0663
geo_advanced_lowtrans | p22 | 0
geo_advanced_lowtrans | p23 | 0
geo_advanced_lowtrans | p24 | 0.2408
geo_advanced_lowtrans | p25 | 0.0865
geo_advanced_lowtrans | p26 | 0.1837
geo_advanced_lowtrans | p27 | 1.2945
geo_advanced_lowtrans | p28 | 1.9434
geo_advanced_lowtrans | p29 | 0
geo_advanced_lowtrans | p3 | 3.1418
geo_advanced_lowtrans | p30 | 0
geo_advanced_lowtrans | p31 | 0.0827
geo_advanced_lowtrans | p32 | 0.004
geo_advanced_lowtrans | p33 | 0.3064
geo_advanced_lowtrans | p34 | 0.3882
geo_advanced_lowtrans | p35 | 0
geo_advanced_lowtrans | p36 | 0.049
geo_advanced_lowtrans | p37 | 1.8767
geo_advanced_lowtrans | p38 | 1.723
geo_advanced_lowtrans | p39 | 0.041
geo_advanced_lowtrans | p4 | 14.4907
geo_advanced_lowtrans | p40 | 0.2399
geo_advanced_lowtrans | p41 | 0
geo_advanced_lowtrans | p42 | 1.3672
geo_advanced_lowtrans | p43 | 0.188
geo_advanced_lowtrans | p44 | 0.0019
geo_advanced_lowtrans | p45 | 0
geo_advanced_lowtrans | p46 | 0.1675
geo_advanced_lowtrans | p47 | 0
geo_advanced_lowtrans | p48 | 0
geo_advanced_lowtrans | p49 | 0
geo_advanced_lowtrans | p5 | 8.0145
geo_advanced_lowtrans | p50 | 0.4049
geo_advanced_lowtrans | p51 | 0.4569
geo_advanced_lowtrans | p52 | 0
geo_advanced_lowtrans | p53 | 0.007
geo_advanced_lowtrans | p54 | 0
geo_advanced_lowtrans | p55 | 0.2845
geo_advanced_lowtrans | p56 | 0.4082
geo_advanced_lowtrans | p57 | 0
geo_advanced_lowtrans | p58 | 0.192
geo_advanced_lowtrans | p59 | 0
geo_advanced_lowtrans | p6 | 0.4273
geo_advanced_lowtrans | p60 | 0
geo_advanced_lowtrans | p61 | 0.058
geo_advanced_lowtrans | p62 | 0
geo_advanced_lowtrans | p63 | 0.158
geo_advanced_lowtrans | p64 | 0.3102
geo_advanced_lowtrans | p65 | 0.0365
geo_advanced_lowtrans | p66 | 0.1661
geo_advanced_lowtrans | p67 | 0
geo_advanced_lowtrans | p68 | 0.0066
geo_advanced_lowtrans | p69 | 0
geo_advanced_lowtrans | p7 | 0.2502
geo_advanced_lowtrans | p70 | 0.2195
geo_advanced_lowtrans | p71 | 0.027
geo_advanced_lowtrans | p72 | 0.255
geo_advanced_lowtrans | p73 | 0
geo_advanced_lowtrans | p74 | 0.1183
geo_advanced_lowtrans | p75 | 0.1053
geo_advanced_lowtrans | p76 | 0.0813
geo_advanced_lowtrans | p77 | 0.0386
geo_advanced_lowtrans | p78 | 0
geo_advanced_lowtrans | p79 | 0
geo_advanced_lowtrans | p8 | 0.1176
geo_advanced_lowtrans | p80 | 0.0389
geo_advanced_lowtrans | p81 | 0.0044
geo_advanced_lowtrans | p82 | 0
geo_advanced_lowtrans | p83 | 0
geo_advanced_lowtrans | p84 | 0.003
geo_advanced_lowtrans | p85 | 0.8846
geo_advanced_lowtrans | p86 | 0
geo_advanced_lowtrans | p87 | 0
geo_advanced_lowtrans | p88 | 0
geo_advanced_lowtrans | p89 | 1.7144
geo_advanced_lowtrans | p9 | 10.5986
geo_advanced_lowtrans | p90 | 1.7476
geo_advanced_lowtrans | p91 | 0
geo_advanced_lowtrans | p92 | 2.7562
geo_advanced_lowtrans | p93 | 0.7634
geo_advanced_lowtrans | p94 | 2.0171
geo_advanced_lowtrans | p95 | 0.4504
geo_advanced_lowtrans | p96 | 0.9163
geo_advanced_lowtrans | p97 | 1.5757
geo_advanced_lowtrans | p98 | 0.5747
geo_advanced_lowtrans | p99 | 0.7311

## 39_Pumped-hydro Capacity (GW)
scenario | rb | Capacity (GW)
geo_advanced_lowtrans | p1 | 0
geo_advanced_lowtrans | p10 | 3.3996
geo_advanced_lowtrans | p100 | 0
geo_advanced_lowtrans | p101 | 0
geo_advanced_lowtrans | p102 | 0
geo_advanced_lowtrans | p103 | 2.235
geo_advanced_lowtrans | p104 | 0
geo_advanced_lowtrans | p105 | 0
geo_advanced_lowtrans | p106 | 0
geo_advanced_lowtrans | p107 | 0
geo_advanced_lowtrans | p108 | 0
geo_advanced_lowtrans | p109 | 0
geo_advanced_lowtrans | p11 | 0.042
geo_advanced_lowtrans | p110 | 0
geo_advanced_lowtrans | p111 | 0
geo_advanced_lowtrans | p112 | 0
geo_advanced_lowtrans | p113 | 0
geo_advanced_lowtrans | p114 | 0
geo_advanced_lowtrans | p115 | 0
geo_advanced_lowtrans | p116 | 0
geo_advanced_lowtrans | p117 | 0
geo_advanced_lowtrans | p118 | 0
geo_advanced_lowtrans | p119 | 0
geo_advanced_lowtrans | p12 | 0.0016237
geo_advanced_lowtrans | p120 | 0
geo_advanced_lowtrans | p121 | 0
geo_advanced_lowtrans | p122 | 1.572
geo_advanced_lowtrans | p123 | 0
geo_advanced_lowtrans | p124 | 0
geo_advanced_lowtrans | p125 | 0
geo_advanced_lowtrans | p126 | 0.42
geo_advanced_lowtrans | p127 | 1.4271
geo_advanced_lowtrans | p128 | 0
geo_advanced_lowtrans | p129 | 0
geo_advanced_lowtrans | p13 | 0
geo_advanced_lowtrans | p130 | 0
geo_advanced_lowtrans | p131 | 1.768
geo_advanced_lowtrans | p132 | 0
geo_advanced_lowtrans | p133 | 0
geo_advanced_lowtrans | p134 | 0
geo_advanced_lowtrans | p14 | 0
geo_advanced_lowtrans | p15 | 0
geo_advanced_lowtrans | p16 | 0
geo_advanced_lowtrans | p17 | 0
geo_advanced_lowtrans | p18 | 0
geo_advanced_lowtrans | p19 | 0
geo_advanced_lowtrans | p2 | 0
geo_advanced_lowtrans | p20 | 0
geo_advanced_lowtrans | p21 | 0
geo_advanced_lowtrans | p22 | 0
geo_advanced_lowtrans | p23 | 0
geo_advanced_lowtrans | p24 | 0
geo_advanced_lowtrans | p25 | 0.25015
geo_advanced_lowtrans | p26 | 0
geo_advanced_lowtrans | p27 | 0.88112
geo_advanced_lowtrans | p28 | 0.2163
geo_advanced_lowtrans | p29 | 0
geo_advanced_lowtrans | p3 | 0
geo_advanced_lowtrans | p30 | 0
geo_advanced_lowtrans | p31 | 0
geo_advanced_lowtrans | p32 | 0
geo_advanced_lowtrans | p33 | 0.5808
geo_advanced_lowtrans | p34 | 0
geo_advanced_lowtrans | p35 | 0
geo_advanced_lowtrans | p36 | 0
geo_advanced_lowtrans | p37 | 0
geo_advanced_lowtrans | p38 | 0
geo_advanced_lowtrans | p39 | 0
geo_advanced_lowtrans | p4 | 0.314
geo_advanced_lowtrans | p40 | 0
geo_advanced_lowtrans | p41 | 0
geo_advanced_lowtrans | p42 | 0
geo_advanced_lowtrans | p43 | 0
geo_advanced_lowtrans | p44 | 0
geo_advanced_lowtrans | p45 | 0
geo_advanced_lowtrans | p46 | 0
geo_advanced_lowtrans | p47 | 0
geo_advanced_lowtrans | p48 | 0
geo_advanced_lowtrans | p49 | 0
geo_advanced_lowtrans | p5 | 0
geo_advanced_lowtrans | p50 | 0
geo_advanced_lowtrans | p51 | 0.258
geo_advanced_lowtrans | p52 | 0
geo_advanced_lowtrans | p53 | 0
geo_advanced_lowtrans | p54 | 0
geo_advanced_lowtrans | p55 | 0.186
geo_advanced_lowtrans | p56 | 0
geo_advanced_lowtrans | p57 | 0
geo_advanced_lowtrans | p58 | 0
geo_advanced_lowtrans | p59 | 0
geo_advanced_lowtrans | p6 | 0
geo_advanced_lowtrans | p60 | 0
geo_advanced_lowtrans | p61 | 0
geo_advanced_lowtrans | p62 | 0
geo_advanced_lowtrans | p63 | 0
geo_advanced_lowtrans | p64 | 0.005
geo_advanced_lowtrans | p65 | 0
geo_advanced_lowtrans | p66 | 0
geo_advanced_lowtrans | p67 | 0
geo_advanced_lowtrans | p68 | 0
geo_advanced_lowtrans | p69 | 0
geo_advanced_lowtrans | p7 | 0
geo_advanced_lowtrans | p70 | 0
geo_advanced_lowtrans | p71 | 0.031
geo_advanced_lowtrans | p72 | 0
geo_advanced_lowtrans | p73 | 0.44
geo_advanced_lowtrans | p74 | 0
geo_advanced_lowtrans | p75 | 0
geo_advanced_lowtrans | p76 | 0
geo_advanced_lowtrans | p77 | 0
geo_advanced_lowtrans | p78 | 0
geo_advanced_lowtrans | p79 | 0
geo_advanced_lowtrans | p8 | 0
geo_advanced_lowtrans | p80 | 0
geo_advanced_lowtrans | p81 | 0
geo_advanced_lowtrans | p82 | 0
geo_advanced_lowtrans | p83 | 0
geo_advanced_lowtrans | p84 | 0
geo_advanced_lowtrans | p85 | 0.03
geo_advanced_lowtrans | p86 | 0
geo_advanced_lowtrans | p87 | 0
geo_advanced_lowtrans | p88 | 0
geo_advanced_lowtrans | p89 | 0
geo_advanced_lowtrans | p9 | 3.9019
geo_advanced_lowtrans | p90 | 0
geo_advanced_lowtrans | p91 | 0
geo_advanced_lowtrans | p92 | 1.6163
geo_advanced_lowtrans | p93 | 0
geo_advanced_lowtrans | p94 | 1.8974
geo_advanced_lowtrans | p95 | 2.22
geo_advanced_lowtrans | p96 | 0.576
geo_advanced_lowtrans | p97 | 0.086
geo_advanced_lowtrans | p98 | 0
geo_advanced_lowtrans | p99 | 3.241

## 40_Battery Storage Capacity (GW
scenario | rb | Capacity (GW)
geo_advanced_lowtrans | p1 | 3.148
geo_advanced_lowtrans | p10 | 38.6525
geo_advanced_lowtrans | p100 | 4.7499
geo_advanced_lowtrans | p101 | 20.6114
geo_advanced_lowtrans | p102 | 8.8192
geo_advanced_lowtrans | p103 | 4.1061
geo_advanced_lowtrans | p104 | 0
geo_advanced_lowtrans | p105 | 3.8926
geo_advanced_lowtrans | p106 | 0.64157
geo_advanced_lowtrans | p107 | 0.00036481
geo_advanced_lowtrans | p108 | 0
geo_advanced_lowtrans | p109 | 4.2292
geo_advanced_lowtrans | p11 | 0.95904
geo_advanced_lowtrans | p110 | 0.12719
geo_advanced_lowtrans | p111 | 2.7353
geo_advanced_lowtrans | p112 | 6.955
geo_advanced_lowtrans | p113 | 3.335
geo_advanced_lowtrans | p114 | 0.88093
geo_advanced_lowtrans | p115 | 0.60617
geo_advanced_lowtrans | p116 | 2.2542
geo_advanced_lowtrans | p117 | 0.40655
geo_advanced_lowtrans | p118 | 4.4436
geo_advanced_lowtrans | p119 | 0.0081976
geo_advanced_lowtrans | p12 | 0.52894
geo_advanced_lowtrans | p120 | 0
geo_advanced_lowtrans | p121 | 0.12232
geo_advanced_lowtrans | p122 | 0
geo_advanced_lowtrans | p123 | 5.9304
geo_advanced_lowtrans | p124 | 0
geo_advanced_lowtrans | p125 | 0.38625
geo_advanced_lowtrans | p126 | 2
geo_advanced_lowtrans | p127 | 9.4143
geo_advanced_lowtrans | p128 | 0.61413
geo_advanced_lowtrans | p129 | 0.00068578
geo_advanced_lowtrans | p13 | 10.1898
geo_advanced_lowtrans | p130 | 0.046897
geo_advanced_lowtrans | p131 | 3.8112
geo_advanced_lowtrans | p132 | 2.93
geo_advanced_lowtrans | p133 | 0.26818
geo_advanced_lowtrans | p134 | 0.62454
geo_advanced_lowtrans | p14 | 0
geo_advanced_lowtrans | p15 | 0
geo_advanced_lowtrans | p16 | 2.844
geo_advanced_lowtrans | p17 | 0.021099
geo_advanced_lowtrans | p18 | 0
geo_advanced_lowtrans | p19 | 0
geo_advanced_lowtrans | p2 | 0
geo_advanced_lowtrans | p20 | 0
geo_advanced_lowtrans | p21 | 0.0080218
geo_advanced_lowtrans | p22 | 0.0083737
geo_advanced_lowtrans | p23 | 0.1063
geo_advanced_lowtrans | p24 | 0
geo_advanced_lowtrans | p25 | 3.0009
geo_advanced_lowtrans | p26 | 2.7542
geo_advanced_lowtrans | p27 | 1.784
geo_advanced_lowtrans | p28 | 9.9658
geo_advanced_lowtrans | p29 | 0.63808
geo_advanced_lowtrans | p3 | 0
geo_advanced_lowtrans | p30 | 0.12853
geo_advanced_lowtrans | p31 | 0.037589
geo_advanced_lowtrans | p32 | 0.052992
geo_advanced_lowtrans | p33 | 6.1199
geo_advanced_lowtrans | p34 | 0
geo_advanced_lowtrans | p35 | 0.017953
geo_advanced_lowtrans | p36 | 0
geo_advanced_lowtrans | p37 | 0.041784
geo_advanced_lowtrans | p38 | 0
geo_advanced_lowtrans | p39 | 0.43723
geo_advanced_lowtrans | p4 | 0
geo_advanced_lowtrans | p40 | 0.051897
geo_advanced_lowtrans | p41 | 1.1649
geo_advanced_lowtrans | p42 | 0
geo_advanced_lowtrans | p43 | 3.4493
geo_advanced_lowtrans | p44 | 0
geo_advanced_lowtrans | p45 | 0
geo_advanced_lowtrans | p46 | 0.045881
geo_advanced_lowtrans | p47 | 0.49733
geo_advanced_lowtrans | p48 | 1.2917
geo_advanced_lowtrans | p49 | 0.86827
geo_advanced_lowtrans | p5 | 3.8436
geo_advanced_lowtrans | p50 | 0.36645
geo_advanced_lowtrans | p51 | 1.051
geo_advanced_lowtrans | p52 | 0.10334
geo_advanced_lowtrans | p53 | 2.7312
geo_advanced_lowtrans | p54 | 2.2883
geo_advanced_lowtrans | p55 | 0.25544
geo_advanced_lowtrans | p56 | 1.8632
geo_advanced_lowtrans | p57 | 2.449
geo_advanced_lowtrans | p58 | 11.2145
geo_advanced_lowtrans | p59 | 1.5919
geo_advanced_lowtrans | p6 | 1.1515
geo_advanced_lowtrans | p60 | 2.4343
geo_advanced_lowtrans | p61 | 0
geo_advanced_lowtrans | p62 | 0.14674
geo_advanced_lowtrans | p63 | 5.451
geo_advanced_lowtrans | p64 | 1.1124
geo_advanced_lowtrans | p65 | 0.58396
geo_advanced_lowtrans | p66 | 2.5092
geo_advanced_lowtrans | p67 | 17.5748
geo_advanced_lowtrans | p68 | 0
geo_advanced_lowtrans | p69 | 0.043203
geo_advanced_lowtrans | p7 | 0
geo_advanced_lowtrans | p70 | 8.84e-05
geo_advanced_lowtrans | p71 | 0
geo_advanced_lowtrans | p72 | 7.4689
geo_advanced_lowtrans | p73 | 0
geo_advanced_lowtrans | p74 | 0.018903
geo_advanced_lowtrans | p75 | 0
geo_advanced_lowtrans | p76 | 0
geo_advanced_lowtrans | p77 | 0
geo_advanced_lowtrans | p78 | 0.92234
geo_advanced_lowtrans | p79 | 0.02074
geo_advanced_lowtrans | p8 | 0.18506
geo_advanced_lowtrans | p80 | 2.1333
geo_advanced_lowtrans | p81 | 0
geo_advanced_lowtrans | p82 | 1.132
geo_advanced_lowtrans | p83 | 2.72e-05
geo_advanced_lowtrans | p84 | 0.0011126
geo_advanced_lowtrans | p85 | 0.17742
geo_advanced_lowtrans | p86 | 3.3583
geo_advanced_lowtrans | p87 | 0.096974
geo_advanced_lowtrans | p88 | 0.50775
geo_advanced_lowtrans | p89 | 3.7867
geo_advanced_lowtrans | p9 | 5.6042
geo_advanced_lowtrans | p90 | 0
geo_advanced_lowtrans | p91 | 0
geo_advanced_lowtrans | p92 | 0.39616
geo_advanced_lowtrans | p93 | 0
geo_advanced_lowtrans | p94 | 18.8531
geo_advanced_lowtrans | p95 | 0.096086
geo_advanced_lowtrans | p96 | 11.6985
geo_advanced_lowtrans | p97 | 13.8747
geo_advanced_lowtrans | p98 | 9.8725
geo_advanced_lowtrans | p99 | 19.1232

## 41_Capacity Factor - Generation
tech | scenario | year | CF
nuclear | geo_advanced_lowtrans | 2010 | 0.9187
nuclear | geo_advanced_lowtrans | 2012 | 0.91845
nuclear | geo_advanced_lowtrans | 2014 | 0.9189
nuclear | geo_advanced_lowtrans | 2016 | 0.91811
nuclear | geo_advanced_lowtrans | 2018 | 0.91814
nuclear | geo_advanced_lowtrans | 2020 | 0.9179
nuclear | geo_advanced_lowtrans | 2022 | 0.91597
nuclear | geo_advanced_lowtrans | 2024 | 0.91149
nuclear | geo_advanced_lowtrans | 2026 | 0.91267
nuclear | geo_advanced_lowtrans | 2028 | 0.90974
nuclear | geo_advanced_lowtrans | 2030 | 0.90263
nuclear | geo_advanced_lowtrans | 2032 | 0.89827
nuclear | geo_advanced_lowtrans | 2034 | 0.90295
nuclear | geo_advanced_lowtrans | 2036 | 0.8867
nuclear | geo_advanced_lowtrans | 2038 | 0.88485
nuclear | geo_advanced_lowtrans | 2040 | 0.87935
nuclear | geo_advanced_lowtrans | 2042 | 0.8712
nuclear | geo_advanced_lowtrans | 2044 | 0.88551
nuclear | geo_advanced_lowtrans | 2046 | 0.90577
nuclear | geo_advanced_lowtrans | 2048 | 0.91209
nuclear | geo_advanced_lowtrans | 2050 | 0.91532
coal | geo_advanced_lowtrans | 2010 | 0.71402
coal | geo_advanced_lowtrans | 2012 | 0.47343
coal | geo_advanced_lowtrans | 2014 | 0.68499
coal | geo_advanced_lowtrans | 2016 | 0.41326
coal | geo_advanced_lowtrans | 2018 | 0.45355
coal | geo_advanced_lowtrans | 2020 | 0.33417
coal | geo_advanced_lowtrans | 2022 | 0.51985
coal | geo_advanced_lowtrans | 2024 | 0.27709
coal | geo_advanced_lowtrans | 2026 | 0.19139
coal | geo_advanced_lowtrans | 2028 | 0.12538
coal | geo_advanced_lowtrans | 2030 | 0.098295
coal | geo_advanced_lowtrans | 2032 | 0.10097
coal | geo_advanced_lowtrans | 2034 | 0.10398
coal | geo_advanced_lowtrans | 2036 | 0.10485
coal | geo_advanced_lowtrans | 2038 | 0.0947
coal | geo_advanced_lowtrans | 2040 | 0.090438
coal | geo_advanced_lowtrans | 2042 | 0.089096
coal | geo_advanced_lowtrans | 2044 | 0.096826
coal | geo_advanced_lowtrans | 2046 | 0.10386
coal | geo_advanced_lowtrans | 2048 | 0.10862
coal | geo_advanced_lowtrans | 2050 | 0.13819
gas-cc | geo_advanced_lowtrans | 2010 | 0.41006
gas-cc | geo_advanced_lowtrans | 2012 | 0.63425
gas-cc | geo_advanced_lowtrans | 2014 | 0.39397
gas-cc | geo_advanced_lowtrans | 2016 | 0.6601
gas-cc | geo_advanced_lowtrans | 2018 | 0.56664
gas-cc | geo_advanced_lowtrans | 2020 | 0.66306
gas-cc | geo_advanced_lowtrans | 2022 | 0.46315
gas-cc | geo_advanced_lowtrans | 2024 | 0.45172
gas-cc | geo_advanced_lowtrans | 2026 | 0.39342
gas-cc | geo_advanced_lowtrans | 2028 | 0.33503
gas-cc | geo_advanced_lowtrans | 2030 | 0.27874
gas-cc | geo_advanced_lowtrans | 2032 | 0.28927
gas-cc | geo_advanced_lowtrans | 2034 | 0.27519
gas-cc | geo_advanced_lowtrans | 2036 | 0.26892
gas-cc | geo_advanced_lowtrans | 2038 | 0.26134
gas-cc | geo_advanced_lowtrans | 2040 | 0.26061
gas-cc | geo_advanced_lowtrans | 2042 | 0.25861
gas-cc | geo_advanced_lowtrans | 2044 | 0.29873
gas-cc | geo_advanced_lowtrans | 2046 | 0.34176
gas-cc | geo_advanced_lowtrans | 2048 | 0.36267
gas-cc | geo_advanced_lowtrans | 2050 | 0.38814
gas-cc-ccs_mod_upgrade | geo_advanced_lowtrans | 2028 | 0.87612
gas-cc-ccs_mod_upgrade | geo_advanced_lowtrans | 2030 | 0.87612
gas-cc-ccs_mod_upgrade | geo_advanced_lowtrans | 2032 | 0.87612
gas-cc-ccs_mod_upgrade | geo_advanced_lowtrans | 2034 | 0.87612
gas-cc-ccs_mod_upgrade | geo_advanced_lowtrans | 2036 | 0.87611
gas-cc-ccs_mod_upgrade | geo_advanced_lowtrans | 2038 | 0.87551
gas-cc-ccs_mod_upgrade | geo_advanced_lowtrans | 2040 | 0.06
gas-cc-ccs_mod_upgrade | geo_advanced_lowtrans | 2042 | 0.06
gas-cc-ccs_mod_upgrade | geo_advanced_lowtrans | 2044 | 0.06
gas-cc-ccs_mod_upgrade | geo_advanced_lowtrans | 2046 | 0.12547
gas-cc-ccs_mod_upgrade | geo_advanced_lowtrans | 2048 | 0.12547
gas-cc-ccs_mod_upgrade | geo_advanced_lowtrans | 2050 | 0.12547
gas-ct | geo_advanced_lowtrans | 2010 | 0.06
gas-ct | geo_advanced_lowtrans | 2012 | 0.06
gas-ct | geo_advanced_lowtrans | 2014 | 0.060222
gas-ct | geo_advanced_lowtrans | 2016 | 0.062198
gas-ct | geo_advanced_lowtrans | 2018 | 0.061732
gas-ct | geo_advanced_lowtrans | 2020 | 0.07033
gas-ct | geo_advanced_lowtrans | 2022 | 0.06
gas-ct | geo_advanced_lowtrans | 2024 | 0.06
gas-ct | geo_advanced_lowtrans | 2026 | 0.06
gas-ct | geo_advanced_lowtrans | 2028 | 0.06
gas-ct | geo_advanced_lowtrans | 2030 | 0.06
gas-ct | geo_advanced_lowtrans | 2032 | 0.06
gas-ct | geo_advanced_lowtrans | 2034 | 0.06
gas-ct | geo_advanced_lowtrans | 2036 | 0.06
gas-ct | geo_advanced_lowtrans | 2038 | 0.06
gas-ct | geo_advanced_lowtrans | 2040 | 0.06
gas-ct | geo_advanced_lowtrans | 2042 | 0.06
gas-ct | geo_advanced_lowtrans | 2044 | 0.06
gas-ct | geo_advanced_lowtrans | 2046 | 0.06
gas-ct | geo_advanced_lowtrans | 2048 | 0.06
gas-ct | geo_advanced_lowtrans | 2050 | 0.06
o-g-s | geo_advanced_lowtrans | 2010 | 0.063894
o-g-s | geo_advanced_lowtrans | 2012 | 0.063458
o-g-s | geo_advanced_lowtrans | 2014 | 0.064712
o-g-s | geo_advanced_lowtrans | 2016 | 0.077041
o-g-s | geo_advanced_lowtrans | 2018 | 0.063805
o-g-s | geo_advanced_lowtrans | 2020 | 0.094009
o-g-s | geo_advanced_lowtrans | 2022 | 0.06
o-g-s | geo_advanced_lowtrans | 2024 | 0.06
o-g-s | geo_advanced_lowtrans | 2026 | 0.06
o-g-s | geo_advanced_lowtrans | 2028 | 0.06
o-g-s | geo_advanced_lowtrans | 2030 | 0.06
o-g-s | geo_advanced_lowtrans | 2032 | 0.06
o-g-s | geo_advanced_lowtrans | 2034 | 0.06
o-g-s | geo_advanced_lowtrans | 2036 | 0.06
o-g-s | geo_advanced_lowtrans | 2038 | 0.06
o-g-s | geo_advanced_lowtrans | 2040 | 0.06
o-g-s | geo_advanced_lowtrans | 2042 | 0.06
o-g-s | geo_advanced_lowtrans | 2044 | 0.06
o-g-s | geo_advanced_lowtrans | 2046 | 0.06
o-g-s | geo_advanced_lowtrans | 2048 | 0.06
o-g-s | geo_advanced_lowtrans | 2050 | 0.06
hydro | geo_advanced_lowtrans | 2010 | 0.38664
hydro | geo_advanced_lowtrans | 2012 | 0.39881
hydro | geo_advanced_lowtrans | 2014 | 0.37773
hydro | geo_advanced_lowtrans | 2016 | 0.38583
hydro | geo_advanced_lowtrans | 2018 | 0.41396
hydro | geo_advanced_lowtrans | 2020 | 0.40857
hydro | geo_advanced_lowtrans | 2022 | 0.40871
hydro | geo_advanced_lowtrans | 2024 | 0.4099
hydro | geo_advanced_lowtrans | 2026 | 0.41099
hydro | geo_advanced_lowtrans | 2028 | 0.41067
hydro | geo_advanced_lowtrans | 2030 | 0.41074
hydro | geo_advanced_lowtrans | 2032 | 0.41085
hydro | geo_advanced_lowtrans | 2034 | 0.41084
hydro | geo_advanced_lowtrans | 2036 | 0.41041
hydro | geo_advanced_lowtrans | 2038 | 0.40707
hydro | geo_advanced_lowtrans | 2040 | 0.39759
hydro | geo_advanced_lowtrans | 2042 | 0.39677
hydro | geo_advanced_lowtrans | 2044 | 0.38768
hydro | geo_advanced_lowtrans | 2046 | 0.39575
hydro | geo_advanced_lowtrans | 2048 | 0.40122
hydro | geo_advanced_lowtrans | 2050 | 0.40986
geothermal | geo_advanced_lowtrans | 2010 | 0.062212
geothermal | geo_advanced_lowtrans | 2012 | 0.099983
geothermal | geo_advanced_lowtrans | 2014 | 0.12206
geothermal | geo_advanced_lowtrans | 2016 | 0.13439
geothermal | geo_advanced_lowtrans | 2018 | 0.14872
geothermal | geo_advanced_lowtrans | 2020 | 0.34216
geothermal | geo_advanced_lowtrans | 2022 | 0.34723
geothermal | geo_advanced_lowtrans | 2024 | 0.34724
geothermal | geo_advanced_lowtrans | 2026 | 0.34724
geothermal | geo_advanced_lowtrans | 2028 | 0.53133
geothermal | geo_advanced_lowtrans | 2030 | 0.53133
geothermal | geo_advanced_lowtrans | 2032 | 0.53116
geothermal | geo_advanced_lowtrans | 2034 | 0.53133
geothermal | geo_advanced_lowtrans | 2036 | 0.57061
geothermal | geo_advanced_lowtrans | 2038 | 0.54472
geothermal | geo_advanced_lowtrans | 2040 | 0.57333
geothermal | geo_advanced_lowtrans | 2042 | 0.53862
geothermal | geo_advanced_lowtrans | 2044 | 0.55946
geothermal | geo_advanced_lowtrans | 2046 | 0.55734
geothermal | geo_advanced_lowtrans | 2048 | 0.63514
geothermal | geo_advanced_lowtrans | 2050 | 0.61804
biopower | geo_advanced_lowtrans | 2010 | 0.136
biopower | geo_advanced_lowtrans | 2012 | 0.077683
biopower | geo_advanced_lowtrans | 2014 | 0.17503
biopower | geo_advanced_lowtrans | 2016 | 0.11359
biopower | geo_advanced_lowtrans | 2018 | 0.13317
biopower | geo_advanced_lowtrans | 2020 | 0.16162
biopower | geo_advanced_lowtrans | 2022 | 0.21834
biopower | geo_advanced_lowtrans | 2024 | 0.062945
biopower | geo_advanced_lowtrans | 2026 | 0.06
biopower | geo_advanced_lowtrans | 2028 | 0.06
biopower | geo_advanced_lowtrans | 2030 | 0.06
biopower | geo_advanced_lowtrans | 2032 | 0.06
biopower | geo_advanced_lowtrans | 2034 | 0.06
biopower | geo_advanced_lowtrans | 2036 | 0.06
biopower | geo_advanced_lowtrans | 2038 | 0.06
biopower | geo_advanced_lowtrans | 2040 | 0.06
biopower | geo_advanced_lowtrans | 2042 | 0.06
biopower | geo_advanced_lowtrans | 2044 | 0.06
biopower | geo_advanced_lowtrans | 2046 | 0.082438
biopower | geo_advanced_lowtrans | 2048 | 0.077216
biopower | geo_advanced_lowtrans | 2050 | 0.076355
lfill-gas | geo_advanced_lowtrans | 2010 | 0.52418
lfill-gas | geo_advanced_lowtrans | 2012 | 0.52331
lfill-gas | geo_advanced_lowtrans | 2014 | 0.52406
lfill-gas | geo_advanced_lowtrans | 2016 | 0.52221
lfill-gas | geo_advanced_lowtrans | 2018 | 0.52222
lfill-gas | geo_advanced_lowtrans | 2020 | 0.51489
lfill-gas | geo_advanced_lowtrans | 2022 | 0.52098
lfill-gas | geo_advanced_lowtrans | 2024 | 0.50748
lfill-gas | geo_advanced_lowtrans | 2026 | 0.50618
lfill-gas | geo_advanced_lowtrans | 2028 | 0.50395
lfill-gas | geo_advanced_lowtrans | 2030 | 0.49896
lfill-gas | geo_advanced_lowtrans | 2032 | 0.49908
lfill-gas | geo_advanced_lowtrans | 2034 | 0.49928
lfill-gas | geo_advanced_lowtrans | 2036 | 0.49324
lfill-gas | geo_advanced_lowtrans | 2038 | 0.48437
lfill-gas | geo_advanced_lowtrans | 2040 | 0.48366
lfill-gas | geo_advanced_lowtrans | 2042 | 0.48062
lfill-gas | geo_advanced_lowtrans | 2044 | 0.49002
lfill-gas | geo_advanced_lowtrans | 2046 | 0.49436
lfill-gas | geo_advanced_lowtrans | 2048 | 0.49787
lfill-gas | geo_advanced_lowtrans | 2050 | 0.50012
wind-ons | geo_advanced_lowtrans | 2010 | 0.32427
wind-ons | geo_advanced_lowtrans | 2012 | 0.34193
wind-ons | geo_advanced_lowtrans | 2014 | 0.34725
wind-ons | geo_advanced_lowtrans | 2016 | 0.36237
wind-ons | geo_advanced_lowtrans | 2018 | 0.36587
wind-ons | geo_advanced_lowtrans | 2020 | 0.37817
wind-ons | geo_advanced_lowtrans | 2022 | 0.32658
wind-ons | geo_advanced_lowtrans | 2024 | 0.39954
wind-ons | geo_advanced_lowtrans | 2026 | 0.40301
wind-ons | geo_advanced_lowtrans | 2028 | 0.39527
wind-ons | geo_advanced_lowtrans | 2030 | 0.38907
wind-ons | geo_advanced_lowtrans | 2032 | 0.37712
wind-ons | geo_advanced_lowtrans | 2034 | 0.37824
wind-ons | geo_advanced_lowtrans | 2036 | 0.37138
wind-ons | geo_advanced_lowtrans | 2038 | 0.37308
wind-ons | geo_advanced_lowtrans | 2040 | 0.37172
wind-ons | geo_advanced_lowtrans | 2042 | 0.37981
wind-ons | geo_advanced_lowtrans | 2044 | 0.37633
wind-ons | geo_advanced_lowtrans | 2046 | 0.37359
wind-ons | geo_advanced_lowtrans | 2048 | 0.37615
wind-ons | geo_advanced_lowtrans | 2050 | 0.38162
wind-ofs | geo_advanced_lowtrans | 2016 | 0.40754
wind-ofs | geo_advanced_lowtrans | 2018 | 0.40534
wind-ofs | geo_advanced_lowtrans | 2020 | 0.39749
wind-ofs | geo_advanced_lowtrans | 2022 | 0.19741
wind-ofs | geo_advanced_lowtrans | 2024 | 0.29512
wind-ofs | geo_advanced_lowtrans | 2026 | 0.37784
wind-ofs | geo_advanced_lowtrans | 2028 | 0.39583
wind-ofs | geo_advanced_lowtrans | 2030 | 0.39398
wind-ofs | geo_advanced_lowtrans | 2032 | 0.37751
wind-ofs | geo_advanced_lowtrans | 2034 | 0.35491
wind-ofs | geo_advanced_lowtrans | 2036 | 0.3603
wind-ofs | geo_advanced_lowtrans | 2038 | 0.3501
wind-ofs | geo_advanced_lowtrans | 2040 | 0.36062
wind-ofs | geo_advanced_lowtrans | 2042 | 0.39566
wind-ofs | geo_advanced_lowtrans | 2044 | 0.37762
wind-ofs | geo_advanced_lowtrans | 2046 | 0.39222
wind-ofs | geo_advanced_lowtrans | 2048 | 0.41158
wind-ofs | geo_advanced_lowtrans | 2050 | 0.42045
csp | geo_advanced_lowtrans | 2014 | 0.3148
csp | geo_advanced_lowtrans | 2016 | 0.3148
csp | geo_advanced_lowtrans | 2018 | 0.3148
csp | geo_advanced_lowtrans | 2020 | 0.3148
csp | geo_advanced_lowtrans | 2022 | 0.25209
csp | geo_advanced_lowtrans | 2024 | 0.31137
csp | geo_advanced_lowtrans | 2026 | 0.31335
csp | geo_advanced_lowtrans | 2028 | 0.26726
csp | geo_advanced_lowtrans | 2030 | 0.26579
csp | geo_advanced_lowtrans | 2032 | 0.27602
csp | geo_advanced_lowtrans | 2034 | 0.2908
csp | geo_advanced_lowtrans | 2036 | 0.060156
csp | geo_advanced_lowtrans | 2038 | 0.19132
csp | geo_advanced_lowtrans | 2040 | 0.17744
csp | geo_advanced_lowtrans | 2042 | 0.14336
csp | geo_advanced_lowtrans | 2044 | 0.035764
csp | geo_advanced_lowtrans | 2046 | 0.74252
csp | geo_advanced_lowtrans | 2048 | 0.74252
csp | geo_advanced_lowtrans | 2050 | 0.74252
upv | geo_advanced_lowtrans | 2010 | 0.2966
upv | geo_advanced_lowtrans | 2012 | 0.30065
upv | geo_advanced_lowtrans | 2014 | 0.30525
upv | geo_advanced_lowtrans | 2016 | 0.29463
upv | geo_advanced_lowtrans | 2018 | 0.28514
upv | geo_advanced_lowtrans | 2020 | 0.28054
upv | geo_advanced_lowtrans | 2022 | 0.2213
upv | geo_advanced_lowtrans | 2024 | 0.25669
upv | geo_advanced_lowtrans | 2026 | 0.25206
upv | geo_advanced_lowtrans | 2028 | 0.24597
upv | geo_advanced_lowtrans | 2030 | 0.24671
upv | geo_advanced_lowtrans | 2032 | 0.24276
upv | geo_advanced_lowtrans | 2034 | 0.2346
upv | geo_advanced_lowtrans | 2036 | 0.23195
upv | geo_advanced_lowtrans | 2038 | 0.22202
upv | geo_advanced_lowtrans | 2040 | 0.21603
upv | geo_advanced_lowtrans | 2042 | 0.21963
upv | geo_advanced_lowtrans | 2044 | 0.21672
upv | geo_advanced_lowtrans | 2046 | 0.22048
upv | geo_advanced_lowtrans | 2048 | 0.22355
upv | geo_advanced_lowtrans | 2050 | 0.2292
dupv | geo_advanced_lowtrans | 2010 | 0.26575
dupv | geo_advanced_lowtrans | 2012 | 0.26305
dupv | geo_advanced_lowtrans | 2014 | 0.2613
dupv | geo_advanced_lowtrans | 2016 | 0.25749
dupv | geo_advanced_lowtrans | 2018 | 0.25209
dupv | geo_advanced_lowtrans | 2020 | 0.24804
dupv | geo_advanced_lowtrans | 2022 | 0.19014
dupv | geo_advanced_lowtrans | 2024 | 0.22495
dupv | geo_advanced_lowtrans | 2026 | 0.22743
dupv | geo_advanced_lowtrans | 2028 | 0.20324
dupv | geo_advanced_lowtrans | 2030 | 0.18998
dupv | geo_advanced_lowtrans | 2032 | 0.17822
dupv | geo_advanced_lowtrans | 2034 | 0.17937
dupv | geo_advanced_lowtrans | 2036 | 0.15669
dupv | geo_advanced_lowtrans | 2038 | 0.16075
dupv | geo_advanced_lowtrans | 2040 | 0.16447
dupv | geo_advanced_lowtrans | 2042 | 0.16784
dupv | geo_advanced_lowtrans | 2044 | 0.17139
dupv | geo_advanced_lowtrans | 2046 | 0.15848
dupv | geo_advanced_lowtrans | 2048 | 0.1742
dupv | geo_advanced_lowtrans | 2050 | 0.21709
distpv | geo_advanced_lowtrans | 2010 | 0.19755
distpv | geo_advanced_lowtrans | 2012 | 0.18315
distpv | geo_advanced_lowtrans | 2014 | 0.18233
distpv | geo_advanced_lowtrans | 2016 | 0.18214
distpv | geo_advanced_lowtrans | 2018 | 0.1811
distpv | geo_advanced_lowtrans | 2020 | 0.18085
distpv | geo_advanced_lowtrans | 2022 | 0.16065
distpv | geo_advanced_lowtrans | 2024 | 0.16207
distpv | geo_advanced_lowtrans | 2026 | 0.15689
distpv | geo_advanced_lowtrans | 2028 | 0.14915
distpv | geo_advanced_lowtrans | 2030 | 0.12247
distpv | geo_advanced_lowtrans | 2032 | 0.12023
distpv | geo_advanced_lowtrans | 2034 | 0.11576
distpv | geo_advanced_lowtrans | 2036 | 0.10642
distpv | geo_advanced_lowtrans | 2038 | 0.10437
distpv | geo_advanced_lowtrans | 2040 | 0.1207
distpv | geo_advanced_lowtrans | 2042 | 0.10711
distpv | geo_advanced_lowtrans | 2044 | 0.12402
distpv | geo_advanced_lowtrans | 2046 | 0.11507
distpv | geo_advanced_lowtrans | 2048 | 0.13329
distpv | geo_advanced_lowtrans | 2050 | 0.1315
pvb | geo_advanced_lowtrans | 2012 | 0.35287
pvb | geo_advanced_lowtrans | 2014 | 0.3324
pvb | geo_advanced_lowtrans | 2016 | 0.34339
pvb | geo_advanced_lowtrans | 2018 | 0.34346
pvb | geo_advanced_lowtrans | 2020 | 0.3522
pvb | geo_advanced_lowtrans | 2022 | 0.20306
pvb | geo_advanced_lowtrans | 2024 | 0.2475
pvb | geo_advanced_lowtrans | 2026 | 0.2367
pvb | geo_advanced_lowtrans | 2028 | 0.2494
pvb | geo_advanced_lowtrans | 2030 | 0.29898
pvb | geo_advanced_lowtrans | 2032 | 0.30934
pvb | geo_advanced_lowtrans | 2034 | 0.29822
pvb | geo_advanced_lowtrans | 2036 | 0.2951
pvb | geo_advanced_lowtrans | 2038 | 0.31377
pvb | geo_advanced_lowtrans | 2040 | 0.28506
pvb | geo_advanced_lowtrans | 2042 | 0.2832
pvb | geo_advanced_lowtrans | 2044 | 0.2593
pvb | geo_advanced_lowtrans | 2046 | 0.24125
pvb | geo_advanced_lowtrans | 2048 | 0.19162
pvb | geo_advanced_lowtrans | 2050 | 0.19498
battery_2 | geo_advanced_lowtrans | 2010 | 0.035717
battery_2 | geo_advanced_lowtrans | 2012 | 0.02015
battery_2 | geo_advanced_lowtrans | 2014 | 0.021744
battery_2 | geo_advanced_lowtrans | 2016 | 0.010175
battery_2 | geo_advanced_lowtrans | 2018 | 0.013458
battery_2 | geo_advanced_lowtrans | 2020 | 0.022726
battery_2 | geo_advanced_lowtrans | 2022 | 0.20767
battery_2 | geo_advanced_lowtrans | 2024 | 0.070888
battery_2 | geo_advanced_lowtrans | 2026 | 0.075883
battery_2 | geo_advanced_lowtrans | 2028 | 0.083735
battery_2 | geo_advanced_lowtrans | 2030 | 0.082784
battery_2 | geo_advanced_lowtrans | 2032 | 0.063607
battery_2 | geo_advanced_lowtrans | 2034 | 0.059393
battery_2 | geo_advanced_lowtrans | 2036 | 0.060087
battery_2 | geo_advanced_lowtrans | 2038 | 0.1052
battery_2 | geo_advanced_lowtrans | 2040 | 0.081132
battery_2 | geo_advanced_lowtrans | 2042 | 0.11957
battery_2 | geo_advanced_lowtrans | 2044 | 0.096186
battery_2 | geo_advanced_lowtrans | 2046 | 0.09536
battery_2 | geo_advanced_lowtrans | 2048 | 0.08511
battery_2 | geo_advanced_lowtrans | 2050 | 0.059975
battery_4 | geo_advanced_lowtrans | 2012 | 0.0044749
battery_4 | geo_advanced_lowtrans | 2014 | 0.0044749
battery_4 | geo_advanced_lowtrans | 2016 | 0.0044749
battery_4 | geo_advanced_lowtrans | 2018 | 0.0044749
battery_4 | geo_advanced_lowtrans | 2020 | 0.0044749
battery_4 | geo_advanced_lowtrans | 2022 | 0.24277
battery_4 | geo_advanced_lowtrans | 2024 | 0.16399
battery_4 | geo_advanced_lowtrans | 2026 | 0.20663
battery_4 | geo_advanced_lowtrans | 2028 | 0.17815
battery_4 | geo_advanced_lowtrans | 2030 | 0.17592
battery_4 | geo_advanced_lowtrans | 2032 | 0.14959
battery_4 | geo_advanced_lowtrans | 2034 | 0.12601
battery_4 | geo_advanced_lowtrans | 2036 | 0.11941
battery_4 | geo_advanced_lowtrans | 2038 | 0.12268
battery_4 | geo_advanced_lowtrans | 2040 | 0.12959
battery_4 | geo_advanced_lowtrans | 2042 | 0.13765
battery_4 | geo_advanced_lowtrans | 2044 | 0.14985
battery_4 | geo_advanced_lowtrans | 2046 | 0.13138
battery_4 | geo_advanced_lowtrans | 2048 | 0.133
battery_4 | geo_advanced_lowtrans | 2050 | 0.11558
battery_6 | geo_advanced_lowtrans | 2022 | 0.31025
battery_6 | geo_advanced_lowtrans | 2024 | 0.021359
battery_6 | geo_advanced_lowtrans | 2026 | 0.22298
battery_6 | geo_advanced_lowtrans | 2028 | 0.28026
battery_6 | geo_advanced_lowtrans | 2030 | 0.25246
battery_6 | geo_advanced_lowtrans | 2032 | 0.20815
battery_6 | geo_advanced_lowtrans | 2034 | 0.19023
battery_6 | geo_advanced_lowtrans | 2036 | 0.1704
battery_6 | geo_advanced_lowtrans | 2038 | 0.16376
battery_6 | geo_advanced_lowtrans | 2040 | 0.15797
battery_6 | geo_advanced_lowtrans | 2042 | 0.16119
battery_6 | geo_advanced_lowtrans | 2044 | 0.14082
battery_6 | geo_advanced_lowtrans | 2046 | 0.14348
battery_6 | geo_advanced_lowtrans | 2048 | 0.1529
battery_6 | geo_advanced_lowtrans | 2050 | 0.17011
battery_8 | geo_advanced_lowtrans | 2030 | 0.3317
battery_8 | geo_advanced_lowtrans | 2032 | 0.28839
battery_8 | geo_advanced_lowtrans | 2034 | 0.20954
battery_8 | geo_advanced_lowtrans | 2036 | 0.16192
battery_8 | geo_advanced_lowtrans | 2038 | 0.15493
battery_8 | geo_advanced_lowtrans | 2040 | 0.16955
battery_8 | geo_advanced_lowtrans | 2042 | 0.18149
battery_8 | geo_advanced_lowtrans | 2044 | 0.16099
battery_8 | geo_advanced_lowtrans | 2046 | 0.1709
battery_8 | geo_advanced_lowtrans | 2048 | 0.14047
battery_8 | geo_advanced_lowtrans | 2050 | 0.13973
battery_10 | geo_advanced_lowtrans | 2034 | 0.44755
battery_10 | geo_advanced_lowtrans | 2036 | 0.18212
battery_10 | geo_advanced_lowtrans | 2038 | 0.42078
battery_10 | geo_advanced_lowtrans | 2040 | 0.21935
battery_10 | geo_advanced_lowtrans | 2042 | 0.24033
battery_10 | geo_advanced_lowtrans | 2044 | 0.24546
battery_10 | geo_advanced_lowtrans | 2046 | 0.22528
battery_10 | geo_advanced_lowtrans | 2048 | 0.19511
battery_10 | geo_advanced_lowtrans | 2050 | 0.13973
pumped-hydro | geo_advanced_lowtrans | 2010 | 0.10211
pumped-hydro | geo_advanced_lowtrans | 2012 | 0.077482
pumped-hydro | geo_advanced_lowtrans | 2014 | 0.077253
pumped-hydro | geo_advanced_lowtrans | 2016 | 0.07665
pumped-hydro | geo_advanced_lowtrans | 2018 | 0.070338
pumped-hydro | geo_advanced_lowtrans | 2020 | 0.085135
pumped-hydro | geo_advanced_lowtrans | 2022 | 0.079394
pumped-hydro | geo_advanced_lowtrans | 2024 | 0.1289
pumped-hydro | geo_advanced_lowtrans | 2026 | 0.14564
pumped-hydro | geo_advanced_lowtrans | 2028 | 0.14289
pumped-hydro | geo_advanced_lowtrans | 2030 | 0.088629
pumped-hydro | geo_advanced_lowtrans | 2032 | 0.02592
pumped-hydro | geo_advanced_lowtrans | 2034 | 0.011311
pumped-hydro | geo_advanced_lowtrans | 2036 | 0.0098514
pumped-hydro | geo_advanced_lowtrans | 2038 | 0.012508
pumped-hydro | geo_advanced_lowtrans | 2040 | 0.015859
pumped-hydro | geo_advanced_lowtrans | 2042 | 0.013918
pumped-hydro | geo_advanced_lowtrans | 2044 | 0.011578
pumped-hydro | geo_advanced_lowtrans | 2046 | 0.0084585
pumped-hydro | geo_advanced_lowtrans | 2048 | 0.008514
pumped-hydro | geo_advanced_lowtrans | 2050 | 0.006279
Canada | geo_advanced_lowtrans | 2010 | 0.87519
Canada | geo_advanced_lowtrans | 2012 | 0.87519
Canada | geo_advanced_lowtrans | 2014 | 0.87519
Canada | geo_advanced_lowtrans | 2016 | 0.87519
Canada | geo_advanced_lowtrans | 2018 | 0.87519
Canada | geo_advanced_lowtrans | 2020 | 0.87519
Canada | geo_advanced_lowtrans | 2022 | 0.57535
Canada | geo_advanced_lowtrans | 2024 | 0.87519
Canada | geo_advanced_lowtrans | 2026 | 0.86215
Canada | geo_advanced_lowtrans | 2028 | 0.87519
Canada | geo_advanced_lowtrans | 2030 | 0.87112
Canada | geo_advanced_lowtrans | 2032 | 0.87519
Canada | geo_advanced_lowtrans | 2034 | 0.87519
Canada | geo_advanced_lowtrans | 2036 | 0.87519
Canada | geo_advanced_lowtrans | 2038 | 0.87519
Canada | geo_advanced_lowtrans | 2040 | 0.87519
Canada | geo_advanced_lowtrans | 2042 | 0.87519
Canada | geo_advanced_lowtrans | 2044 | 0.87519
Canada | geo_advanced_lowtrans | 2046 | 0.87519
Canada | geo_advanced_lowtrans | 2048 | 0.87519
Canada | geo_advanced_lowtrans | 2050 | 0.87519

## 43_Monetized health damages ove
cr | model | scenario | year | Total health damages (billion $)
acs | ap2 | geo_advanced_lowtrans | 2010 | 145.8998
acs | ap2 | geo_advanced_lowtrans | 2011 | 143.926
acs | ap2 | geo_advanced_lowtrans | 2012 | 90.0966
acs | ap2 | geo_advanced_lowtrans | 2013 | 89.9286
acs | ap2 | geo_advanced_lowtrans | 2014 | 122.0628
acs | ap2 | geo_advanced_lowtrans | 2015 | 121.4702
acs | ap2 | geo_advanced_lowtrans | 2016 | 68.4637
acs | ap2 | geo_advanced_lowtrans | 2017 | 68.3978
acs | ap2 | geo_advanced_lowtrans | 2018 | 61.5497
acs | ap2 | geo_advanced_lowtrans | 2019 | 61.4714
acs | ap2 | geo_advanced_lowtrans | 2020 | 47.7723
acs | ap2 | geo_advanced_lowtrans | 2021 | 47.6436
acs | ap2 | geo_advanced_lowtrans | 2022 | 57.8639
acs | ap2 | geo_advanced_lowtrans | 2023 | 57.7086
acs | ap2 | geo_advanced_lowtrans | 2024 | 31.1956
acs | ap2 | geo_advanced_lowtrans | 2025 | 31.1157
acs | ap2 | geo_advanced_lowtrans | 2026 | 21.6946
acs | ap2 | geo_advanced_lowtrans | 2027 | 21.621
acs | ap2 | geo_advanced_lowtrans | 2028 | 13.4402
acs | ap2 | geo_advanced_lowtrans | 2029 | 13.3743
acs | ap2 | geo_advanced_lowtrans | 2030 | 9.2304
acs | ap2 | geo_advanced_lowtrans | 2031 | 9.1661
acs | ap2 | geo_advanced_lowtrans | 2032 | 9.3811
acs | ap2 | geo_advanced_lowtrans | 2033 | 9.3164
acs | ap2 | geo_advanced_lowtrans | 2034 | 9.5222
acs | ap2 | geo_advanced_lowtrans | 2035 | 9.4744
acs | ap2 | geo_advanced_lowtrans | 2036 | 9.3618
acs | ap2 | geo_advanced_lowtrans | 2037 | 9.3028
acs | ap2 | geo_advanced_lowtrans | 2038 | 8.5076
acs | ap2 | geo_advanced_lowtrans | 2039 | 8.4473
acs | ap2 | geo_advanced_lowtrans | 2040 | 7.7473
acs | ap2 | geo_advanced_lowtrans | 2041 | 7.6883
acs | ap2 | geo_advanced_lowtrans | 2042 | 7.2182
acs | ap2 | geo_advanced_lowtrans | 2043 | 7.2107
acs | ap2 | geo_advanced_lowtrans | 2044 | 7.1775
acs | ap2 | geo_advanced_lowtrans | 2045 | 7.1616
acs | ap2 | geo_advanced_lowtrans | 2046 | 7.1532
acs | ap2 | geo_advanced_lowtrans | 2047 | 7.1322
acs | ap2 | geo_advanced_lowtrans | 2048 | 6.3534
acs | ap2 | geo_advanced_lowtrans | 2049 | 6.3347
acs | ap2 | geo_advanced_lowtrans | 2050 | 6.4843
acs | easiur | geo_advanced_lowtrans | 2010 | 161.4958
acs | easiur | geo_advanced_lowtrans | 2011 | 160.0036
acs | easiur | geo_advanced_lowtrans | 2012 | 100.9134
acs | easiur | geo_advanced_lowtrans | 2013 | 100.7828
acs | easiur | geo_advanced_lowtrans | 2014 | 136.0049
acs | easiur | geo_advanced_lowtrans | 2015 | 135.5445
acs | easiur | geo_advanced_lowtrans | 2016 | 76.809
acs | easiur | geo_advanced_lowtrans | 2017 | 76.7549
acs | easiur | geo_advanced_lowtrans | 2018 | 68.415
acs | easiur | geo_advanced_lowtrans | 2019 | 68.3214
acs | easiur | geo_advanced_lowtrans | 2020 | 54.8821
acs | easiur | geo_advanced_lowtrans | 2021 | 54.7521
acs | easiur | geo_advanced_lowtrans | 2022 | 63.9844
acs | easiur | geo_advanced_lowtrans | 2023 | 63.836
acs | easiur | geo_advanced_lowtrans | 2024 | 35.2388
acs | easiur | geo_advanced_lowtrans | 2025 | 35.1478
acs | easiur | geo_advanced_lowtrans | 2026 | 24.7472
acs | easiur | geo_advanced_lowtrans | 2027 | 24.6659
acs | easiur | geo_advanced_lowtrans | 2028 | 15.8771
acs | easiur | geo_advanced_lowtrans | 2029 | 15.8047
acs | easiur | geo_advanced_lowtrans | 2030 | 11.2418
acs | easiur | geo_advanced_lowtrans | 2031 | 11.1721
acs | easiur | geo_advanced_lowtrans | 2032 | 11.3521
acs | easiur | geo_advanced_lowtrans | 2033 | 11.2816
acs | easiur | geo_advanced_lowtrans | 2034 | 11.4526
acs | easiur | geo_advanced_lowtrans | 2035 | 11.3951
acs | easiur | geo_advanced_lowtrans | 2036 | 11.2493
acs | easiur | geo_advanced_lowtrans | 2037 | 11.184
acs | easiur | geo_advanced_lowtrans | 2038 | 10.2819
acs | easiur | geo_advanced_lowtrans | 2039 | 10.2142
acs | easiur | geo_advanced_lowtrans | 2040 | 9.5361
acs | easiur | geo_advanced_lowtrans | 2041 | 9.4707
acs | easiur | geo_advanced_lowtrans | 2042 | 9.0424
acs | easiur | geo_advanced_lowtrans | 2043 | 9.0279
acs | easiur | geo_advanced_lowtrans | 2044 | 9.1641
acs | easiur | geo_advanced_lowtrans | 2045 | 9.1333
acs | easiur | geo_advanced_lowtrans | 2046 | 9.2004
acs | easiur | geo_advanced_lowtrans | 2047 | 9.1597
acs | easiur | geo_advanced_lowtrans | 2048 | 8.5525
acs | easiur | geo_advanced_lowtrans | 2049 | 8.5163
acs | easiur | geo_advanced_lowtrans | 2050 | 9.1256
acs | inmap | geo_advanced_lowtrans | 2010 | 175.1745
acs | inmap | geo_advanced_lowtrans | 2011 | 174.3638
acs | inmap | geo_advanced_lowtrans | 2012 | 110.1081
acs | inmap | geo_advanced_lowtrans | 2013 | 110.0383
acs | inmap | geo_advanced_lowtrans | 2014 | 149.2833
acs | inmap | geo_advanced_lowtrans | 2015 | 149.0372
acs | inmap | geo_advanced_lowtrans | 2016 | 82.8678
acs | inmap | geo_advanced_lowtrans | 2017 | 82.8398
acs | inmap | geo_advanced_lowtrans | 2018 | 75.1047
acs | inmap | geo_advanced_lowtrans | 2019 | 75.065
acs | inmap | geo_advanced_lowtrans | 2020 | 58.396
acs | inmap | geo_advanced_lowtrans | 2021 | 58.3361
acs | inmap | geo_advanced_lowtrans | 2022 | 70.7429
acs | inmap | geo_advanced_lowtrans | 2023 | 70.6723
acs | inmap | geo_advanced_lowtrans | 2024 | 37.2551
acs | inmap | geo_advanced_lowtrans | 2025 | 37.2156
acs | inmap | geo_advanced_lowtrans | 2026 | 26.4298
acs | inmap | geo_advanced_lowtrans | 2027 | 26.394
acs | inmap | geo_advanced_lowtrans | 2028 | 16.9692
acs | inmap | geo_advanced_lowtrans | 2029 | 16.9372
acs | inmap | geo_advanced_lowtrans | 2030 | 12.036
acs | inmap | geo_advanced_lowtrans | 2031 | 12.0049
acs | inmap | geo_advanced_lowtrans | 2032 | 12.1485
acs | inmap | geo_advanced_lowtrans | 2033 | 12.1173
acs | inmap | geo_advanced_lowtrans | 2034 | 12.3289
acs | inmap | geo_advanced_lowtrans | 2035 | 12.3046
acs | inmap | geo_advanced_lowtrans | 2036 | 12.1506
acs | inmap | geo_advanced_lowtrans | 2037 | 12.1219
acs | inmap | geo_advanced_lowtrans | 2038 | 10.9911
acs | inmap | geo_advanced_lowtrans | 2039 | 10.9615
acs | inmap | geo_advanced_lowtrans | 2040 | 10.2211
acs | inmap | geo_advanced_lowtrans | 2041 | 10.1924
acs | inmap | geo_advanced_lowtrans | 2042 | 9.6923
acs | inmap | geo_advanced_lowtrans | 2043 | 9.6873
acs | inmap | geo_advanced_lowtrans | 2044 | 9.6269
acs | inmap | geo_advanced_lowtrans | 2045 | 9.6163
acs | inmap | geo_advanced_lowtrans | 2046 | 9.7062
acs | inmap | geo_advanced_lowtrans | 2047 | 9.6921
acs | inmap | geo_advanced_lowtrans | 2048 | 8.8347
acs | inmap | geo_advanced_lowtrans | 2049 | 8.8223
acs | inmap | geo_advanced_lowtrans | 2050 | 9.3018
h6c | ap2 | geo_advanced_lowtrans | 2010 | 374.8471
h6c | ap2 | geo_advanced_lowtrans | 2011 | 369.7759
h6c | ap2 | geo_advanced_lowtrans | 2012 | 231.4765
h6c | ap2 | geo_advanced_lowtrans | 2013 | 231.0449
h6c | ap2 | geo_advanced_lowtrans | 2014 | 313.6046
h6c | ap2 | geo_advanced_lowtrans | 2015 | 312.0818
h6c | ap2 | geo_advanced_lowtrans | 2016 | 175.8972
h6c | ap2 | geo_advanced_lowtrans | 2017 | 175.7278
h6c | ap2 | geo_advanced_lowtrans | 2018 | 158.1333
h6c | ap2 | geo_advanced_lowtrans | 2019 | 157.9322
h6c | ap2 | geo_advanced_lowtrans | 2020 | 122.7365
h6c | ap2 | geo_advanced_lowtrans | 2021 | 122.4058
h6c | ap2 | geo_advanced_lowtrans | 2022 | 148.6637
h6c | ap2 | geo_advanced_lowtrans | 2023 | 148.2646
h6c | ap2 | geo_advanced_lowtrans | 2024 | 80.1477
h6c | ap2 | geo_advanced_lowtrans | 2025 | 79.9422
h6c | ap2 | geo_advanced_lowtrans | 2026 | 55.7376
h6c | ap2 | geo_advanced_lowtrans | 2027 | 55.5487
h6c | ap2 | geo_advanced_lowtrans | 2028 | 34.5304
h6c | ap2 | geo_advanced_lowtrans | 2029 | 34.3611
h6c | ap2 | geo_advanced_lowtrans | 2030 | 23.7145
h6c | ap2 | geo_advanced_lowtrans | 2031 | 23.5493
h6c | ap2 | geo_advanced_lowtrans | 2032 | 24.1017
h6c | ap2 | geo_advanced_lowtrans | 2033 | 23.9356
h6c | ap2 | geo_advanced_lowtrans | 2034 | 24.4642
h6c | ap2 | geo_advanced_lowtrans | 2035 | 24.3415
h6c | ap2 | geo_advanced_lowtrans | 2036 | 24.0523
h6c | ap2 | geo_advanced_lowtrans | 2037 | 23.9006
h6c | ap2 | geo_advanced_lowtrans | 2038 | 21.8574
h6c | ap2 | geo_advanced_lowtrans | 2039 | 21.7026
h6c | ap2 | geo_advanced_lowtrans | 2040 | 19.9041
h6c | ap2 | geo_advanced_lowtrans | 2041 | 19.7525
h6c | ap2 | geo_advanced_lowtrans | 2042 | 18.5448
h6c | ap2 | geo_advanced_lowtrans | 2043 | 18.5255
h6c | ap2 | geo_advanced_lowtrans | 2044 | 18.4402
h6c | ap2 | geo_advanced_lowtrans | 2045 | 18.3993
h6c | ap2 | geo_advanced_lowtrans | 2046 | 18.3777
h6c | ap2 | geo_advanced_lowtrans | 2047 | 18.3236
h6c | ap2 | geo_advanced_lowtrans | 2048 | 16.3226
h6c | ap2 | geo_advanced_lowtrans | 2049 | 16.2746
h6c | ap2 | geo_advanced_lowtrans | 2050 | 16.659
h6c | easiur | geo_advanced_lowtrans | 2010 | 414.9185
h6c | easiur | geo_advanced_lowtrans | 2011 | 411.0845
h6c | easiur | geo_advanced_lowtrans | 2012 | 259.2685
h6c | easiur | geo_advanced_lowtrans | 2013 | 258.9328
h6c | easiur | geo_advanced_lowtrans | 2014 | 349.4263
h6c | easiur | geo_advanced_lowtrans | 2015 | 348.2433
h6c | easiur | geo_advanced_lowtrans | 2016 | 197.339
h6c | easiur | geo_advanced_lowtrans | 2017 | 197.2
h6c | easiur | geo_advanced_lowtrans | 2018 | 175.7724
h6c | easiur | geo_advanced_lowtrans | 2019 | 175.5321
h6c | easiur | geo_advanced_lowtrans | 2020 | 141.004
h6c | easiur | geo_advanced_lowtrans | 2021 | 140.6699
h6c | easiur | geo_advanced_lowtrans | 2022 | 164.3893
h6c | easiur | geo_advanced_lowtrans | 2023 | 164.0079
h6c | easiur | geo_advanced_lowtrans | 2024 | 90.5359
h6c | easiur | geo_advanced_lowtrans | 2025 | 90.3022
h6c | easiur | geo_advanced_lowtrans | 2026 | 63.5809
h6c | easiur | geo_advanced_lowtrans | 2027 | 63.372
h6c | easiur | geo_advanced_lowtrans | 2028 | 40.7916
h6c | easiur | geo_advanced_lowtrans | 2029 | 40.6055
h6c | easiur | geo_advanced_lowtrans | 2030 | 28.8826
h6c | easiur | geo_advanced_lowtrans | 2031 | 28.7033
h6c | easiur | geo_advanced_lowtrans | 2032 | 29.1658
h6c | easiur | geo_advanced_lowtrans | 2033 | 28.9847
h6c | easiur | geo_advanced_lowtrans | 2034 | 29.4241
h6c | easiur | geo_advanced_lowtrans | 2035 | 29.2763
h6c | easiur | geo_advanced_lowtrans | 2036 | 28.9017
h6c | easiur | geo_advanced_lowtrans | 2037 | 28.7339
h6c | easiur | geo_advanced_lowtrans | 2038 | 26.4163
h6c | easiur | geo_advanced_lowtrans | 2039 | 26.2422
h6c | easiur | geo_advanced_lowtrans | 2040 | 24.5
h6c | easiur | geo_advanced_lowtrans | 2041 | 24.3322
h6c | easiur | geo_advanced_lowtrans | 2042 | 23.2318
h6c | easiur | geo_advanced_lowtrans | 2043 | 23.1944
h6c | easiur | geo_advanced_lowtrans | 2044 | 23.5444
h6c | easiur | geo_advanced_lowtrans | 2045 | 23.4652
h6c | easiur | geo_advanced_lowtrans | 2046 | 23.6376
h6c | easiur | geo_advanced_lowtrans | 2047 | 23.533
h6c | easiur | geo_advanced_lowtrans | 2048 | 21.973
h6c | easiur | geo_advanced_lowtrans | 2049 | 21.8801
h6c | easiur | geo_advanced_lowtrans | 2050 | 23.4453
h6c | inmap | geo_advanced_lowtrans | 2010 | 450.0634
h6c | inmap | geo_advanced_lowtrans | 2011 | 447.9805
h6c | inmap | geo_advanced_lowtrans | 2012 | 282.8926
h6c | inmap | geo_advanced_lowtrans | 2013 | 282.7133
h6c | inmap | geo_advanced_lowtrans | 2014 | 383.5428
h6c | inmap | geo_advanced_lowtrans | 2015 | 382.9104
h6c | inmap | geo_advanced_lowtrans | 2016 | 212.9061
h6c | inmap | geo_advanced_lowtrans | 2017 | 212.8341
h6c | inmap | geo_advanced_lowtrans | 2018 | 192.9604
h6c | inmap | geo_advanced_lowtrans | 2019 | 192.8587
h6c | inmap | geo_advanced_lowtrans | 2020 | 150.0323
h6c | inmap | geo_advanced_lowtrans | 2021 | 149.8782
h6c | inmap | geo_advanced_lowtrans | 2022 | 181.7539
h6c | inmap | geo_advanced_lowtrans | 2023 | 181.5727
h6c | inmap | geo_advanced_lowtrans | 2024 | 95.7165
h6c | inmap | geo_advanced_lowtrans | 2025 | 95.6151
h6c | inmap | geo_advanced_lowtrans | 2026 | 67.904
h6c | inmap | geo_advanced_lowtrans | 2027 | 67.8121
h6c | inmap | geo_advanced_lowtrans | 2028 | 43.5975
h6c | inmap | geo_advanced_lowtrans | 2029 | 43.5154
h6c | inmap | geo_advanced_lowtrans | 2030 | 30.9229
h6c | inmap | geo_advanced_lowtrans | 2031 | 30.8432
h6c | inmap | geo_advanced_lowtrans | 2032 | 31.2122
h6c | inmap | geo_advanced_lowtrans | 2033 | 31.1319
h6c | inmap | geo_advanced_lowtrans | 2034 | 31.6755
h6c | inmap | geo_advanced_lowtrans | 2035 | 31.6131
h6c | inmap | geo_advanced_lowtrans | 2036 | 31.2176
h6c | inmap | geo_advanced_lowtrans | 2037 | 31.1437
h6c | inmap | geo_advanced_lowtrans | 2038 | 28.2384
h6c | inmap | geo_advanced_lowtrans | 2039 | 28.1624
h6c | inmap | geo_advanced_lowtrans | 2040 | 26.2602
h6c | inmap | geo_advanced_lowtrans | 2041 | 26.1864
h6c | inmap | geo_advanced_lowtrans | 2042 | 24.9015
h6c | inmap | geo_advanced_lowtrans | 2043 | 24.8886
h6c | inmap | geo_advanced_lowtrans | 2044 | 24.7335
h6c | inmap | geo_advanced_lowtrans | 2045 | 24.7062
h6c | inmap | geo_advanced_lowtrans | 2046 | 24.9371
h6c | inmap | geo_advanced_lowtrans | 2047 | 24.901
h6c | inmap | geo_advanced_lowtrans | 2048 | 22.6981
h6c | inmap | geo_advanced_lowtrans | 2049 | 22.6661
h6c | inmap | geo_advanced_lowtrans | 2050 | 23.8982

## 44_Mortality over time (lives-y
cr | model | scenario | year | Total health damages (lives)
acs | ap2 | geo_advanced_lowtrans | 2010 | 14675.728
acs | ap2 | geo_advanced_lowtrans | 2011 | 14477.1892
acs | ap2 | geo_advanced_lowtrans | 2012 | 9062.6096
acs | ap2 | geo_advanced_lowtrans | 2013 | 9045.7132
acs | ap2 | geo_advanced_lowtrans | 2014 | 12278.0258
acs | ap2 | geo_advanced_lowtrans | 2015 | 12218.4108
acs | ap2 | geo_advanced_lowtrans | 2016 | 6886.608
acs | ap2 | geo_advanced_lowtrans | 2017 | 6879.9758
acs | ap2 | geo_advanced_lowtrans | 2018 | 6191.143
acs | ap2 | geo_advanced_lowtrans | 2019 | 6183.2694
acs | ap2 | geo_advanced_lowtrans | 2020 | 4805.311
acs | ap2 | geo_advanced_lowtrans | 2021 | 4792.3648
acs | ap2 | geo_advanced_lowtrans | 2022 | 5820.397
acs | ap2 | geo_advanced_lowtrans | 2023 | 5804.773
acs | ap2 | geo_advanced_lowtrans | 2024 | 3137.8964
acs | ap2 | geo_advanced_lowtrans | 2025 | 3129.8528
acs | ap2 | geo_advanced_lowtrans | 2026 | 2182.2082
acs | ap2 | geo_advanced_lowtrans | 2027 | 2174.8102
acs | ap2 | geo_advanced_lowtrans | 2028 | 1351.9188
acs | ap2 | geo_advanced_lowtrans | 2029 | 1345.2922
acs | ap2 | geo_advanced_lowtrans | 2030 | 928.4672
acs | ap2 | geo_advanced_lowtrans | 2031 | 921.9994
acs | ap2 | geo_advanced_lowtrans | 2032 | 943.6242
acs | ap2 | geo_advanced_lowtrans | 2033 | 937.1194
acs | ap2 | geo_advanced_lowtrans | 2034 | 957.8154
acs | ap2 | geo_advanced_lowtrans | 2035 | 953.0128
acs | ap2 | geo_advanced_lowtrans | 2036 | 941.687
acs | ap2 | geo_advanced_lowtrans | 2037 | 935.7504
acs | ap2 | geo_advanced_lowtrans | 2038 | 855.757
acs | ap2 | geo_advanced_lowtrans | 2039 | 849.6954
acs | ap2 | geo_advanced_lowtrans | 2040 | 779.2818
acs | ap2 | geo_advanced_lowtrans | 2041 | 773.3452
acs | ap2 | geo_advanced_lowtrans | 2042 | 726.0634
acs | ap2 | geo_advanced_lowtrans | 2043 | 725.306
acs | ap2 | geo_advanced_lowtrans | 2044 | 721.972
acs | ap2 | geo_advanced_lowtrans | 2045 | 720.3696
acs | ap2 | geo_advanced_lowtrans | 2046 | 719.524
acs | ap2 | geo_advanced_lowtrans | 2047 | 717.409
acs | ap2 | geo_advanced_lowtrans | 2048 | 639.0694
acs | ap2 | geo_advanced_lowtrans | 2049 | 637.1892
acs | ap2 | geo_advanced_lowtrans | 2050 | 652.2416
acs | easiur | geo_advanced_lowtrans | 2010 | 16244.499
acs | easiur | geo_advanced_lowtrans | 2011 | 16094.3974
acs | easiur | geo_advanced_lowtrans | 2012 | 10150.648
acs | easiur | geo_advanced_lowtrans | 2013 | 10137.5082
acs | easiur | geo_advanced_lowtrans | 2014 | 13680.4282
acs | easiur | geo_advanced_lowtrans | 2015 | 13634.1122
acs | easiur | geo_advanced_lowtrans | 2016 | 7726.0454
acs | easiur | geo_advanced_lowtrans | 2017 | 7720.6014
acs | easiur | geo_advanced_lowtrans | 2018 | 6881.706
acs | easiur | geo_advanced_lowtrans | 2019 | 6872.2986
acs | easiur | geo_advanced_lowtrans | 2020 | 5520.4712
acs | easiur | geo_advanced_lowtrans | 2021 | 5507.3946
acs | easiur | geo_advanced_lowtrans | 2022 | 6436.0476
acs | easiur | geo_advanced_lowtrans | 2023 | 6421.1128
acs | easiur | geo_advanced_lowtrans | 2024 | 3544.5906
acs | easiur | geo_advanced_lowtrans | 2025 | 3535.4404
acs | easiur | geo_advanced_lowtrans | 2026 | 2489.2666
acs | easiur | geo_advanced_lowtrans | 2027 | 2481.0918
acs | easiur | geo_advanced_lowtrans | 2028 | 1597.0444
acs | easiur | geo_advanced_lowtrans | 2029 | 1589.7582
acs | easiur | geo_advanced_lowtrans | 2030 | 1130.7908
acs | easiur | geo_advanced_lowtrans | 2031 | 1123.7722
acs | easiur | geo_advanced_lowtrans | 2032 | 1141.8812
acs | easiur | geo_advanced_lowtrans | 2033 | 1134.7916
acs | easiur | geo_advanced_lowtrans | 2034 | 1151.9922
acs | easiur | geo_advanced_lowtrans | 2035 | 1146.2046
acs | easiur | geo_advanced_lowtrans | 2036 | 1131.543
acs | easiur | geo_advanced_lowtrans | 2037 | 1124.9702
acs | easiur | geo_advanced_lowtrans | 2038 | 1034.2346
acs | easiur | geo_advanced_lowtrans | 2039 | 1027.42
acs | easiur | geo_advanced_lowtrans | 2040 | 959.209
acs | easiur | geo_advanced_lowtrans | 2041 | 952.6362
acs | easiur | geo_advanced_lowtrans | 2042 | 909.557
acs | easiur | geo_advanced_lowtrans | 2043 | 908.0908
acs | easiur | geo_advanced_lowtrans | 2044 | 921.7988
acs | easiur | geo_advanced_lowtrans | 2045 | 918.6978
acs | easiur | geo_advanced_lowtrans | 2046 | 925.4462
acs | easiur | geo_advanced_lowtrans | 2047 | 921.3524
acs | easiur | geo_advanced_lowtrans | 2048 | 860.2788
acs | easiur | geo_advanced_lowtrans | 2049 | 856.64
acs | easiur | geo_advanced_lowtrans | 2050 | 917.9188
acs | inmap | geo_advanced_lowtrans | 2010 | 17620.4036
acs | inmap | geo_advanced_lowtrans | 2011 | 17538.858
acs | inmap | geo_advanced_lowtrans | 2012 | 11075.5234
acs | inmap | geo_advanced_lowtrans | 2013 | 11068.5042
acs | inmap | geo_advanced_lowtrans | 2014 | 15016.0688
acs | inmap | geo_advanced_lowtrans | 2015 | 14991.3126
acs | inmap | geo_advanced_lowtrans | 2016 | 8335.4874
acs | inmap | geo_advanced_lowtrans | 2017 | 8332.67
acs | inmap | geo_advanced_lowtrans | 2018 | 7554.607
acs | inmap | geo_advanced_lowtrans | 2019 | 7550.6224
acs | inmap | geo_advanced_lowtrans | 2020 | 5873.9254
acs | inmap | geo_advanced_lowtrans | 2021 | 5867.8934
acs | inmap | geo_advanced_lowtrans | 2022 | 7115.8642
acs | inmap | geo_advanced_lowtrans | 2023 | 7108.7684
acs | inmap | geo_advanced_lowtrans | 2024 | 3747.4058
acs | inmap | geo_advanced_lowtrans | 2025 | 3743.4352
acs | inmap | geo_advanced_lowtrans | 2026 | 2658.5166
acs | inmap | geo_advanced_lowtrans | 2027 | 2654.917
acs | inmap | geo_advanced_lowtrans | 2028 | 1706.893
acs | inmap | geo_advanced_lowtrans | 2029 | 1703.6768
acs | inmap | geo_advanced_lowtrans | 2030 | 1210.669
acs | inmap | geo_advanced_lowtrans | 2031 | 1207.5498
acs | inmap | geo_advanced_lowtrans | 2032 | 1221.994
acs | inmap | geo_advanced_lowtrans | 2033 | 1218.8504
acs | inmap | geo_advanced_lowtrans | 2034 | 1240.1326
acs | inmap | geo_advanced_lowtrans | 2035 | 1237.6914
acs | inmap | geo_advanced_lowtrans | 2036 | 1222.2066
acs | inmap | geo_advanced_lowtrans | 2037 | 1219.3152
acs | inmap | geo_advanced_lowtrans | 2038 | 1105.566
acs | inmap | geo_advanced_lowtrans | 2039 | 1102.5914
acs | inmap | geo_advanced_lowtrans | 2040 | 1028.1194
acs | inmap | geo_advanced_lowtrans | 2041 | 1025.228
acs | inmap | geo_advanced_lowtrans | 2042 | 974.9254
acs | inmap | geo_advanced_lowtrans | 2043 | 974.4202
acs | inmap | geo_advanced_lowtrans | 2044 | 968.349
acs | inmap | geo_advanced_lowtrans | 2045 | 967.2802
acs | inmap | geo_advanced_lowtrans | 2046 | 976.3224
acs | inmap | geo_advanced_lowtrans | 2047 | 974.9114
acs | inmap | geo_advanced_lowtrans | 2048 | 888.6658
acs | inmap | geo_advanced_lowtrans | 2049 | 887.4118
acs | inmap | geo_advanced_lowtrans | 2050 | 935.6512
h6c | ap2 | geo_advanced_lowtrans | 2010 | 37705.0266
h6c | ap2 | geo_advanced_lowtrans | 2011 | 37194.9268
h6c | ap2 | geo_advanced_lowtrans | 2012 | 23283.7
h6c | ap2 | geo_advanced_lowtrans | 2013 | 23240.2888
h6c | ap2 | geo_advanced_lowtrans | 2014 | 31544.776
h6c | ap2 | geo_advanced_lowtrans | 2015 | 31391.609
h6c | ap2 | geo_advanced_lowtrans | 2016 | 17693.0994
h6c | ap2 | geo_advanced_lowtrans | 2017 | 17676.0594
h6c | ap2 | geo_advanced_lowtrans | 2018 | 15906.268
h6c | ap2 | geo_advanced_lowtrans | 2019 | 15886.0386
h6c | ap2 | geo_advanced_lowtrans | 2020 | 12345.789
h6c | ap2 | geo_advanced_lowtrans | 2021 | 12312.527
h6c | ap2 | geo_advanced_lowtrans | 2022 | 14953.7442
h6c | ap2 | geo_advanced_lowtrans | 2023 | 14913.6018
h6c | ap2 | geo_advanced_lowtrans | 2024 | 8061.8772
h6c | ap2 | geo_advanced_lowtrans | 2025 | 8041.2114
h6c | ap2 | geo_advanced_lowtrans | 2026 | 5606.5224
h6c | ap2 | geo_advanced_lowtrans | 2027 | 5587.5154
h6c | ap2 | geo_advanced_lowtrans | 2028 | 3473.334
h6c | ap2 | geo_advanced_lowtrans | 2029 | 3456.309
h6c | ap2 | geo_advanced_lowtrans | 2030 | 2385.3928
h6c | ap2 | geo_advanced_lowtrans | 2031 | 2368.7758
h6c | ap2 | geo_advanced_lowtrans | 2032 | 2424.337
h6c | ap2 | geo_advanced_lowtrans | 2033 | 2407.6248
h6c | ap2 | geo_advanced_lowtrans | 2034 | 2460.798
h6c | ap2 | geo_advanced_lowtrans | 2035 | 2448.4588
h6c | ap2 | geo_advanced_lowtrans | 2036 | 2419.3626
h6c | ap2 | geo_advanced_lowtrans | 2037 | 2404.1098
h6c | ap2 | geo_advanced_lowtrans | 2038 | 2198.5926
h6c | ap2 | geo_advanced_lowtrans | 2039 | 2183.019
h6c | ap2 | geo_advanced_lowtrans | 2040 | 2002.1146
h6c | ap2 | geo_advanced_lowtrans | 2041 | 1986.8618
h6c | ap2 | geo_advanced_lowtrans | 2042 | 1865.3826
h6c | ap2 | geo_advanced_lowtrans | 2043 | 1863.4364
h6c | ap2 | geo_advanced_lowtrans | 2044 | 1854.8592
h6c | ap2 | geo_advanced_lowtrans | 2045 | 1850.7428
h6c | ap2 | geo_advanced_lowtrans | 2046 | 1848.5684
h6c | ap2 | geo_advanced_lowtrans | 2047 | 1843.1342
h6c | ap2 | geo_advanced_lowtrans | 2048 | 1641.8546
h6c | ap2 | geo_advanced_lowtrans | 2049 | 1637.0244
h6c | ap2 | geo_advanced_lowtrans | 2050 | 1675.6938
h6c | easiur | geo_advanced_lowtrans | 2010 | 41735.7114
h6c | easiur | geo_advanced_lowtrans | 2011 | 41350.0626
h6c | easiur | geo_advanced_lowtrans | 2012 | 26079.228
h6c | easiur | geo_advanced_lowtrans | 2013 | 26045.4688
h6c | easiur | geo_advanced_lowtrans | 2014 | 35148.0062
h6c | easiur | geo_advanced_lowtrans | 2015 | 35029.0086
h6c | easiur | geo_advanced_lowtrans | 2016 | 19849.8868
h6c | easiur | geo_advanced_lowtrans | 2017 | 19835.9
h6c | easiur | geo_advanced_lowtrans | 2018 | 17680.5522
h6c | easiur | geo_advanced_lowtrans | 2019 | 17656.3822
h6c | easiur | geo_advanced_lowtrans | 2020 | 14183.2686
h6c | easiur | geo_advanced_lowtrans | 2021 | 14149.6712
h6c | easiur | geo_advanced_lowtrans | 2022 | 16535.5516
h6c | easiur | geo_advanced_lowtrans | 2023 | 16497.1806
h6c | easiur | geo_advanced_lowtrans | 2024 | 9106.8058
h6c | easiur | geo_advanced_lowtrans | 2025 | 9083.2966
h6c | easiur | geo_advanced_lowtrans | 2026 | 6395.4544
h6c | easiur | geo_advanced_lowtrans | 2027 | 6374.451
h6c | easiur | geo_advanced_lowtrans | 2028 | 4103.1356
h6c | easiur | geo_advanced_lowtrans | 2029 | 4084.4156
h6c | easiur | geo_advanced_lowtrans | 2030 | 2905.2338
h6c | easiur | geo_advanced_lowtrans | 2031 | 2887.2012
h6c | easiur | geo_advanced_lowtrans | 2032 | 2933.723
h6c | easiur | geo_advanced_lowtrans | 2033 | 2915.508
h6c | easiur | geo_advanced_lowtrans | 2034 | 2959.7044
h6c | easiur | geo_advanced_lowtrans | 2035 | 2944.835
h6c | easiur | geo_advanced_lowtrans | 2036 | 2907.162
h6c | easiur | geo_advanced_lowtrans | 2037 | 2890.2752
h6c | easiur | geo_advanced_lowtrans | 2038 | 2657.1562
h6c | easiur | geo_advanced_lowtrans | 2039 | 2639.6482
h6c | easiur | geo_advanced_lowtrans | 2040 | 2464.403
h6c | easiur | geo_advanced_lowtrans | 2041 | 2447.5162
h6c | easiur | geo_advanced_lowtrans | 2042 | 2336.8348
h6c | easiur | geo_advanced_lowtrans | 2043 | 2333.0682
h6c | easiur | geo_advanced_lowtrans | 2044 | 2368.2806
h6c | easiur | geo_advanced_lowtrans | 2045 | 2360.3134
h6c | easiur | geo_advanced_lowtrans | 2046 | 2377.6496
h6c | easiur | geo_advanced_lowtrans | 2047 | 2367.1318
h6c | easiur | geo_advanced_lowtrans | 2048 | 2210.2142
h6c | easiur | geo_advanced_lowtrans | 2049 | 2200.8652
h6c | easiur | geo_advanced_lowtrans | 2050 | 2358.3046
h6c | inmap | geo_advanced_lowtrans | 2010 | 45270.858
h6c | inmap | geo_advanced_lowtrans | 2011 | 45061.3516
h6c | inmap | geo_advanced_lowtrans | 2012 | 28455.5302
h6c | inmap | geo_advanced_lowtrans | 2013 | 28437.4964
h6c | inmap | geo_advanced_lowtrans | 2014 | 38579.701
h6c | inmap | geo_advanced_lowtrans | 2015 | 38516.0976
h6c | inmap | geo_advanced_lowtrans | 2016 | 21415.7454
h6c | inmap | geo_advanced_lowtrans | 2017 | 21408.5068
h6c | inmap | geo_advanced_lowtrans | 2018 | 19409.4528
h6c | inmap | geo_advanced_lowtrans | 2019 | 19399.2158
h6c | inmap | geo_advanced_lowtrans | 2020 | 15091.4104
h6c | inmap | geo_advanced_lowtrans | 2021 | 15075.913
h6c | inmap | geo_advanced_lowtrans | 2022 | 18282.2184
h6c | inmap | geo_advanced_lowtrans | 2023 | 18263.9882
h6c | inmap | geo_advanced_lowtrans | 2024 | 9627.9048
h6c | inmap | geo_advanced_lowtrans | 2025 | 9617.7036
h6c | inmap | geo_advanced_lowtrans | 2026 | 6830.3136
h6c | inmap | geo_advanced_lowtrans | 2027 | 6821.0658
h6c | inmap | geo_advanced_lowtrans | 2028 | 4385.3784
h6c | inmap | geo_advanced_lowtrans | 2029 | 4377.1152
h6c | inmap | geo_advanced_lowtrans | 2030 | 3110.4648
h6c | inmap | geo_advanced_lowtrans | 2031 | 3102.4514
h6c | inmap | geo_advanced_lowtrans | 2032 | 3139.5614
h6c | inmap | geo_advanced_lowtrans | 2033 | 3131.485
h6c | inmap | geo_advanced_lowtrans | 2034 | 3186.1668
h6c | inmap | geo_advanced_lowtrans | 2035 | 3179.895
h6c | inmap | geo_advanced_lowtrans | 2036 | 3140.1088
h6c | inmap | geo_advanced_lowtrans | 2037 | 3132.6808
h6c | inmap | geo_advanced_lowtrans | 2038 | 2840.4334
h6c | inmap | geo_advanced_lowtrans | 2039 | 2832.7912
h6c | inmap | geo_advanced_lowtrans | 2040 | 2641.458
h6c | inmap | geo_advanced_lowtrans | 2041 | 2634.03
h6c | inmap | geo_advanced_lowtrans | 2042 | 2504.7874
h6c | inmap | geo_advanced_lowtrans | 2043 | 2503.4892
h6c | inmap | geo_advanced_lowtrans | 2044 | 2487.8882
h6c | inmap | geo_advanced_lowtrans | 2045 | 2485.1426
h6c | inmap | geo_advanced_lowtrans | 2046 | 2508.365
h6c | inmap | geo_advanced_lowtrans | 2047 | 2504.7406
h6c | inmap | geo_advanced_lowtrans | 2048 | 2283.1508
h6c | inmap | geo_advanced_lowtrans | 2049 | 2279.929
h6c | inmap | geo_advanced_lowtrans | 2050 | 2403.862

## 45_2022-2050 total undiscounted
cr | model | e | scenario | Health damages (billion $) | Net Level Health damages (billion $)
acs | ap2 | nox | geo_advanced_lowtrans | 44.0341 | 208.6927
acs | ap2 | so2 | geo_advanced_lowtrans | 164.6586 | 208.6927
acs | easiur | nox | geo_advanced_lowtrans | 73.7995 | 245.0278
acs | easiur | so2 | geo_advanced_lowtrans | 171.2283 | 245.0278
acs | inmap | nox | geo_advanced_lowtrans | 83.9636 | 263.5875
acs | inmap | so2 | geo_advanced_lowtrans | 179.6239 | 263.5875
h6c | ap2 | nox | geo_advanced_lowtrans | 113.1217 | 536.1699
h6c | ap2 | so2 | geo_advanced_lowtrans | 423.0482 | 536.1699
h6c | easiur | nox | geo_advanced_lowtrans | 189.5985 | 629.5266
h6c | easiur | so2 | geo_advanced_lowtrans | 439.9282 | 629.5266
h6c | inmap | nox | geo_advanced_lowtrans | 215.7134 | 677.2125
h6c | inmap | so2 | geo_advanced_lowtrans | 461.4991 | 677.2125

## 46_2022-2050 total discounted h
cr | model | e | scenario | Discounted health damages (billion $) | Net Level Discounted health damages (billion $)
acs | ap2 | nox | geo_advanced_lowtrans | 30.6293 | 154.2832
acs | ap2 | so2 | geo_advanced_lowtrans | 123.6539 | 154.2832
acs | easiur | nox | geo_advanced_lowtrans | 49.432 | 177.4454
acs | easiur | so2 | geo_advanced_lowtrans | 128.0135 | 177.4454
acs | inmap | nox | geo_advanced_lowtrans | 57.9405 | 191.6926
acs | inmap | so2 | geo_advanced_lowtrans | 133.7521 | 191.6926
h6c | ap2 | nox | geo_advanced_lowtrans | 78.6854 | 396.3827
h6c | ap2 | so2 | geo_advanced_lowtrans | 317.6973 | 396.3827
h6c | easiur | nox | geo_advanced_lowtrans | 126.9955 | 455.894
h6c | easiur | so2 | geo_advanced_lowtrans | 328.8985 | 455.894
h6c | inmap | nox | geo_advanced_lowtrans | 148.8567 | 492.4997
h6c | inmap | so2 | geo_advanced_lowtrans | 343.643 | 492.4997

## 47_2022-2050 total mortality (l
cr | model | e | scenario | Health damages (lives) | Net Level Health damages (lives)
acs | ap2 | nox | geo_advanced_lowtrans | 4429.2988 | 20991.924
acs | ap2 | so2 | geo_advanced_lowtrans | 16562.6252 | 20991.924
acs | easiur | nox | geo_advanced_lowtrans | 7423.3221 | 24646.7893
acs | easiur | so2 | geo_advanced_lowtrans | 17223.4672 | 24646.7893
acs | inmap | nox | geo_advanced_lowtrans | 8445.7045 | 26513.6641
acs | inmap | so2 | geo_advanced_lowtrans | 18067.9596 | 26513.6641
h6c | ap2 | nox | geo_advanced_lowtrans | 11378.6586 | 53932.1297
h6c | ap2 | so2 | geo_advanced_lowtrans | 42553.4711 | 53932.1297
h6c | easiur | nox | geo_advanced_lowtrans | 19071.2769 | 63322.6599
h6c | easiur | so2 | geo_advanced_lowtrans | 44251.383 | 63322.6599
h6c | inmap | nox | geo_advanced_lowtrans | 21698.1228 | 68119.2847
h6c | inmap | so2 | geo_advanced_lowtrans | 46421.1619 | 68119.2847

## 48_System cost + health damages
model | scenario | cost_type | year | Average cost ($/MWh) | Net Level Average cost ($/MWh)
ap2 | geo_advanced_lowtrans | System cost | 2010 | 61.883 | 80.3119
ap2 | geo_advanced_lowtrans | System cost | 2011 | 61.4872 | 79.6667
ap2 | geo_advanced_lowtrans | System cost | 2012 | 54.7992 | 66.4036
ap2 | geo_advanced_lowtrans | System cost | 2013 | 54.5285 | 66.1111
ap2 | geo_advanced_lowtrans | System cost | 2014 | 60.741 | 76.2128
ap2 | geo_advanced_lowtrans | System cost | 2015 | 60.3671 | 75.7637
ap2 | geo_advanced_lowtrans | System cost | 2016 | 51.2976 | 60.069
ap2 | geo_advanced_lowtrans | System cost | 2017 | 51.215 | 59.9779
ap2 | geo_advanced_lowtrans | System cost | 2018 | 52.595 | 60.4479
ap2 | geo_advanced_lowtrans | System cost | 2019 | 52.3884 | 60.2314
ap2 | geo_advanced_lowtrans | System cost | 2020 | 46.5763 | 52.4996
ap2 | geo_advanced_lowtrans | System cost | 2021 | 45.7431 | 51.6505
ap2 | geo_advanced_lowtrans | System cost | 2022 | 53.4944 | 60.5888
ap2 | geo_advanced_lowtrans | System cost | 2023 | 52.4781 | 59.5535
ap2 | geo_advanced_lowtrans | System cost | 2024 | 46.9663 | 50.7291
ap2 | geo_advanced_lowtrans | System cost | 2025 | 46.3929 | 50.1461
ap2 | geo_advanced_lowtrans | System cost | 2026 | 45.9928 | 48.5631
ap2 | geo_advanced_lowtrans | System cost | 2027 | 45.433 | 47.9947
ap2 | geo_advanced_lowtrans | System cost | 2028 | 45.611 | 47.167
ap2 | geo_advanced_lowtrans | System cost | 2029 | 45.5465 | 47.0949
ap2 | geo_advanced_lowtrans | System cost | 2030 | 45.364 | 46.4045
ap2 | geo_advanced_lowtrans | System cost | 2031 | 45.364 | 46.3973
ap2 | geo_advanced_lowtrans | System cost | 2032 | 45.2454 | 46.2749
ap2 | geo_advanced_lowtrans | System cost | 2033 | 45.2454 | 46.2678
ap2 | geo_advanced_lowtrans | System cost | 2034 | 45.7249 | 46.7415
ap2 | geo_advanced_lowtrans | System cost | 2035 | 45.7249 | 46.7364
ap2 | geo_advanced_lowtrans | System cost | 2036 | 45.2317 | 46.2014
ap2 | geo_advanced_lowtrans | System cost | 2037 | 45.2317 | 46.1953
ap2 | geo_advanced_lowtrans | System cost | 2038 | 45.7815 | 46.636
ap2 | geo_advanced_lowtrans | System cost | 2039 | 45.7815 | 46.6299
ap2 | geo_advanced_lowtrans | System cost | 2040 | 46.1093 | 46.8644
ap2 | geo_advanced_lowtrans | System cost | 2041 | 46.1093 | 46.8587
ap2 | geo_advanced_lowtrans | System cost | 2042 | 43.2595 | 43.9439
ap2 | geo_advanced_lowtrans | System cost | 2043 | 43.2595 | 43.9432
ap2 | geo_advanced_lowtrans | System cost | 2044 | 42.2498 | 42.9134
ap2 | geo_advanced_lowtrans | System cost | 2045 | 42.2498 | 42.9119
ap2 | geo_advanced_lowtrans | System cost | 2046 | 42.2765 | 42.922
ap2 | geo_advanced_lowtrans | System cost | 2047 | 42.2765 | 42.9201
ap2 | geo_advanced_lowtrans | System cost | 2048 | 41.8072 | 42.3672
ap2 | geo_advanced_lowtrans | System cost | 2049 | 41.8072 | 42.3656
ap2 | geo_advanced_lowtrans | System cost | 2050 | 41.9826 | 42.5409
ap2 | geo_advanced_lowtrans | System cost + health | 2010 | 18.4289 | 80.3119
ap2 | geo_advanced_lowtrans | System cost + health | 2011 | 18.1796 | 79.6667
ap2 | geo_advanced_lowtrans | System cost + health | 2012 | 11.6043 | 66.4036
ap2 | geo_advanced_lowtrans | System cost + health | 2013 | 11.5827 | 66.1111
ap2 | geo_advanced_lowtrans | System cost + health | 2014 | 15.4718 | 76.2128
ap2 | geo_advanced_lowtrans | System cost + health | 2015 | 15.3967 | 75.7637
ap2 | geo_advanced_lowtrans | System cost + health | 2016 | 8.7714 | 60.069
ap2 | geo_advanced_lowtrans | System cost + health | 2017 | 8.763 | 59.9779
ap2 | geo_advanced_lowtrans | System cost + health | 2018 | 7.8529 | 60.4479
ap2 | geo_advanced_lowtrans | System cost + health | 2019 | 7.8429 | 60.2314
ap2 | geo_advanced_lowtrans | System cost + health | 2020 | 5.9233 | 52.4996
ap2 | geo_advanced_lowtrans | System cost + health | 2021 | 5.9074 | 51.6505
ap2 | geo_advanced_lowtrans | System cost + health | 2022 | 7.0944 | 60.5888
ap2 | geo_advanced_lowtrans | System cost + health | 2023 | 7.0754 | 59.5535
ap2 | geo_advanced_lowtrans | System cost + health | 2024 | 3.7628 | 50.7291
ap2 | geo_advanced_lowtrans | System cost + health | 2025 | 3.7532 | 50.1461
ap2 | geo_advanced_lowtrans | System cost + health | 2026 | 2.5703 | 48.5631
ap2 | geo_advanced_lowtrans | System cost + health | 2027 | 2.5616 | 47.9947
ap2 | geo_advanced_lowtrans | System cost + health | 2028 | 1.5559 | 47.167
ap2 | geo_advanced_lowtrans | System cost + health | 2029 | 1.5483 | 47.0949
ap2 | geo_advanced_lowtrans | System cost + health | 2030 | 1.0405 | 46.4045
ap2 | geo_advanced_lowtrans | System cost + health | 2031 | 1.0333 | 46.3973
ap2 | geo_advanced_lowtrans | System cost + health | 2032 | 1.0295 | 46.2749
ap2 | geo_advanced_lowtrans | System cost + health | 2033 | 1.0224 | 46.2678
ap2 | geo_advanced_lowtrans | System cost + health | 2034 | 1.0166 | 46.7415
ap2 | geo_advanced_lowtrans | System cost + health | 2035 | 1.0115 | 46.7364
ap2 | geo_advanced_lowtrans | System cost + health | 2036 | 0.96969 | 46.2014
ap2 | geo_advanced_lowtrans | System cost + health | 2037 | 0.96358 | 46.1953
ap2 | geo_advanced_lowtrans | System cost + health | 2038 | 0.85445 | 46.636
ap2 | geo_advanced_lowtrans | System cost + health | 2039 | 0.8484 | 46.6299
ap2 | geo_advanced_lowtrans | System cost + health | 2040 | 0.75509 | 46.8644
ap2 | geo_advanced_lowtrans | System cost + health | 2041 | 0.74933 | 46.8587
ap2 | geo_advanced_lowtrans | System cost + health | 2042 | 0.68447 | 43.9439
ap2 | geo_advanced_lowtrans | System cost + health | 2043 | 0.68375 | 43.9432
ap2 | geo_advanced_lowtrans | System cost + health | 2044 | 0.66357 | 42.9134
ap2 | geo_advanced_lowtrans | System cost + health | 2045 | 0.6621 | 42.9119
ap2 | geo_advanced_lowtrans | System cost + health | 2046 | 0.64549 | 42.922
ap2 | geo_advanced_lowtrans | System cost + health | 2047 | 0.64359 | 42.9201
ap2 | geo_advanced_lowtrans | System cost + health | 2048 | 0.55999 | 42.3672
ap2 | geo_advanced_lowtrans | System cost + health | 2049 | 0.55834 | 42.3656
ap2 | geo_advanced_lowtrans | System cost + health | 2050 | 0.55831 | 42.5409
easiur | geo_advanced_lowtrans | System cost | 2010 | 61.883 | 82.2819
easiur | geo_advanced_lowtrans | System cost | 2011 | 61.4872 | 81.6975
easiur | geo_advanced_lowtrans | System cost | 2012 | 54.7992 | 67.7967
easiur | geo_advanced_lowtrans | System cost | 2013 | 54.5285 | 67.5091
easiur | geo_advanced_lowtrans | System cost | 2014 | 60.741 | 77.98
easiur | geo_advanced_lowtrans | System cost | 2015 | 60.3671 | 77.5477
easiur | geo_advanced_lowtrans | System cost | 2016 | 51.2976 | 61.1382
easiur | geo_advanced_lowtrans | System cost | 2017 | 51.215 | 61.0486
easiur | geo_advanced_lowtrans | System cost | 2018 | 52.595 | 61.3239
easiur | geo_advanced_lowtrans | System cost | 2019 | 52.3884 | 61.1053
easiur | geo_advanced_lowtrans | System cost | 2020 | 46.5763 | 53.3812
easiur | geo_advanced_lowtrans | System cost | 2021 | 45.7431 | 52.5319
easiur | geo_advanced_lowtrans | System cost | 2022 | 53.4944 | 61.3392
easiur | geo_advanced_lowtrans | System cost | 2023 | 52.4781 | 60.3048
easiur | geo_advanced_lowtrans | System cost | 2024 | 46.9663 | 51.2168
easiur | geo_advanced_lowtrans | System cost | 2025 | 46.3929 | 50.6325
easiur | geo_advanced_lowtrans | System cost | 2026 | 45.9928 | 48.9248
easiur | geo_advanced_lowtrans | System cost | 2027 | 45.433 | 48.3554
easiur | geo_advanced_lowtrans | System cost | 2028 | 45.611 | 47.4491
easiur | geo_advanced_lowtrans | System cost | 2029 | 45.5465 | 47.3762
easiur | geo_advanced_lowtrans | System cost | 2030 | 45.364 | 46.6312
easiur | geo_advanced_lowtrans | System cost | 2031 | 45.364 | 46.6234
easiur | geo_advanced_lowtrans | System cost | 2032 | 45.2454 | 46.4912
easiur | geo_advanced_lowtrans | System cost | 2033 | 45.2454 | 46.4834
easiur | geo_advanced_lowtrans | System cost | 2034 | 45.7249 | 46.9475
easiur | geo_advanced_lowtrans | System cost | 2035 | 45.7249 | 46.9414
easiur | geo_advanced_lowtrans | System cost | 2036 | 45.2317 | 46.3969
easiur | geo_advanced_lowtrans | System cost | 2037 | 45.2317 | 46.3901
easiur | geo_advanced_lowtrans | System cost | 2038 | 45.7815 | 46.8142
easiur | geo_advanced_lowtrans | System cost | 2039 | 45.7815 | 46.8074
easiur | geo_advanced_lowtrans | System cost | 2040 | 46.1093 | 47.0387
easiur | geo_advanced_lowtrans | System cost | 2041 | 46.1093 | 47.0324
easiur | geo_advanced_lowtrans | System cost | 2042 | 43.2595 | 44.1169
easiur | geo_advanced_lowtrans | System cost | 2043 | 43.2595 | 44.1155
easiur | geo_advanced_lowtrans | System cost | 2044 | 42.2498 | 43.0971
easiur | geo_advanced_lowtrans | System cost | 2045 | 42.2498 | 43.0942
easiur | geo_advanced_lowtrans | System cost | 2046 | 42.2765 | 43.1068
easiur | geo_advanced_lowtrans | System cost | 2047 | 42.2765 | 43.1031
easiur | geo_advanced_lowtrans | System cost | 2048 | 41.8072 | 42.561
easiur | geo_advanced_lowtrans | System cost | 2049 | 41.8072 | 42.5579
easiur | geo_advanced_lowtrans | System cost | 2050 | 41.9826 | 42.7683
easiur | geo_advanced_lowtrans | System cost + health | 2010 | 20.3989 | 82.2819
easiur | geo_advanced_lowtrans | System cost + health | 2011 | 20.2104 | 81.6975
easiur | geo_advanced_lowtrans | System cost + health | 2012 | 12.9975 | 67.7967
easiur | geo_advanced_lowtrans | System cost + health | 2013 | 12.9807 | 67.5091
easiur | geo_advanced_lowtrans | System cost + health | 2014 | 17.239 | 77.98
easiur | geo_advanced_lowtrans | System cost + health | 2015 | 17.1806 | 77.5477
easiur | geo_advanced_lowtrans | System cost + health | 2016 | 9.8406 | 61.1382
easiur | geo_advanced_lowtrans | System cost + health | 2017 | 9.8337 | 61.0486
easiur | geo_advanced_lowtrans | System cost + health | 2018 | 8.7288 | 61.3239
easiur | geo_advanced_lowtrans | System cost + health | 2019 | 8.7169 | 61.1053
easiur | geo_advanced_lowtrans | System cost + health | 2020 | 6.8049 | 53.3812
easiur | geo_advanced_lowtrans | System cost + health | 2021 | 6.7887 | 52.5319
easiur | geo_advanced_lowtrans | System cost + health | 2022 | 7.8448 | 61.3392
easiur | geo_advanced_lowtrans | System cost + health | 2023 | 7.8266 | 60.3048
easiur | geo_advanced_lowtrans | System cost + health | 2024 | 4.2505 | 51.2168
easiur | geo_advanced_lowtrans | System cost + health | 2025 | 4.2395 | 50.6325
easiur | geo_advanced_lowtrans | System cost + health | 2026 | 2.932 | 48.9248
easiur | geo_advanced_lowtrans | System cost + health | 2027 | 2.9224 | 48.3554
easiur | geo_advanced_lowtrans | System cost + health | 2028 | 1.8381 | 47.4491
easiur | geo_advanced_lowtrans | System cost + health | 2029 | 1.8297 | 47.3762
easiur | geo_advanced_lowtrans | System cost + health | 2030 | 1.2673 | 46.6312
easiur | geo_advanced_lowtrans | System cost + health | 2031 | 1.2594 | 46.6234
easiur | geo_advanced_lowtrans | System cost + health | 2032 | 1.2457 | 46.4912
easiur | geo_advanced_lowtrans | System cost + health | 2033 | 1.238 | 46.4834
easiur | geo_advanced_lowtrans | System cost + health | 2034 | 1.2226 | 46.9475
easiur | geo_advanced_lowtrans | System cost + health | 2035 | 1.2165 | 46.9414
easiur | geo_advanced_lowtrans | System cost + health | 2036 | 1.1652 | 46.3969
easiur | geo_advanced_lowtrans | System cost + health | 2037 | 1.1584 | 46.3901
easiur | geo_advanced_lowtrans | System cost + health | 2038 | 1.0327 | 46.8142
easiur | geo_advanced_lowtrans | System cost + health | 2039 | 1.0259 | 46.8074
easiur | geo_advanced_lowtrans | System cost + health | 2040 | 0.92943 | 47.0387
easiur | geo_advanced_lowtrans | System cost + health | 2041 | 0.92306 | 47.0324
easiur | geo_advanced_lowtrans | System cost + health | 2042 | 0.85745 | 44.1169
easiur | geo_advanced_lowtrans | System cost + health | 2043 | 0.85607 | 44.1155
easiur | geo_advanced_lowtrans | System cost + health | 2044 | 0.84723 | 43.0971
easiur | geo_advanced_lowtrans | System cost + health | 2045 | 0.84438 | 43.0942
easiur | geo_advanced_lowtrans | System cost + health | 2046 | 0.83022 | 43.1068
easiur | geo_advanced_lowtrans | System cost + health | 2047 | 0.82655 | 43.1031
easiur | geo_advanced_lowtrans | System cost + health | 2048 | 0.75383 | 42.561
easiur | geo_advanced_lowtrans | System cost + health | 2049 | 0.75064 | 42.5579
easiur | geo_advanced_lowtrans | System cost + health | 2050 | 0.78573 | 42.7683
inmap | geo_advanced_lowtrans | System cost | 2010 | 61.883 | 84.0096
inmap | geo_advanced_lowtrans | System cost | 2011 | 61.4872 | 83.5114
inmap | geo_advanced_lowtrans | System cost | 2012 | 54.7992 | 68.981
inmap | geo_advanced_lowtrans | System cost | 2013 | 54.5285 | 68.7012
inmap | geo_advanced_lowtrans | System cost | 2014 | 60.741 | 79.663
inmap | geo_advanced_lowtrans | System cost | 2015 | 60.3671 | 79.2579
inmap | geo_advanced_lowtrans | System cost | 2016 | 51.2976 | 61.9144
inmap | geo_advanced_lowtrans | System cost | 2017 | 51.215 | 61.8282
inmap | geo_advanced_lowtrans | System cost | 2018 | 52.595 | 62.1774
inmap | geo_advanced_lowtrans | System cost | 2019 | 52.3884 | 61.9657
inmap | geo_advanced_lowtrans | System cost | 2020 | 46.5763 | 53.8168
inmap | geo_advanced_lowtrans | System cost | 2021 | 45.7431 | 52.9762
inmap | geo_advanced_lowtrans | System cost | 2022 | 53.4944 | 62.1678
inmap | geo_advanced_lowtrans | System cost | 2023 | 52.4781 | 61.1429
inmap | geo_advanced_lowtrans | System cost | 2024 | 46.9663 | 51.46
inmap | geo_advanced_lowtrans | System cost | 2025 | 46.3929 | 50.8819
inmap | geo_advanced_lowtrans | System cost | 2026 | 45.9928 | 49.1242
inmap | geo_advanced_lowtrans | System cost | 2027 | 45.433 | 48.5602
inmap | geo_advanced_lowtrans | System cost | 2028 | 45.611 | 47.5755
inmap | geo_advanced_lowtrans | System cost | 2029 | 45.5465 | 47.5073
inmap | geo_advanced_lowtrans | System cost | 2030 | 45.364 | 46.7208
inmap | geo_advanced_lowtrans | System cost | 2031 | 45.364 | 46.7173
inmap | geo_advanced_lowtrans | System cost | 2032 | 45.2454 | 46.5786
inmap | geo_advanced_lowtrans | System cost | 2033 | 45.2454 | 46.5751
inmap | geo_advanced_lowtrans | System cost | 2034 | 45.7249 | 47.0411
inmap | geo_advanced_lowtrans | System cost | 2035 | 45.7249 | 47.0385
inmap | geo_advanced_lowtrans | System cost | 2036 | 45.2317 | 46.4902
inmap | geo_advanced_lowtrans | System cost | 2037 | 45.2317 | 46.4872
inmap | geo_advanced_lowtrans | System cost | 2038 | 45.7815 | 46.8854
inmap | geo_advanced_lowtrans | System cost | 2039 | 45.7815 | 46.8824
inmap | geo_advanced_lowtrans | System cost | 2040 | 46.1093 | 47.1055
inmap | geo_advanced_lowtrans | System cost | 2041 | 46.1093 | 47.1027
inmap | geo_advanced_lowtrans | System cost | 2042 | 43.2595 | 44.1785
inmap | geo_advanced_lowtrans | System cost | 2043 | 43.2595 | 44.178
inmap | geo_advanced_lowtrans | System cost | 2044 | 42.2498 | 43.1399
inmap | geo_advanced_lowtrans | System cost | 2045 | 42.2498 | 43.1389
inmap | geo_advanced_lowtrans | System cost | 2046 | 42.2765 | 43.1524
inmap | geo_advanced_lowtrans | System cost | 2047 | 42.2765 | 43.1511
inmap | geo_advanced_lowtrans | System cost | 2048 | 41.8072 | 42.5859
inmap | geo_advanced_lowtrans | System cost | 2049 | 41.8072 | 42.5848
inmap | geo_advanced_lowtrans | System cost | 2050 | 41.9826 | 42.7835
inmap | geo_advanced_lowtrans | System cost + health | 2010 | 22.1266 | 84.0096
inmap | geo_advanced_lowtrans | System cost + health | 2011 | 22.0242 | 83.5114
inmap | geo_advanced_lowtrans | System cost + health | 2012 | 14.1818 | 68.981
inmap | geo_advanced_lowtrans | System cost + health | 2013 | 14.1728 | 68.7012
inmap | geo_advanced_lowtrans | System cost + health | 2014 | 18.922 | 79.663
inmap | geo_advanced_lowtrans | System cost + health | 2015 | 18.8908 | 79.2579
inmap | geo_advanced_lowtrans | System cost + health | 2016 | 10.6168 | 61.9144
inmap | geo_advanced_lowtrans | System cost + health | 2017 | 10.6132 | 61.8282
inmap | geo_advanced_lowtrans | System cost + health | 2018 | 9.5823 | 62.1774
inmap | geo_advanced_lowtrans | System cost + health | 2019 | 9.5773 | 61.9657
inmap | geo_advanced_lowtrans | System cost + health | 2020 | 7.2406 | 53.8168
inmap | geo_advanced_lowtrans | System cost + health | 2021 | 7.2331 | 52.9762
inmap | geo_advanced_lowtrans | System cost + health | 2022 | 8.6734 | 62.1678
inmap | geo_advanced_lowtrans | System cost + health | 2023 | 8.6648 | 61.1429
inmap | geo_advanced_lowtrans | System cost + health | 2024 | 4.4937 | 51.46
inmap | geo_advanced_lowtrans | System cost + health | 2025 | 4.4889 | 50.8819
inmap | geo_advanced_lowtrans | System cost + health | 2026 | 3.1314 | 49.1242
inmap | geo_advanced_lowtrans | System cost + health | 2027 | 3.1271 | 48.5602
inmap | geo_advanced_lowtrans | System cost + health | 2028 | 1.9645 | 47.5755
inmap | geo_advanced_lowtrans | System cost + health | 2029 | 1.9608 | 47.5073
inmap | geo_advanced_lowtrans | System cost + health | 2030 | 1.3568 | 46.7208
inmap | geo_advanced_lowtrans | System cost + health | 2031 | 1.3533 | 46.7173
inmap | geo_advanced_lowtrans | System cost + health | 2032 | 1.3332 | 46.5786
inmap | geo_advanced_lowtrans | System cost + health | 2033 | 1.3297 | 46.5751
inmap | geo_advanced_lowtrans | System cost + health | 2034 | 1.3162 | 47.0411
inmap | geo_advanced_lowtrans | System cost + health | 2035 | 1.3136 | 47.0385
inmap | geo_advanced_lowtrans | System cost + health | 2036 | 1.2585 | 46.4902
inmap | geo_advanced_lowtrans | System cost + health | 2037 | 1.2556 | 46.4872
inmap | geo_advanced_lowtrans | System cost + health | 2038 | 1.1039 | 46.8854
inmap | geo_advanced_lowtrans | System cost + health | 2039 | 1.1009 | 46.8824
inmap | geo_advanced_lowtrans | System cost + health | 2040 | 0.9962 | 47.1055
inmap | geo_advanced_lowtrans | System cost + health | 2041 | 0.99339 | 47.1027
inmap | geo_advanced_lowtrans | System cost + health | 2042 | 0.91907 | 44.1785
inmap | geo_advanced_lowtrans | System cost + health | 2043 | 0.91859 | 44.178
inmap | geo_advanced_lowtrans | System cost + health | 2044 | 0.89002 | 43.1399
inmap | geo_advanced_lowtrans | System cost + health | 2045 | 0.88904 | 43.1389
inmap | geo_advanced_lowtrans | System cost + health | 2046 | 0.87586 | 43.1524
inmap | geo_advanced_lowtrans | System cost + health | 2047 | 0.8746 | 43.1511
inmap | geo_advanced_lowtrans | System cost + health | 2048 | 0.7787 | 42.5859
inmap | geo_advanced_lowtrans | System cost + health | 2049 | 0.7776 | 42.5848
inmap | geo_advanced_lowtrans | System cost + health | 2050 | 0.80091 | 42.7835

## 49_System cost + health damages
model | scenario | cost_type | year | Average cost ($/MWh) | Net Level Average cost ($/MWh)
ap2 | geo_advanced_lowtrans | System cost | 2010 | 61.883 | 109.2307
ap2 | geo_advanced_lowtrans | System cost | 2011 | 61.4872 | 108.1943
ap2 | geo_advanced_lowtrans | System cost | 2012 | 54.7992 | 84.6131
ap2 | geo_advanced_lowtrans | System cost | 2013 | 54.5285 | 84.2867
ap2 | geo_advanced_lowtrans | System cost | 2014 | 60.741 | 100.4912
ap2 | geo_advanced_lowtrans | System cost | 2015 | 60.3671 | 99.9243
ap2 | geo_advanced_lowtrans | System cost | 2016 | 51.2976 | 73.8332
ap2 | geo_advanced_lowtrans | System cost | 2017 | 51.215 | 73.7288
ap2 | geo_advanced_lowtrans | System cost | 2018 | 52.595 | 72.7707
ap2 | geo_advanced_lowtrans | System cost | 2019 | 52.3884 | 72.5385
ap2 | geo_advanced_lowtrans | System cost | 2020 | 46.5763 | 61.7944
ap2 | geo_advanced_lowtrans | System cost | 2021 | 45.7431 | 60.9203
ap2 | geo_advanced_lowtrans | System cost | 2022 | 53.4944 | 71.7213
ap2 | geo_advanced_lowtrans | System cost | 2023 | 52.4781 | 70.6561
ap2 | geo_advanced_lowtrans | System cost | 2024 | 46.9663 | 56.6337
ap2 | geo_advanced_lowtrans | System cost | 2025 | 46.3929 | 56.0356
ap2 | geo_advanced_lowtrans | System cost | 2026 | 45.9928 | 52.5965
ap2 | geo_advanced_lowtrans | System cost | 2027 | 45.433 | 52.0144
ap2 | geo_advanced_lowtrans | System cost | 2028 | 45.611 | 49.6085
ap2 | geo_advanced_lowtrans | System cost | 2029 | 45.5465 | 49.5245
ap2 | geo_advanced_lowtrans | System cost | 2030 | 45.364 | 48.0372
ap2 | geo_advanced_lowtrans | System cost | 2031 | 45.364 | 48.0186
ap2 | geo_advanced_lowtrans | System cost | 2032 | 45.2454 | 47.8903
ap2 | geo_advanced_lowtrans | System cost | 2033 | 45.2454 | 47.872
ap2 | geo_advanced_lowtrans | System cost | 2034 | 45.7249 | 48.3366
ap2 | geo_advanced_lowtrans | System cost | 2035 | 45.7249 | 48.3235
ap2 | geo_advanced_lowtrans | System cost | 2036 | 45.2317 | 47.723
ap2 | geo_advanced_lowtrans | System cost | 2037 | 45.2317 | 47.7073
ap2 | geo_advanced_lowtrans | System cost | 2038 | 45.7815 | 47.9768
ap2 | geo_advanced_lowtrans | System cost | 2039 | 45.7815 | 47.9612
ap2 | geo_advanced_lowtrans | System cost | 2040 | 46.1093 | 48.0493
ap2 | geo_advanced_lowtrans | System cost | 2041 | 46.1093 | 48.0345
ap2 | geo_advanced_lowtrans | System cost | 2042 | 43.2595 | 45.018
ap2 | geo_advanced_lowtrans | System cost | 2043 | 43.2595 | 45.0161
ap2 | geo_advanced_lowtrans | System cost | 2044 | 42.2498 | 43.9547
ap2 | geo_advanced_lowtrans | System cost | 2045 | 42.2498 | 43.9509
ap2 | geo_advanced_lowtrans | System cost | 2046 | 42.2765 | 43.9349
ap2 | geo_advanced_lowtrans | System cost | 2047 | 42.2765 | 43.93
ap2 | geo_advanced_lowtrans | System cost | 2048 | 41.8072 | 43.2459
ap2 | geo_advanced_lowtrans | System cost | 2049 | 41.8072 | 43.2417
ap2 | geo_advanced_lowtrans | System cost | 2050 | 41.9826 | 43.417
ap2 | geo_advanced_lowtrans | System cost + health | 2010 | 47.3477 | 109.2307
ap2 | geo_advanced_lowtrans | System cost + health | 2011 | 46.7071 | 108.1943
ap2 | geo_advanced_lowtrans | System cost + health | 2012 | 29.8138 | 84.6131
ap2 | geo_advanced_lowtrans | System cost + health | 2013 | 29.7582 | 84.2867
ap2 | geo_advanced_lowtrans | System cost + health | 2014 | 39.7502 | 100.4912
ap2 | geo_advanced_lowtrans | System cost + health | 2015 | 39.5572 | 99.9243
ap2 | geo_advanced_lowtrans | System cost + health | 2016 | 22.5355 | 73.8332
ap2 | geo_advanced_lowtrans | System cost + health | 2017 | 22.5138 | 73.7288
ap2 | geo_advanced_lowtrans | System cost + health | 2018 | 20.1757 | 72.7707
ap2 | geo_advanced_lowtrans | System cost + health | 2019 | 20.15 | 72.5385
ap2 | geo_advanced_lowtrans | System cost + health | 2020 | 15.2182 | 61.7944
ap2 | geo_advanced_lowtrans | System cost + health | 2021 | 15.1772 | 60.9203
ap2 | geo_advanced_lowtrans | System cost + health | 2022 | 18.2269 | 71.7213
ap2 | geo_advanced_lowtrans | System cost + health | 2023 | 18.178 | 70.6561
ap2 | geo_advanced_lowtrans | System cost + health | 2024 | 9.6674 | 56.6337
ap2 | geo_advanced_lowtrans | System cost + health | 2025 | 9.6426 | 56.0356
ap2 | geo_advanced_lowtrans | System cost + health | 2026 | 6.6037 | 52.5965
ap2 | geo_advanced_lowtrans | System cost + health | 2027 | 6.5813 | 52.0144
ap2 | geo_advanced_lowtrans | System cost + health | 2028 | 3.9975 | 49.6085
ap2 | geo_advanced_lowtrans | System cost + health | 2029 | 3.9779 | 49.5245
ap2 | geo_advanced_lowtrans | System cost + health | 2030 | 2.6733 | 48.0372
ap2 | geo_advanced_lowtrans | System cost + health | 2031 | 2.6546 | 48.0186
ap2 | geo_advanced_lowtrans | System cost + health | 2032 | 2.6449 | 47.8903
ap2 | geo_advanced_lowtrans | System cost + health | 2033 | 2.6266 | 47.872
ap2 | geo_advanced_lowtrans | System cost + health | 2034 | 2.6117 | 48.3366
ap2 | geo_advanced_lowtrans | System cost + health | 2035 | 2.5986 | 48.3235
ap2 | geo_advanced_lowtrans | System cost + health | 2036 | 2.4913 | 47.723
ap2 | geo_advanced_lowtrans | System cost + health | 2037 | 2.4756 | 47.7073
ap2 | geo_advanced_lowtrans | System cost + health | 2038 | 2.1952 | 47.9768
ap2 | geo_advanced_lowtrans | System cost + health | 2039 | 2.1797 | 47.9612
ap2 | geo_advanced_lowtrans | System cost + health | 2040 | 1.9399 | 48.0493
ap2 | geo_advanced_lowtrans | System cost + health | 2041 | 1.9252 | 48.0345
ap2 | geo_advanced_lowtrans | System cost + health | 2042 | 1.7585 | 45.018
ap2 | geo_advanced_lowtrans | System cost + health | 2043 | 1.7567 | 45.0161
ap2 | geo_advanced_lowtrans | System cost + health | 2044 | 1.7048 | 43.9547
ap2 | geo_advanced_lowtrans | System cost + health | 2045 | 1.701 | 43.9509
ap2 | geo_advanced_lowtrans | System cost + health | 2046 | 1.6584 | 43.9349
ap2 | geo_advanced_lowtrans | System cost + health | 2047 | 1.6535 | 43.93
ap2 | geo_advanced_lowtrans | System cost + health | 2048 | 1.4387 | 43.2459
ap2 | geo_advanced_lowtrans | System cost + health | 2049 | 1.4345 | 43.2417
ap2 | geo_advanced_lowtrans | System cost + health | 2050 | 1.4344 | 43.417
easiur | geo_advanced_lowtrans | System cost | 2010 | 61.883 | 114.2922
easiur | geo_advanced_lowtrans | System cost | 2011 | 61.4872 | 113.4121
easiur | geo_advanced_lowtrans | System cost | 2012 | 54.7992 | 88.1926
easiur | geo_advanced_lowtrans | System cost | 2013 | 54.5285 | 87.8786
easiur | geo_advanced_lowtrans | System cost | 2014 | 60.741 | 105.0317
easiur | geo_advanced_lowtrans | System cost | 2015 | 60.3671 | 104.5078
easiur | geo_advanced_lowtrans | System cost | 2016 | 51.2976 | 76.5802
easiur | geo_advanced_lowtrans | System cost | 2017 | 51.215 | 76.4798
easiur | geo_advanced_lowtrans | System cost | 2018 | 52.595 | 75.0212
easiur | geo_advanced_lowtrans | System cost | 2019 | 52.3884 | 74.784
easiur | geo_advanced_lowtrans | System cost | 2020 | 46.5763 | 64.0594
easiur | geo_advanced_lowtrans | System cost | 2021 | 45.7431 | 63.1848
easiur | geo_advanced_lowtrans | System cost | 2022 | 53.4944 | 73.6493
easiur | geo_advanced_lowtrans | System cost | 2023 | 52.4781 | 72.5863
easiur | geo_advanced_lowtrans | System cost | 2024 | 46.9663 | 57.8867
easiur | geo_advanced_lowtrans | System cost | 2025 | 46.3929 | 57.2852
easiur | geo_advanced_lowtrans | System cost | 2026 | 45.9928 | 53.5258
easiur | geo_advanced_lowtrans | System cost | 2027 | 45.433 | 52.9413
easiur | geo_advanced_lowtrans | System cost | 2028 | 45.611 | 50.3334
easiur | geo_advanced_lowtrans | System cost | 2029 | 45.5465 | 50.2474
easiur | geo_advanced_lowtrans | System cost | 2030 | 45.364 | 48.6198
easiur | geo_advanced_lowtrans | System cost | 2031 | 45.364 | 48.5996
easiur | geo_advanced_lowtrans | System cost | 2032 | 45.2454 | 48.446
easiur | geo_advanced_lowtrans | System cost | 2033 | 45.2454 | 48.4261
easiur | geo_advanced_lowtrans | System cost | 2034 | 45.7249 | 48.8661
easiur | geo_advanced_lowtrans | System cost | 2035 | 45.7249 | 48.8503
easiur | geo_advanced_lowtrans | System cost | 2036 | 45.2317 | 48.2253
easiur | geo_advanced_lowtrans | System cost | 2037 | 45.2317 | 48.2079
easiur | geo_advanced_lowtrans | System cost | 2038 | 45.7815 | 48.4346
easiur | geo_advanced_lowtrans | System cost | 2039 | 45.7815 | 48.4172
easiur | geo_advanced_lowtrans | System cost | 2040 | 46.1093 | 48.4972
easiur | geo_advanced_lowtrans | System cost | 2041 | 46.1093 | 48.4808
easiur | geo_advanced_lowtrans | System cost | 2042 | 43.2595 | 45.4624
easiur | geo_advanced_lowtrans | System cost | 2043 | 43.2595 | 45.4589
easiur | geo_advanced_lowtrans | System cost | 2044 | 42.2498 | 44.4266
easiur | geo_advanced_lowtrans | System cost | 2045 | 42.2498 | 44.4192
easiur | geo_advanced_lowtrans | System cost | 2046 | 42.2765 | 44.4095
easiur | geo_advanced_lowtrans | System cost | 2047 | 42.2765 | 44.4001
easiur | geo_advanced_lowtrans | System cost | 2048 | 41.8072 | 43.7439
easiur | geo_advanced_lowtrans | System cost | 2049 | 41.8072 | 43.7357
easiur | geo_advanced_lowtrans | System cost | 2050 | 41.9826 | 44.0013
easiur | geo_advanced_lowtrans | System cost + health | 2010 | 52.4092 | 114.2922
easiur | geo_advanced_lowtrans | System cost + health | 2011 | 51.9249 | 113.4121
easiur | geo_advanced_lowtrans | System cost + health | 2012 | 33.3934 | 88.1926
easiur | geo_advanced_lowtrans | System cost + health | 2013 | 33.3502 | 87.8786
easiur | geo_advanced_lowtrans | System cost + health | 2014 | 44.2907 | 105.0317
easiur | geo_advanced_lowtrans | System cost + health | 2015 | 44.1407 | 104.5078
easiur | geo_advanced_lowtrans | System cost + health | 2016 | 25.2826 | 76.5802
easiur | geo_advanced_lowtrans | System cost + health | 2017 | 25.2648 | 76.4798
easiur | geo_advanced_lowtrans | System cost + health | 2018 | 22.4262 | 75.0212
easiur | geo_advanced_lowtrans | System cost + health | 2019 | 22.3955 | 74.784
easiur | geo_advanced_lowtrans | System cost + health | 2020 | 17.4831 | 64.0594
easiur | geo_advanced_lowtrans | System cost + health | 2021 | 17.4417 | 63.1848
easiur | geo_advanced_lowtrans | System cost + health | 2022 | 20.155 | 73.6493
easiur | geo_advanced_lowtrans | System cost + health | 2023 | 20.1082 | 72.5863
easiur | geo_advanced_lowtrans | System cost + health | 2024 | 10.9204 | 57.8867
easiur | geo_advanced_lowtrans | System cost + health | 2025 | 10.8922 | 57.2852
easiur | geo_advanced_lowtrans | System cost + health | 2026 | 7.533 | 53.5258
easiur | geo_advanced_lowtrans | System cost + health | 2027 | 7.5082 | 52.9413
easiur | geo_advanced_lowtrans | System cost + health | 2028 | 4.7224 | 50.3334
easiur | geo_advanced_lowtrans | System cost + health | 2029 | 4.7008 | 50.2474
easiur | geo_advanced_lowtrans | System cost + health | 2030 | 3.2558 | 48.6198
easiur | geo_advanced_lowtrans | System cost + health | 2031 | 3.2356 | 48.5996
easiur | geo_advanced_lowtrans | System cost + health | 2032 | 3.2006 | 48.446
easiur | geo_advanced_lowtrans | System cost + health | 2033 | 3.1807 | 48.4261
easiur | geo_advanced_lowtrans | System cost + health | 2034 | 3.1412 | 48.8661
easiur | geo_advanced_lowtrans | System cost + health | 2035 | 3.1254 | 48.8503
easiur | geo_advanced_lowtrans | System cost + health | 2036 | 2.9936 | 48.2253
easiur | geo_advanced_lowtrans | System cost + health | 2037 | 2.9762 | 48.2079
easiur | geo_advanced_lowtrans | System cost + health | 2038 | 2.6531 | 48.4346
easiur | geo_advanced_lowtrans | System cost + health | 2039 | 2.6356 | 48.4172
easiur | geo_advanced_lowtrans | System cost + health | 2040 | 2.3879 | 48.4972
easiur | geo_advanced_lowtrans | System cost + health | 2041 | 2.3715 | 48.4808
easiur | geo_advanced_lowtrans | System cost + health | 2042 | 2.203 | 45.4624
easiur | geo_advanced_lowtrans | System cost + health | 2043 | 2.1994 | 45.4589
easiur | geo_advanced_lowtrans | System cost + health | 2044 | 2.1767 | 44.4266
easiur | geo_advanced_lowtrans | System cost + health | 2045 | 2.1694 | 44.4192
easiur | geo_advanced_lowtrans | System cost + health | 2046 | 2.133 | 44.4095
easiur | geo_advanced_lowtrans | System cost + health | 2047 | 2.1236 | 44.4001
easiur | geo_advanced_lowtrans | System cost + health | 2048 | 1.9367 | 43.7439
easiur | geo_advanced_lowtrans | System cost + health | 2049 | 1.9285 | 43.7357
easiur | geo_advanced_lowtrans | System cost + health | 2050 | 2.0187 | 44.0013
inmap | geo_advanced_lowtrans | System cost | 2010 | 61.883 | 118.7314
inmap | geo_advanced_lowtrans | System cost | 2011 | 61.4872 | 118.0725
inmap | geo_advanced_lowtrans | System cost | 2012 | 54.7992 | 91.2354
inmap | geo_advanced_lowtrans | System cost | 2013 | 54.5285 | 90.9415
inmap | geo_advanced_lowtrans | System cost | 2014 | 60.741 | 109.356
inmap | geo_advanced_lowtrans | System cost | 2015 | 60.3671 | 108.902
inmap | geo_advanced_lowtrans | System cost | 2016 | 51.2976 | 78.5747
inmap | geo_advanced_lowtrans | System cost | 2017 | 51.215 | 78.4828
inmap | geo_advanced_lowtrans | System cost | 2018 | 52.595 | 77.2142
inmap | geo_advanced_lowtrans | System cost | 2019 | 52.3884 | 76.9946
inmap | geo_advanced_lowtrans | System cost | 2020 | 46.5763 | 65.1789
inmap | geo_advanced_lowtrans | System cost | 2021 | 45.7431 | 64.3266
inmap | geo_advanced_lowtrans | System cost | 2022 | 53.4944 | 75.7783
inmap | geo_advanced_lowtrans | System cost | 2023 | 52.4781 | 74.7399
inmap | geo_advanced_lowtrans | System cost | 2024 | 46.9663 | 58.5116
inmap | geo_advanced_lowtrans | System cost | 2025 | 46.3929 | 57.926
inmap | geo_advanced_lowtrans | System cost | 2026 | 45.9928 | 54.038
inmap | geo_advanced_lowtrans | System cost | 2027 | 45.433 | 53.4673
inmap | geo_advanced_lowtrans | System cost | 2028 | 45.611 | 50.6582
inmap | geo_advanced_lowtrans | System cost | 2029 | 45.5465 | 50.5842
inmap | geo_advanced_lowtrans | System cost | 2030 | 45.364 | 48.8498
inmap | geo_advanced_lowtrans | System cost | 2031 | 45.364 | 48.8408
inmap | geo_advanced_lowtrans | System cost | 2032 | 45.2454 | 48.6706
inmap | geo_advanced_lowtrans | System cost | 2033 | 45.2454 | 48.6617
inmap | geo_advanced_lowtrans | System cost | 2034 | 45.7249 | 49.1065
inmap | geo_advanced_lowtrans | System cost | 2035 | 45.7249 | 49.0998
inmap | geo_advanced_lowtrans | System cost | 2036 | 45.2317 | 48.4652
inmap | geo_advanced_lowtrans | System cost | 2037 | 45.2317 | 48.4575
inmap | geo_advanced_lowtrans | System cost | 2038 | 45.7815 | 48.6176
inmap | geo_advanced_lowtrans | System cost | 2039 | 45.7815 | 48.61
inmap | geo_advanced_lowtrans | System cost | 2040 | 46.1093 | 48.6688
inmap | geo_advanced_lowtrans | System cost | 2041 | 46.1093 | 48.6616
inmap | geo_advanced_lowtrans | System cost | 2042 | 43.2595 | 45.6207
inmap | geo_advanced_lowtrans | System cost | 2043 | 43.2595 | 45.6195
inmap | geo_advanced_lowtrans | System cost | 2044 | 42.2498 | 44.5365
inmap | geo_advanced_lowtrans | System cost | 2045 | 42.2498 | 44.534
inmap | geo_advanced_lowtrans | System cost | 2046 | 42.2765 | 44.5268
inmap | geo_advanced_lowtrans | System cost | 2047 | 42.2765 | 44.5235
inmap | geo_advanced_lowtrans | System cost | 2048 | 41.8072 | 43.8078
inmap | geo_advanced_lowtrans | System cost | 2049 | 41.8072 | 43.805
inmap | geo_advanced_lowtrans | System cost | 2050 | 41.9826 | 44.0403
inmap | geo_advanced_lowtrans | System cost + health | 2010 | 56.8484 | 118.7314
inmap | geo_advanced_lowtrans | System cost + health | 2011 | 56.5853 | 118.0725
inmap | geo_advanced_lowtrans | System cost + health | 2012 | 36.4362 | 91.2354
inmap | geo_advanced_lowtrans | System cost + health | 2013 | 36.4131 | 90.9415
inmap | geo_advanced_lowtrans | System cost + health | 2014 | 48.615 | 109.356
inmap | geo_advanced_lowtrans | System cost + health | 2015 | 48.5349 | 108.902
inmap | geo_advanced_lowtrans | System cost + health | 2016 | 27.277 | 78.5747
inmap | geo_advanced_lowtrans | System cost + health | 2017 | 27.2678 | 78.4828
inmap | geo_advanced_lowtrans | System cost + health | 2018 | 24.6192 | 77.2142
inmap | geo_advanced_lowtrans | System cost + health | 2019 | 24.6062 | 76.9946
inmap | geo_advanced_lowtrans | System cost + health | 2020 | 18.6026 | 65.1789
inmap | geo_advanced_lowtrans | System cost + health | 2021 | 18.5835 | 64.3266
inmap | geo_advanced_lowtrans | System cost + health | 2022 | 22.284 | 75.7783
inmap | geo_advanced_lowtrans | System cost + health | 2023 | 22.2617 | 74.7399
inmap | geo_advanced_lowtrans | System cost + health | 2024 | 11.5453 | 58.5116
inmap | geo_advanced_lowtrans | System cost + health | 2025 | 11.5331 | 57.926
inmap | geo_advanced_lowtrans | System cost + health | 2026 | 8.0452 | 54.038
inmap | geo_advanced_lowtrans | System cost + health | 2027 | 8.0343 | 53.4673
inmap | geo_advanced_lowtrans | System cost + health | 2028 | 5.0472 | 50.6582
inmap | geo_advanced_lowtrans | System cost + health | 2029 | 5.0377 | 50.5842
inmap | geo_advanced_lowtrans | System cost + health | 2030 | 3.4858 | 48.8498
inmap | geo_advanced_lowtrans | System cost + health | 2031 | 3.4768 | 48.8408
inmap | geo_advanced_lowtrans | System cost + health | 2032 | 3.4251 | 48.6706
inmap | geo_advanced_lowtrans | System cost + health | 2033 | 3.4163 | 48.6617
inmap | geo_advanced_lowtrans | System cost + health | 2034 | 3.3816 | 49.1065
inmap | geo_advanced_lowtrans | System cost + health | 2035 | 3.3749 | 49.0998
inmap | geo_advanced_lowtrans | System cost + health | 2036 | 3.2335 | 48.4652
inmap | geo_advanced_lowtrans | System cost + health | 2037 | 3.2258 | 48.4575
inmap | geo_advanced_lowtrans | System cost + health | 2038 | 2.8361 | 48.6176
inmap | geo_advanced_lowtrans | System cost + health | 2039 | 2.8285 | 48.61
inmap | geo_advanced_lowtrans | System cost + health | 2040 | 2.5594 | 48.6688
inmap | geo_advanced_lowtrans | System cost + health | 2041 | 2.5522 | 48.6616
inmap | geo_advanced_lowtrans | System cost + health | 2042 | 2.3613 | 45.6207
inmap | geo_advanced_lowtrans | System cost + health | 2043 | 2.3601 | 45.6195
inmap | geo_advanced_lowtrans | System cost + health | 2044 | 2.2866 | 44.5365
inmap | geo_advanced_lowtrans | System cost + health | 2045 | 2.2841 | 44.534
inmap | geo_advanced_lowtrans | System cost + health | 2046 | 2.2503 | 44.5268
inmap | geo_advanced_lowtrans | System cost + health | 2047 | 2.247 | 44.5235
inmap | geo_advanced_lowtrans | System cost + health | 2048 | 2.0006 | 43.8078
inmap | geo_advanced_lowtrans | System cost + health | 2049 | 1.9978 | 43.805
inmap | geo_advanced_lowtrans | System cost + health | 2050 | 2.0577 | 44.0403

## 50_Runtime (hours)
process | scenario | processtime | Net Level processtime
input_processing/calc_financial_inputs.py | geo_advanced_lowtrans | 0.0014146 | 35.0401
input_processing/fuelcostprep.py | geo_advanced_lowtrans | 7.6945e-05 | 35.0401
input_processing/writecapdat.py | geo_advanced_lowtrans | 0.00060056 | 35.0401
input_processing/writesupplycurves.py | geo_advanced_lowtrans | 0.0077029 | 35.0401
input_processing/cfgather.py | geo_advanced_lowtrans | 0.00013917 | 35.0401
input_processing/writedrshift.py | geo_advanced_lowtrans | 4.1389e-05 | 35.0401
input_processing/plantcostprep.py | geo_advanced_lowtrans | 0.00012584 | 35.0401
input_processing/all_year_load.py | geo_advanced_lowtrans | 0.016487 | 35.0401
input_processing/climateprep.py | geo_advanced_lowtrans | 3.3333e-06 | 35.0401
input_processing/ldc_prep.py | geo_advanced_lowtrans | 0.01566 | 35.0401
input_processing/writehintage.py | geo_advanced_lowtrans | 0.0091377 | 35.0401
input_processing/transmission_multilink.py | geo_advanced_lowtrans | 0.0032109 | 35.0401
input_processing/hourly_process.py | geo_advanced_lowtrans | 1.1106e-06 | 35.0401
createmodel.gms | geo_advanced_lowtrans | 0.02904 | 35.0401
d_solveoneyear.gms | geo_advanced_lowtrans | 29.4116 | 35.0401
reeds_augur/a_prep_data.py | geo_advanced_lowtrans | 0.50316 | 35.0401
reeds_augur/b1_osprey.gms | geo_advanced_lowtrans | 4.2961 | 35.0401
reeds_augur/b2_gdx_dump.gms | geo_advanced_lowtrans | 0.05524 | 35.0401
reeds_augur/c1_existing_curtailment.py | geo_advanced_lowtrans | 0.078958 | 35.0401
reeds_augur/c2_marginal_curtailment.py | geo_advanced_lowtrans | 0.16112 | 35.0401
reeds_augur/d_condor.py | geo_advanced_lowtrans | 1.2294e-05 | 35.0401
reeds_augur/e_capacity_credit.py | geo_advanced_lowtrans | 0.20127 | 35.0401
reeds_augur/f_plots.py | geo_advanced_lowtrans | 0.10366 | 35.0401
e_report.gms | geo_advanced_lowtrans | 0.13745 | 35.0401
e_report_dump.gms | geo_advanced_lowtrans | 0.0078408 | 35.0401

## 51_Runtime by year (hours)
scenario | process | year | processtime | Net Level processtime
geo_advanced_lowtrans | input_processing/calc_financial_inputs.py | 2000 | 0.0014146 | 0.22893
geo_advanced_lowtrans | input_processing/fuelcostprep.py | 2000 | 7.6945e-05 | 0.22893
geo_advanced_lowtrans | input_processing/writecapdat.py | 2000 | 0.00060056 | 0.22893
geo_advanced_lowtrans | input_processing/writesupplycurves.py | 2000 | 0.0077029 | 0.22893
geo_advanced_lowtrans | input_processing/cfgather.py | 2000 | 0.00013917 | 0.22893
geo_advanced_lowtrans | input_processing/writedrshift.py | 2000 | 4.1389e-05 | 0.22893
geo_advanced_lowtrans | input_processing/plantcostprep.py | 2000 | 0.00012584 | 0.22893
geo_advanced_lowtrans | input_processing/all_year_load.py | 2000 | 0.016487 | 0.22893
geo_advanced_lowtrans | input_processing/climateprep.py | 2000 | 3.3333e-06 | 0.22893
geo_advanced_lowtrans | input_processing/ldc_prep.py | 2000 | 0.01566 | 0.22893
geo_advanced_lowtrans | input_processing/writehintage.py | 2000 | 0.0091377 | 0.22893
geo_advanced_lowtrans | input_processing/transmission_multilink.py | 2000 | 0.0032109 | 0.22893
geo_advanced_lowtrans | input_processing/hourly_process.py | 2000 | 1.1106e-06 | 0.22893
geo_advanced_lowtrans | createmodel.gms | 2000 | 0.02904 | 0.22893
geo_advanced_lowtrans | d_solveoneyear.gms | 2010 | 0.019426 | 0.019426
geo_advanced_lowtrans | d_solveoneyear.gms | 2012 | 0.022136 | 0.022136
geo_advanced_lowtrans | d_solveoneyear.gms | 2014 | 0.021687 | 0.021687
geo_advanced_lowtrans | d_solveoneyear.gms | 2016 | 0.022871 | 0.022871
geo_advanced_lowtrans | d_solveoneyear.gms | 2018 | 0.024168 | 0.024168
geo_advanced_lowtrans | d_solveoneyear.gms | 2020 | 0.02952 | 0.62155
geo_advanced_lowtrans | d_solveoneyear.gms | 2022 | 0.15793 | 0.75743
geo_advanced_lowtrans | d_solveoneyear.gms | 2024 | 1.843 | 2.1942
geo_advanced_lowtrans | d_solveoneyear.gms | 2026 | 0.56212 | 0.93354
geo_advanced_lowtrans | d_solveoneyear.gms | 2028 | 4.2074 | 4.4231
geo_advanced_lowtrans | d_solveoneyear.gms | 2030 | 1.8933 | 2.2802
geo_advanced_lowtrans | d_solveoneyear.gms | 2032 | 1.3295 | 1.7059
geo_advanced_lowtrans | d_solveoneyear.gms | 2034 | 1.6339 | 2.0051
geo_advanced_lowtrans | d_solveoneyear.gms | 2036 | 1.7817 | 2.028
geo_advanced_lowtrans | d_solveoneyear.gms | 2038 | 0.73991 | 1.0794
geo_advanced_lowtrans | d_solveoneyear.gms | 2040 | 6.0028 | 6.4263
geo_advanced_lowtrans | d_solveoneyear.gms | 2042 | 0.9918 | 1.2359
geo_advanced_lowtrans | d_solveoneyear.gms | 2044 | 2.5191 | 2.8129
geo_advanced_lowtrans | d_solveoneyear.gms | 2046 | 1.1237 | 1.4848
geo_advanced_lowtrans | d_solveoneyear.gms | 2048 | 2.2516 | 2.4786
geo_advanced_lowtrans | d_solveoneyear.gms | 2050 | 2.234 | 2.234
geo_advanced_lowtrans | reeds_augur/a_prep_data.py | 2020 | 0.036106 | 0.62155
geo_advanced_lowtrans | reeds_augur/a_prep_data.py | 2022 | 0.036712 | 0.75743
geo_advanced_lowtrans | reeds_augur/a_prep_data.py | 2024 | 0.037121 | 2.1942
geo_advanced_lowtrans | reeds_augur/a_prep_data.py | 2026 | 0.024651 | 0.93354
geo_advanced_lowtrans | reeds_augur/a_prep_data.py | 2028 | 0.025428 | 4.4231
geo_advanced_lowtrans | reeds_augur/a_prep_data.py | 2030 | 0.063385 | 2.2802
geo_advanced_lowtrans | reeds_augur/a_prep_data.py | 2032 | 0.033875 | 1.7059
geo_advanced_lowtrans | reeds_augur/a_prep_data.py | 2034 | 0.024952 | 2.0051
geo_advanced_lowtrans | reeds_augur/a_prep_data.py | 2036 | 0.024904 | 2.028
geo_advanced_lowtrans | reeds_augur/a_prep_data.py | 2038 | 0.03908 | 1.0794
geo_advanced_lowtrans | reeds_augur/a_prep_data.py | 2040 | 0.035697 | 6.4263
geo_advanced_lowtrans | reeds_augur/a_prep_data.py | 2042 | 0.025935 | 1.2359
geo_advanced_lowtrans | reeds_augur/a_prep_data.py | 2044 | 0.034672 | 2.8129
geo_advanced_lowtrans | reeds_augur/a_prep_data.py | 2046 | 0.034546 | 1.4848
geo_advanced_lowtrans | reeds_augur/a_prep_data.py | 2048 | 0.0261 | 2.4786
geo_advanced_lowtrans | reeds_augur/b1_osprey.gms | 2020 | 0.51361 | 0.62155
geo_advanced_lowtrans | reeds_augur/b1_osprey.gms | 2022 | 0.51019 | 0.75743
geo_advanced_lowtrans | reeds_augur/b1_osprey.gms | 2024 | 0.27636 | 2.1942
geo_advanced_lowtrans | reeds_augur/b1_osprey.gms | 2026 | 0.31949 | 0.93354
geo_advanced_lowtrans | reeds_augur/b1_osprey.gms | 2028 | 0.16496 | 4.4231
geo_advanced_lowtrans | reeds_augur/b1_osprey.gms | 2030 | 0.27499 | 2.2802
geo_advanced_lowtrans | reeds_augur/b1_osprey.gms | 2032 | 0.30585 | 1.7059
geo_advanced_lowtrans | reeds_augur/b1_osprey.gms | 2034 | 0.30871 | 2.0051
geo_advanced_lowtrans | reeds_augur/b1_osprey.gms | 2036 | 0.17121 | 2.028
geo_advanced_lowtrans | reeds_augur/b1_osprey.gms | 2038 | 0.26925 | 1.0794
geo_advanced_lowtrans | reeds_augur/b1_osprey.gms | 2040 | 0.31487 | 6.4263
geo_advanced_lowtrans | reeds_augur/b1_osprey.gms | 2042 | 0.18854 | 1.2359
geo_advanced_lowtrans | reeds_augur/b1_osprey.gms | 2044 | 0.22194 | 2.8129
geo_advanced_lowtrans | reeds_augur/b1_osprey.gms | 2046 | 0.28568 | 1.4848
geo_advanced_lowtrans | reeds_augur/b1_osprey.gms | 2048 | 0.1705 | 2.4786
geo_advanced_lowtrans | reeds_augur/b2_gdx_dump.gms | 2020 | 0.0051882 | 0.62155
geo_advanced_lowtrans | reeds_augur/b2_gdx_dump.gms | 2022 | 0.0036426 | 0.75743
geo_advanced_lowtrans | reeds_augur/b2_gdx_dump.gms | 2024 | 0.0043051 | 2.1942
geo_advanced_lowtrans | reeds_augur/b2_gdx_dump.gms | 2026 | 0.0035884 | 0.93354
geo_advanced_lowtrans | reeds_augur/b2_gdx_dump.gms | 2028 | 0.0029801 | 4.4231
geo_advanced_lowtrans | reeds_augur/b2_gdx_dump.gms | 2030 | 0.0028737 | 2.2802
geo_advanced_lowtrans | reeds_augur/b2_gdx_dump.gms | 2032 | 0.0037706 | 1.7059
geo_advanced_lowtrans | reeds_augur/b2_gdx_dump.gms | 2034 | 0.0039701 | 2.0051
geo_advanced_lowtrans | reeds_augur/b2_gdx_dump.gms | 2036 | 0.0029711 | 2.028
geo_advanced_lowtrans | reeds_augur/b2_gdx_dump.gms | 2038 | 0.003987 | 1.0794
geo_advanced_lowtrans | reeds_augur/b2_gdx_dump.gms | 2040 | 0.0042195 | 6.4263
geo_advanced_lowtrans | reeds_augur/b2_gdx_dump.gms | 2042 | 0.00313 | 1.2359
geo_advanced_lowtrans | reeds_augur/b2_gdx_dump.gms | 2044 | 0.0030883 | 2.8129
geo_advanced_lowtrans | reeds_augur/b2_gdx_dump.gms | 2046 | 0.0042942 | 1.4848
geo_advanced_lowtrans | reeds_augur/b2_gdx_dump.gms | 2048 | 0.0032312 | 2.4786
geo_advanced_lowtrans | reeds_augur/c1_existing_curtailment.py | 2020 | 0.0083999 | 0.62155
geo_advanced_lowtrans | reeds_augur/c1_existing_curtailment.py | 2022 | 0.0054138 | 0.75743
geo_advanced_lowtrans | reeds_augur/c1_existing_curtailment.py | 2024 | 0.0068205 | 2.1942
geo_advanced_lowtrans | reeds_augur/c1_existing_curtailment.py | 2026 | 0.0046714 | 0.93354
geo_advanced_lowtrans | reeds_augur/c1_existing_curtailment.py | 2028 | 0.0039552 | 4.4231
geo_advanced_lowtrans | reeds_augur/c1_existing_curtailment.py | 2030 | 0.0038493 | 2.2802
geo_advanced_lowtrans | reeds_augur/c1_existing_curtailment.py | 2032 | 0.0056657 | 1.7059
geo_advanced_lowtrans | reeds_augur/c1_existing_curtailment.py | 2034 | 0.0057952 | 2.0051
geo_advanced_lowtrans | reeds_augur/c1_existing_curtailment.py | 2036 | 0.0038693 | 2.028
geo_advanced_lowtrans | reeds_augur/c1_existing_curtailment.py | 2038 | 0.0057534 | 1.0794
geo_advanced_lowtrans | reeds_augur/c1_existing_curtailment.py | 2040 | 0.0059371 | 6.4263
geo_advanced_lowtrans | reeds_augur/c1_existing_curtailment.py | 2042 | 0.004239 | 1.2359
geo_advanced_lowtrans | reeds_augur/c1_existing_curtailment.py | 2044 | 0.0040078 | 2.8129
geo_advanced_lowtrans | reeds_augur/c1_existing_curtailment.py | 2046 | 0.0061695 | 1.4848
geo_advanced_lowtrans | reeds_augur/c1_existing_curtailment.py | 2048 | 0.0044109 | 2.4786
geo_advanced_lowtrans | reeds_augur/c2_marginal_curtailment.py | 2020 | 0.012921 | 0.62155
geo_advanced_lowtrans | reeds_augur/c2_marginal_curtailment.py | 2022 | 0.0092768 | 0.75743
geo_advanced_lowtrans | reeds_augur/c2_marginal_curtailment.py | 2024 | 0.012476 | 2.1942
geo_advanced_lowtrans | reeds_augur/c2_marginal_curtailment.py | 2026 | 0.0086931 | 0.93354
geo_advanced_lowtrans | reeds_augur/c2_marginal_curtailment.py | 2028 | 0.0085398 | 4.4231
geo_advanced_lowtrans | reeds_augur/c2_marginal_curtailment.py | 2030 | 0.0086358 | 2.2802
geo_advanced_lowtrans | reeds_augur/c2_marginal_curtailment.py | 2032 | 0.012344 | 1.7059
geo_advanced_lowtrans | reeds_augur/c2_marginal_curtailment.py | 2034 | 0.012806 | 2.0051
geo_advanced_lowtrans | reeds_augur/c2_marginal_curtailment.py | 2036 | 0.0089449 | 2.028
geo_advanced_lowtrans | reeds_augur/c2_marginal_curtailment.py | 2038 | 0.0098189 | 1.0794
geo_advanced_lowtrans | reeds_augur/c2_marginal_curtailment.py | 2040 | 0.012861 | 6.4263
geo_advanced_lowtrans | reeds_augur/c2_marginal_curtailment.py | 2042 | 0.0097508 | 1.2359
geo_advanced_lowtrans | reeds_augur/c2_marginal_curtailment.py | 2044 | 0.011719 | 2.8129
geo_advanced_lowtrans | reeds_augur/c2_marginal_curtailment.py | 2046 | 0.012852 | 1.4848
geo_advanced_lowtrans | reeds_augur/c2_marginal_curtailment.py | 2048 | 0.0094839 | 2.4786
geo_advanced_lowtrans | reeds_augur/d_condor.py | 2020 | 2.7778e-07 | 0.62155
geo_advanced_lowtrans | reeds_augur/d_condor.py | 2022 | 2.775e-07 | 0.75743
geo_advanced_lowtrans | reeds_augur/d_condor.py | 2024 | 5.5528e-07 | 2.1942
geo_advanced_lowtrans | reeds_augur/d_condor.py | 2026 | 2.775e-07 | 0.93354
geo_advanced_lowtrans | reeds_augur/d_condor.py | 2028 | 0 | 4.4231
geo_advanced_lowtrans | reeds_augur/d_condor.py | 2030 | 4.3467e-06 | 2.2802
geo_advanced_lowtrans | reeds_augur/d_condor.py | 2032 | 2.7806e-07 | 1.7059
geo_advanced_lowtrans | reeds_augur/d_condor.py | 2034 | 5.5611e-07 | 2.0051
geo_advanced_lowtrans | reeds_augur/d_condor.py | 2036 | 5.6389e-07 | 2.028
geo_advanced_lowtrans | reeds_augur/d_condor.py | 2038 | 2.7639e-07 | 1.0794
geo_advanced_lowtrans | reeds_augur/d_condor.py | 2040 | 2.7806e-07 | 6.4263
geo_advanced_lowtrans | reeds_augur/d_condor.py | 2042 | 0 | 1.2359
geo_advanced_lowtrans | reeds_augur/d_condor.py | 2044 | 0 | 2.8129
geo_advanced_lowtrans | reeds_augur/d_condor.py | 2046 | 4.3369e-06 | 1.4848
geo_advanced_lowtrans | reeds_augur/d_condor.py | 2048 | 2.6972e-07 | 2.4786
geo_advanced_lowtrans | reeds_augur/e_capacity_credit.py | 2020 | 0.015805 | 0.62155
geo_advanced_lowtrans | reeds_augur/e_capacity_credit.py | 2022 | 0.010395 | 0.75743
geo_advanced_lowtrans | reeds_augur/e_capacity_credit.py | 2024 | 0.014143 | 2.1942
geo_advanced_lowtrans | reeds_augur/e_capacity_credit.py | 2026 | 0.010325 | 0.93354
geo_advanced_lowtrans | reeds_augur/e_capacity_credit.py | 2028 | 0.0098514 | 4.4231
geo_advanced_lowtrans | reeds_augur/e_capacity_credit.py | 2030 | 0.010194 | 2.2802
geo_advanced_lowtrans | reeds_augur/e_capacity_credit.py | 2032 | 0.014916 | 1.7059
geo_advanced_lowtrans | reeds_augur/e_capacity_credit.py | 2034 | 0.014938 | 2.0051
geo_advanced_lowtrans | reeds_augur/e_capacity_credit.py | 2036 | 0.011122 | 2.028
geo_advanced_lowtrans | reeds_augur/e_capacity_credit.py | 2038 | 0.011562 | 1.0794
geo_advanced_lowtrans | reeds_augur/e_capacity_credit.py | 2040 | 0.01629 | 6.4263
geo_advanced_lowtrans | reeds_augur/e_capacity_credit.py | 2042 | 0.012524 | 1.2359
geo_advanced_lowtrans | reeds_augur/e_capacity_credit.py | 2044 | 0.018358 | 2.8129
geo_advanced_lowtrans | reeds_augur/e_capacity_credit.py | 2046 | 0.017565 | 1.4848
geo_advanced_lowtrans | reeds_augur/e_capacity_credit.py | 2048 | 0.013284 | 2.4786
geo_advanced_lowtrans | reeds_augur/f_plots.py | 2022 | 0.023872 | 0.75743
geo_advanced_lowtrans | reeds_augur/f_plots.py | 2030 | 0.022947 | 2.2802
geo_advanced_lowtrans | reeds_augur/f_plots.py | 2036 | 0.02322 | 2.028
geo_advanced_lowtrans | reeds_augur/f_plots.py | 2040 | 0.033621 | 6.4263
geo_advanced_lowtrans | e_report.gms | 2000 | 0.13745 | 0.22893
geo_advanced_lowtrans | e_report_dump.gms | 2000 | 0.0078408 | 0.22893