## meta
Build date/time: 2023-08-13-07-08-20
Data Source(s):
C:\Users\cc143\Documents\GitHub\ReEDS_OpenAccess\runs\geo_advanced
Default Config:
var_dollar_year: 2021
var_discount_rate: 0.05
var_pv_year: 2022
var_end_year: 2050

## 1_Error Check
scenario | type | Value | Net Level Value
geo_advanced | m_rsc_dat | -70120.2222 | -70120.2222
geo_advanced | z | 0.02393 | 0.02393

## 2_Intertemporal Capacity by Ite
tech | vintage | year | iter | Capacity (GW) | scenario | rs | rb | st | rto | interconnect | country | cendiv

## 3_Generation (TWh)
scenario | tech | year | Generation (TWh) | Net Level Generation (TWh)
geo_advanced | nuclear | 2010 | 834.9503 | 3994.9126
geo_advanced | nuclear | 2012 | 834.7267 | 3920.0669
geo_advanced | nuclear | 2014 | 801.4862 | 3982.4821
geo_advanced | nuclear | 2016 | 805.9371 | 3937.413
geo_advanced | nuclear | 2018 | 801.0722 | 3949.771
geo_advanced | nuclear | 2020 | 776.1313 | 4066.5101
geo_advanced | nuclear | 2022 | 777.8876 | 4107.4051
geo_advanced | nuclear | 2024 | 772.7801 | 4191.4652
geo_advanced | nuclear | 2026 | 772.0413 | 4271.7647
geo_advanced | nuclear | 2028 | 762.3106 | 4384.702
geo_advanced | nuclear | 2030 | 729.9936 | 4521.5298
geo_advanced | nuclear | 2032 | 726.7002 | 4654.6295
geo_advanced | nuclear | 2034 | 695.6516 | 4794.4328
geo_advanced | nuclear | 2036 | 683.7521 | 4955.0815
geo_advanced | nuclear | 2038 | 685.1458 | 5108.7769
geo_advanced | nuclear | 2040 | 701.7808 | 5248.1825
geo_advanced | nuclear | 2042 | 710.6047 | 5381.3377
geo_advanced | nuclear | 2044 | 713.7338 | 5504.5241
geo_advanced | nuclear | 2046 | 714.1069 | 5621.5563
geo_advanced | nuclear | 2048 | 714.9379 | 5753.0895
geo_advanced | nuclear | 2050 | 694.0974 | 5887.9439
geo_advanced | coal | 2010 | 1856.0729 | 3994.9126
geo_advanced | coal | 2012 | 1207.8406 | 3920.0669
geo_advanced | coal | 2014 | 1687.8536 | 3982.4821
geo_advanced | coal | 2016 | 936.5183 | 3937.413
geo_advanced | coal | 2018 | 944.953 | 3949.771
geo_advanced | coal | 2020 | 644.7938 | 4066.5101
geo_advanced | coal | 2022 | 919.9739 | 4107.4051
geo_advanced | coal | 2024 | 430.9276 | 4191.4652
geo_advanced | coal | 2026 | 277.2054 | 4271.7647
geo_advanced | coal | 2028 | 121.0586 | 4384.702
geo_advanced | coal | 2030 | 101.3696 | 4521.5298
geo_advanced | coal | 2032 | 100.9947 | 4654.6295
geo_advanced | coal | 2034 | 95.6055 | 4794.4328
geo_advanced | coal | 2036 | 89.3122 | 4955.0815
geo_advanced | coal | 2038 | 84.5728 | 5108.7769
geo_advanced | coal | 2040 | 100.0138 | 5248.1825
geo_advanced | coal | 2042 | 107.34 | 5381.3377
geo_advanced | coal | 2044 | 104.6088 | 5504.5241
geo_advanced | coal | 2046 | 99.8416 | 5621.5563
geo_advanced | coal | 2048 | 99.6923 | 5753.0895
geo_advanced | coal | 2050 | 90.4811 | 5887.9439
geo_advanced | gas-cc | 2010 | 722.7504 | 3994.9126
geo_advanced | gas-cc | 2012 | 1198.672 | 3920.0669
geo_advanced | gas-cc | 2014 | 778.5047 | 3982.4821
geo_advanced | gas-cc | 2016 | 1354.5372 | 3937.413
geo_advanced | gas-cc | 2018 | 1280.3879 | 3949.771
geo_advanced | gas-cc | 2020 | 1558.0776 | 4066.5101
geo_advanced | gas-cc | 2022 | 1137.6796 | 4107.4051
geo_advanced | gas-cc | 2024 | 1080.2282 | 4191.4652
geo_advanced | gas-cc | 2026 | 943.4662 | 4271.7647
geo_advanced | gas-cc | 2028 | 769.4113 | 4384.702
geo_advanced | gas-cc | 2030 | 532.2797 | 4521.5298
geo_advanced | gas-cc | 2032 | 473.4755 | 4654.6295
geo_advanced | gas-cc | 2034 | 378.6769 | 4794.4328
geo_advanced | gas-cc | 2036 | 347.0681 | 4955.0815
geo_advanced | gas-cc | 2038 | 380.2892 | 5108.7769
geo_advanced | gas-cc | 2040 | 524.0993 | 5248.1825
geo_advanced | gas-cc | 2042 | 644.6553 | 5381.3377
geo_advanced | gas-cc | 2044 | 746.2836 | 5504.5241
geo_advanced | gas-cc | 2046 | 840.1589 | 5621.5563
geo_advanced | gas-cc | 2048 | 914.3499 | 5753.0895
geo_advanced | gas-cc | 2050 | 979.4861 | 5887.9439
geo_advanced | gas-cc-ccs_mod_upgrade | 2010 | 0 | 3994.9126
geo_advanced | gas-cc-ccs_mod_upgrade | 2012 | 0 | 3920.0669
geo_advanced | gas-cc-ccs_mod_upgrade | 2014 | 0 | 3982.4821
geo_advanced | gas-cc-ccs_mod_upgrade | 2016 | 0 | 3937.413
geo_advanced | gas-cc-ccs_mod_upgrade | 2018 | 0 | 3949.771
geo_advanced | gas-cc-ccs_mod_upgrade | 2020 | 0 | 4066.5101
geo_advanced | gas-cc-ccs_mod_upgrade | 2022 | 0 | 4107.4051
geo_advanced | gas-cc-ccs_mod_upgrade | 2024 | 0 | 4191.4652
geo_advanced | gas-cc-ccs_mod_upgrade | 2026 | 0 | 4271.7647
geo_advanced | gas-cc-ccs_mod_upgrade | 2028 | 43.6524 | 4384.702
geo_advanced | gas-cc-ccs_mod_upgrade | 2030 | 43.6524 | 4521.5298
geo_advanced | gas-cc-ccs_mod_upgrade | 2032 | 43.6524 | 4654.6295
geo_advanced | gas-cc-ccs_mod_upgrade | 2034 | 43.4976 | 4794.4328
geo_advanced | gas-cc-ccs_mod_upgrade | 2036 | 43.647 | 4955.0815
geo_advanced | gas-cc-ccs_mod_upgrade | 2038 | 43.6487 | 5108.7769
geo_advanced | gas-cc-ccs_mod_upgrade | 2040 | 2.9895 | 5248.1825
geo_advanced | gas-cc-ccs_mod_upgrade | 2042 | 2.9895 | 5381.3377
geo_advanced | gas-cc-ccs_mod_upgrade | 2044 | 2.9895 | 5504.5241
geo_advanced | gas-cc-ccs_mod_upgrade | 2046 | 2.9895 | 5621.5563
geo_advanced | gas-cc-ccs_mod_upgrade | 2048 | 2.9895 | 5753.0895
geo_advanced | gas-cc-ccs_mod_upgrade | 2050 | 2.9895 | 5887.9439
geo_advanced | gas-ct | 2010 | 61.8761 | 3994.9126
geo_advanced | gas-ct | 2012 | 63.4986 | 3920.0669
geo_advanced | gas-ct | 2014 | 65.332 | 3982.4821
geo_advanced | gas-ct | 2016 | 67.8944 | 3937.413
geo_advanced | gas-ct | 2018 | 68.3779 | 3949.771
geo_advanced | gas-ct | 2020 | 78.4049 | 4066.5101
geo_advanced | gas-ct | 2022 | 68.4565 | 4107.4051
geo_advanced | gas-ct | 2024 | 59.6393 | 4191.4652
geo_advanced | gas-ct | 2026 | 58.4491 | 4271.7647
geo_advanced | gas-ct | 2028 | 58.8481 | 4384.702
geo_advanced | gas-ct | 2030 | 57.8908 | 4521.5298
geo_advanced | gas-ct | 2032 | 57.5148 | 4654.6295
geo_advanced | gas-ct | 2034 | 58.0938 | 4794.4328
geo_advanced | gas-ct | 2036 | 61.0668 | 4955.0815
geo_advanced | gas-ct | 2038 | 67.6122 | 5108.7769
geo_advanced | gas-ct | 2040 | 81.2117 | 5248.1825
geo_advanced | gas-ct | 2042 | 99.683 | 5381.3377
geo_advanced | gas-ct | 2044 | 118.5255 | 5504.5241
geo_advanced | gas-ct | 2046 | 140.0338 | 5621.5563
geo_advanced | gas-ct | 2048 | 157.8216 | 5753.0895
geo_advanced | gas-ct | 2050 | 181.1639 | 5887.9439
geo_advanced | o-g-s | 2010 | 78.4914 | 3994.9126
geo_advanced | o-g-s | 2012 | 73.6314 | 3920.0669
geo_advanced | o-g-s | 2014 | 69.8186 | 3982.4821
geo_advanced | o-g-s | 2016 | 74.8848 | 3937.413
geo_advanced | o-g-s | 2018 | 53.8656 | 3949.771
geo_advanced | o-g-s | 2020 | 74.0218 | 4066.5101
geo_advanced | o-g-s | 2022 | 44.7389 | 4107.4051
geo_advanced | o-g-s | 2024 | 18.4412 | 4191.4652
geo_advanced | o-g-s | 2026 | 17.1065 | 4271.7647
geo_advanced | o-g-s | 2028 | 16.1616 | 4384.702
geo_advanced | o-g-s | 2030 | 13.8372 | 4521.5298
geo_advanced | o-g-s | 2032 | 13.4211 | 4654.6295
geo_advanced | o-g-s | 2034 | 12.6916 | 4794.4328
geo_advanced | o-g-s | 2036 | 12.152 | 4955.0815
geo_advanced | o-g-s | 2038 | 11.4005 | 5108.7769
geo_advanced | o-g-s | 2040 | 10.9094 | 5248.1825
geo_advanced | o-g-s | 2042 | 10.5354 | 5381.3377
geo_advanced | o-g-s | 2044 | 9.2702 | 5504.5241
geo_advanced | o-g-s | 2046 | 8.6496 | 5621.5563
geo_advanced | o-g-s | 2048 | 6.4959 | 5753.0895
geo_advanced | o-g-s | 2050 | 4.0971 | 5887.9439
geo_advanced | hydro | 2010 | 266.3173 | 3994.9126
geo_advanced | hydro | 2012 | 276.4933 | 3920.0669
geo_advanced | hydro | 2014 | 263.7925 | 3982.4821
geo_advanced | hydro | 2016 | 271.1607 | 3937.413
geo_advanced | hydro | 2018 | 292.1765 | 3949.771
geo_advanced | hydro | 2020 | 288.9615 | 4066.5101
geo_advanced | hydro | 2022 | 289.3794 | 4107.4051
geo_advanced | hydro | 2024 | 290.5418 | 4191.4652
geo_advanced | hydro | 2026 | 297.2624 | 4271.7647
geo_advanced | hydro | 2028 | 301.0894 | 4384.702
geo_advanced | hydro | 2030 | 297.9636 | 4521.5298
geo_advanced | hydro | 2032 | 296.5875 | 4654.6295
geo_advanced | hydro | 2034 | 292.0635 | 4794.4328
geo_advanced | hydro | 2036 | 288.9607 | 4955.0815
geo_advanced | hydro | 2038 | 285.8904 | 5108.7769
geo_advanced | hydro | 2040 | 289.5233 | 5248.1825
geo_advanced | hydro | 2042 | 296.2412 | 5381.3377
geo_advanced | hydro | 2044 | 299.2439 | 5504.5241
geo_advanced | hydro | 2046 | 303.6068 | 5621.5563
geo_advanced | hydro | 2048 | 305.9349 | 5753.0895
geo_advanced | hydro | 2050 | 306.596 | 5887.9439
geo_advanced | geothermal | 2010 | 1.4612 | 3994.9126
geo_advanced | geothermal | 2012 | 2.4666 | 3920.0669
geo_advanced | geothermal | 2014 | 3.1026 | 3982.4821
geo_advanced | geothermal | 2016 | 3.4749 | 3937.413
geo_advanced | geothermal | 2018 | 3.924 | 3949.771
geo_advanced | geothermal | 2020 | 12.4652 | 4066.5101
geo_advanced | geothermal | 2022 | 12.778 | 4107.4051
geo_advanced | geothermal | 2024 | 12.778 | 4191.4652
geo_advanced | geothermal | 2026 | 12.778 | 4271.7647
geo_advanced | geothermal | 2028 | 29.6809 | 4384.702
geo_advanced | geothermal | 2030 | 29.6809 | 4521.5298
geo_advanced | geothermal | 2032 | 29.653 | 4654.6295
geo_advanced | geothermal | 2034 | 29.6677 | 4794.4328
geo_advanced | geothermal | 2036 | 34.9872 | 4955.0815
geo_advanced | geothermal | 2038 | 34.9271 | 5108.7769
geo_advanced | geothermal | 2040 | 33.6036 | 5248.1825
geo_advanced | geothermal | 2042 | 41.4422 | 5381.3377
geo_advanced | geothermal | 2044 | 43.3877 | 5504.5241
geo_advanced | geothermal | 2046 | 47.3626 | 5621.5563
geo_advanced | geothermal | 2048 | 53.1964 | 5753.0895
geo_advanced | geothermal | 2050 | 69.3449 | 5887.9439
geo_advanced | biopower | 2010 | 3.4412 | 3994.9126
geo_advanced | biopower | 2012 | 2.0263 | 3920.0669
geo_advanced | biopower | 2014 | 5.2588 | 3982.4821
geo_advanced | biopower | 2016 | 3.2086 | 3937.413
geo_advanced | biopower | 2018 | 3.7143 | 3949.771
geo_advanced | biopower | 2020 | 4.2748 | 4066.5101
geo_advanced | biopower | 2022 | 5.5182 | 4107.4051
geo_advanced | biopower | 2024 | 1.5926 | 4191.4652
geo_advanced | biopower | 2026 | 1.518 | 4271.7647
geo_advanced | biopower | 2028 | 1.3819 | 4384.702
geo_advanced | biopower | 2030 | 1.2578 | 4521.5298
geo_advanced | biopower | 2032 | 1.1033 | 4654.6295
geo_advanced | biopower | 2034 | 0.90398 | 4794.4328
geo_advanced | biopower | 2036 | 0.79571 | 4955.0815
geo_advanced | biopower | 2038 | 0.72207 | 5108.7769
geo_advanced | biopower | 2040 | 0.70367 | 5248.1825
geo_advanced | biopower | 2042 | 0.70287 | 5381.3377
geo_advanced | biopower | 2044 | 0.65819 | 5504.5241
geo_advanced | biopower | 2046 | 0.62229 | 5621.5563
geo_advanced | biopower | 2048 | 0.60287 | 5753.0895
geo_advanced | biopower | 2050 | 0.63596 | 5887.9439
geo_advanced | lfill-gas | 2010 | 15.6245 | 3994.9126
geo_advanced | lfill-gas | 2012 | 16.6925 | 3920.0669
geo_advanced | lfill-gas | 2014 | 17.1768 | 3982.4821
geo_advanced | lfill-gas | 2016 | 17.0968 | 3937.413
geo_advanced | lfill-gas | 2018 | 16.836 | 3949.771
geo_advanced | lfill-gas | 2020 | 15.8043 | 4066.5101
geo_advanced | lfill-gas | 2022 | 15.9761 | 4107.4051
geo_advanced | lfill-gas | 2024 | 15.536 | 4191.4652
geo_advanced | lfill-gas | 2026 | 15.4982 | 4271.7647
geo_advanced | lfill-gas | 2028 | 15.0428 | 4384.702
geo_advanced | lfill-gas | 2030 | 14.7448 | 4521.5298
geo_advanced | lfill-gas | 2032 | 14.6494 | 4654.6295
geo_advanced | lfill-gas | 2034 | 14.5386 | 4794.4328
geo_advanced | lfill-gas | 2036 | 14.4986 | 4955.0815
geo_advanced | lfill-gas | 2038 | 14.7594 | 5108.7769
geo_advanced | lfill-gas | 2040 | 14.9923 | 5248.1825
geo_advanced | lfill-gas | 2042 | 15.0883 | 5381.3377
geo_advanced | lfill-gas | 2044 | 15.112 | 5504.5241
geo_advanced | lfill-gas | 2046 | 15.1157 | 5621.5563
geo_advanced | lfill-gas | 2048 | 15.1594 | 5753.0895
geo_advanced | lfill-gas | 2050 | 15.1758 | 5887.9439
geo_advanced | wind-ons | 2010 | 112.854 | 3994.9126
geo_advanced | wind-ons | 2012 | 178.255 | 3920.0669
geo_advanced | wind-ons | 2014 | 198.4896 | 3982.4821
geo_advanced | wind-ons | 2016 | 259.0285 | 3937.413
geo_advanced | wind-ons | 2018 | 302.6392 | 3949.771
geo_advanced | wind-ons | 2020 | 390.5627 | 4066.5101
geo_advanced | wind-ons | 2022 | 526.4608 | 4107.4051
geo_advanced | wind-ons | 2024 | 800.944 | 4191.4652
geo_advanced | wind-ons | 2026 | 951.0907 | 4271.7647
geo_advanced | wind-ons | 2028 | 1187.0617 | 4384.702
geo_advanced | wind-ons | 2030 | 1376.6525 | 4521.5298
geo_advanced | wind-ons | 2032 | 1482.1037 | 4654.6295
geo_advanced | wind-ons | 2034 | 1646.569 | 4794.4328
geo_advanced | wind-ons | 2036 | 1784.3289 | 4955.0815
geo_advanced | wind-ons | 2038 | 1838.4492 | 5108.7769
geo_advanced | wind-ons | 2040 | 1805.715 | 5248.1825
geo_advanced | wind-ons | 2042 | 1746.1782 | 5381.3377
geo_advanced | wind-ons | 2044 | 1738.3223 | 5504.5241
geo_advanced | wind-ons | 2046 | 1702.0406 | 5621.5563
geo_advanced | wind-ons | 2048 | 1711.6539 | 5753.0895
geo_advanced | wind-ons | 2050 | 1756.0912 | 5887.9439
geo_advanced | wind-ofs | 2010 | 0 | 3994.9126
geo_advanced | wind-ofs | 2012 | 0 | 3920.0669
geo_advanced | wind-ofs | 2014 | 0 | 3982.4821
geo_advanced | wind-ofs | 2016 | 0.1046 | 3937.413
geo_advanced | wind-ofs | 2018 | 0.10404 | 3949.771
geo_advanced | wind-ofs | 2020 | 0.14625 | 4066.5101
geo_advanced | wind-ofs | 2022 | 0.093384 | 4107.4051
geo_advanced | wind-ofs | 2024 | 18.1549 | 4191.4652
geo_advanced | wind-ofs | 2026 | 43.5708 | 4271.7647
geo_advanced | wind-ofs | 2028 | 71.3241 | 4384.702
geo_advanced | wind-ofs | 2030 | 87.9254 | 4521.5298
geo_advanced | wind-ofs | 2032 | 106.3597 | 4654.6295
geo_advanced | wind-ofs | 2034 | 134.6301 | 4794.4328
geo_advanced | wind-ofs | 2036 | 158.6456 | 4955.0815
geo_advanced | wind-ofs | 2038 | 171.865 | 5108.7769
geo_advanced | wind-ofs | 2040 | 194.6247 | 5248.1825
geo_advanced | wind-ofs | 2042 | 206.2684 | 5381.3377
geo_advanced | wind-ofs | 2044 | 225.0371 | 5504.5241
geo_advanced | wind-ofs | 2046 | 229.7024 | 5621.5563
geo_advanced | wind-ofs | 2048 | 222.7747 | 5753.0895
geo_advanced | wind-ofs | 2050 | 226.1159 | 5887.9439
geo_advanced | csp | 2010 | 0 | 3994.9126
geo_advanced | csp | 2012 | 0 | 3920.0669
geo_advanced | csp | 2014 | 3.3461 | 3982.4821
geo_advanced | csp | 2016 | 3.6495 | 3937.413
geo_advanced | csp | 2018 | 3.6495 | 3949.771
geo_advanced | csp | 2020 | 3.6495 | 4066.5101
geo_advanced | csp | 2022 | 2.9224 | 4107.4051
geo_advanced | csp | 2024 | 3.6491 | 4191.4652
geo_advanced | csp | 2026 | 3.6495 | 4271.7647
geo_advanced | csp | 2028 | 3.4351 | 4384.702
geo_advanced | csp | 2030 | 3.285 | 4521.5298
geo_advanced | csp | 2032 | 2.9561 | 4654.6295
geo_advanced | csp | 2034 | 3.0028 | 4794.4328
geo_advanced | csp | 2036 | 2.8877 | 4955.0815
geo_advanced | csp | 2038 | 2.4847 | 5108.7769
geo_advanced | csp | 2040 | 3.0262 | 5248.1825
geo_advanced | csp | 2042 | 3.098 | 5381.3377
geo_advanced | csp | 2044 | 0.27015 | 5504.5241
geo_advanced | csp | 2046 | 0 | 5621.5563
geo_advanced | csp | 2048 | 0 | 5753.0895
geo_advanced | csp | 2050 | 0 | 5887.9439
geo_advanced | upv | 2010 | 0.38609 | 3994.9126
geo_advanced | upv | 2012 | 5.1238 | 3920.0669
geo_advanced | upv | 2014 | 18.6393 | 3982.4821
geo_advanced | upv | 2016 | 42.5536 | 3937.413
geo_advanced | upv | 2018 | 61.7145 | 3949.771
geo_advanced | upv | 2020 | 95.1368 | 4066.5101
geo_advanced | upv | 2022 | 202.6686 | 4107.4051
geo_advanced | upv | 2024 | 525.4066 | 4191.4652
geo_advanced | upv | 2026 | 703.226 | 4271.7647
geo_advanced | upv | 2028 | 793.7429 | 4384.702
geo_advanced | upv | 2030 | 977.6766 | 4521.5298
geo_advanced | upv | 2032 | 1014.0615 | 4654.6295
geo_advanced | upv | 2034 | 1064.1783 | 4794.4328
geo_advanced | upv | 2036 | 1081.5229 | 4955.0815
geo_advanced | upv | 2038 | 1125.8854 | 5108.7769
geo_advanced | upv | 2040 | 1123.0724 | 5248.1825
geo_advanced | upv | 2042 | 1128.1494 | 5381.3377
geo_advanced | upv | 2044 | 1117.5974 | 5504.5241
geo_advanced | upv | 2046 | 1158.5628 | 5621.5563
geo_advanced | upv | 2048 | 1161.7556 | 5753.0895
geo_advanced | upv | 2050 | 1175.766 | 5887.9439
geo_advanced | dupv | 2010 | 0.13735 | 3994.9126
geo_advanced | dupv | 2012 | 1.2948 | 3920.0669
geo_advanced | dupv | 2014 | 3.3451 | 3982.4821
geo_advanced | dupv | 2016 | 5.839 | 3937.413
geo_advanced | dupv | 2018 | 8.8723 | 3949.771
geo_advanced | dupv | 2020 | 11.6108 | 4066.5101
geo_advanced | dupv | 2022 | 9.8834 | 4107.4051
geo_advanced | dupv | 2024 | 12.6949 | 4191.4652
geo_advanced | dupv | 2026 | 12.5977 | 4271.7647
geo_advanced | dupv | 2028 | 12.1365 | 4384.702
geo_advanced | dupv | 2030 | 11.6147 | 4521.5298
geo_advanced | dupv | 2032 | 11.4342 | 4654.6295
geo_advanced | dupv | 2034 | 11.5592 | 4794.4328
geo_advanced | dupv | 2036 | 11.2524 | 4955.0815
geo_advanced | dupv | 2038 | 11.1213 | 5108.7769
geo_advanced | dupv | 2040 | 11.0737 | 5248.1825
geo_advanced | dupv | 2042 | 10.3249 | 5381.3377
geo_advanced | dupv | 2044 | 8.7023 | 5504.5241
geo_advanced | dupv | 2046 | 6.7443 | 5621.5563
geo_advanced | dupv | 2048 | 4.9516 | 5753.0895
geo_advanced | dupv | 2050 | 2.8076 | 5887.9439
geo_advanced | distpv | 2010 | 1.7991 | 3994.9126
geo_advanced | distpv | 2012 | 5.9313 | 3920.0669
geo_advanced | distpv | 2014 | 11.885 | 3982.4821
geo_advanced | distpv | 2016 | 22.5707 | 3937.413
geo_advanced | distpv | 2018 | 35.2646 | 3949.771
geo_advanced | distpv | 2020 | 41.0495 | 4066.5101
geo_advanced | distpv | 2022 | 43.9799 | 4107.4051
geo_advanced | distpv | 2024 | 59.8387 | 4191.4652
geo_advanced | distpv | 2026 | 75.9528 | 4271.7647
geo_advanced | distpv | 2028 | 99.9765 | 4384.702
geo_advanced | distpv | 2030 | 122.0335 | 4521.5298
geo_advanced | distpv | 2032 | 144.7999 | 4654.6295
geo_advanced | distpv | 2034 | 160.3132 | 4794.4328
geo_advanced | distpv | 2036 | 154.4699 | 4955.0815
geo_advanced | distpv | 2038 | 168.1629 | 5108.7769
geo_advanced | distpv | 2040 | 179.5315 | 5248.1825
geo_advanced | distpv | 2042 | 193.1975 | 5381.3377
geo_advanced | distpv | 2044 | 210.0242 | 5504.5241
geo_advanced | distpv | 2046 | 223.6696 | 5621.5563
geo_advanced | distpv | 2048 | 243.459 | 5753.0895
geo_advanced | distpv | 2050 | 248.0218 | 5887.9439
geo_advanced | pvb | 2010 | 0 | 3994.9126
geo_advanced | pvb | 2012 | 0.0080369 | 3920.0669
geo_advanced | pvb | 2014 | 0.099394 | 3982.4821
geo_advanced | pvb | 2016 | 1.3411 | 3937.413
geo_advanced | pvb | 2018 | 1.9353 | 3949.771
geo_advanced | pvb | 2020 | 4.9149 | 4066.5101
geo_advanced | pvb | 2022 | 16.0714 | 4107.4051
geo_advanced | pvb | 2024 | 33.3949 | 4191.4652
geo_advanced | pvb | 2026 | 32.0537 | 4271.7647
geo_advanced | pvb | 2028 | 41.7922 | 4384.702
geo_advanced | pvb | 2030 | 74.7101 | 4521.5298
geo_advanced | pvb | 2032 | 95.6137 | 4654.6295
geo_advanced | pvb | 2034 | 121.4684 | 4794.4328
geo_advanced | pvb | 2036 | 159.2589 | 4955.0815
geo_advanced | pvb | 2038 | 159.4847 | 5108.7769
geo_advanced | pvb | 2040 | 146.225 | 5248.1825
geo_advanced | pvb | 2042 | 139.1434 | 5381.3377
geo_advanced | pvb | 2044 | 123.6353 | 5504.5241
geo_advanced | pvb | 2046 | 104.7966 | 5621.5563
geo_advanced | pvb | 2048 | 114.043 | 5753.0895
geo_advanced | pvb | 2050 | 109.5067 | 5887.9439
geo_advanced | battery_2 | 2010 | -0.0015691 | 3994.9126
geo_advanced | battery_2 | 2012 | -0.0046569 | 3920.0669
geo_advanced | battery_2 | 2014 | -0.0082905 | 3982.4821
geo_advanced | battery_2 | 2016 | -0.015086 | 3937.413
geo_advanced | battery_2 | 2018 | -0.025182 | 3949.771
geo_advanced | battery_2 | 2020 | -0.047497 | 4066.5101
geo_advanced | battery_2 | 2022 | -3.0088 | 4107.4051
geo_advanced | battery_2 | 2024 | -1.4329 | 4191.4652
geo_advanced | battery_2 | 2026 | -2.0064 | 4271.7647
geo_advanced | battery_2 | 2028 | -2.3548 | 4384.702
geo_advanced | battery_2 | 2030 | -2.1482 | 4521.5298
geo_advanced | battery_2 | 2032 | -2.0803 | 4654.6295
geo_advanced | battery_2 | 2034 | -2.6696 | 4794.4328
geo_advanced | battery_2 | 2036 | -2.812 | 4955.0815
geo_advanced | battery_2 | 2038 | -2.8446 | 5108.7769
geo_advanced | battery_2 | 2040 | -2.4694 | 5248.1825
geo_advanced | battery_2 | 2042 | -2.9562 | 5381.3377
geo_advanced | battery_2 | 2044 | -3.1337 | 5504.5241
geo_advanced | battery_2 | 2046 | -3.2176 | 5621.5563
geo_advanced | battery_2 | 2048 | -3.2673 | 5753.0895
geo_advanced | battery_2 | 2050 | -3.201 | 5887.9439
geo_advanced | battery_4 | 2010 | 0 | 3994.9126
geo_advanced | battery_4 | 2012 | -0.00016207 | 3920.0669
geo_advanced | battery_4 | 2014 | -0.00080947 | 3982.4821
geo_advanced | battery_4 | 2016 | -0.0083375 | 3937.413
geo_advanced | battery_4 | 2018 | -0.017294 | 3949.771
geo_advanced | battery_4 | 2020 | -0.037958 | 4066.5101
geo_advanced | battery_4 | 2022 | -1.2965 | 4107.4051
geo_advanced | battery_4 | 2024 | -1.1822 | 4191.4652
geo_advanced | battery_4 | 2026 | -7.0577 | 4271.7647
geo_advanced | battery_4 | 2028 | -8.9488 | 4384.702
geo_advanced | battery_4 | 2030 | -14.5756 | 4521.5298
geo_advanced | battery_4 | 2032 | -15.1801 | 4654.6295
geo_advanced | battery_4 | 2034 | -14.5494 | 4794.4328
geo_advanced | battery_4 | 2036 | -17.6742 | 4955.0815
geo_advanced | battery_4 | 2038 | -20.6616 | 5108.7769
geo_advanced | battery_4 | 2040 | -20.8744 | 5248.1825
geo_advanced | battery_4 | 2042 | -20.3142 | 5381.3377
geo_advanced | battery_4 | 2044 | -19.8172 | 5504.5241
geo_advanced | battery_4 | 2046 | -23.719 | 5621.5563
geo_advanced | battery_4 | 2048 | -22.0045 | 5753.0895
geo_advanced | battery_4 | 2050 | -22.7152 | 5887.9439
geo_advanced | battery_6 | 2010 | 0 | 3994.9126
geo_advanced | battery_6 | 2012 | 0 | 3920.0669
geo_advanced | battery_6 | 2014 | 0 | 3982.4821
geo_advanced | battery_6 | 2016 | 0 | 3937.413
geo_advanced | battery_6 | 2018 | 0 | 3949.771
geo_advanced | battery_6 | 2020 | 0 | 4066.5101
geo_advanced | battery_6 | 2022 | -0.14881 | 4107.4051
geo_advanced | battery_6 | 2024 | -0.038658 | 4191.4652
geo_advanced | battery_6 | 2026 | -0.38833 | 4271.7647
geo_advanced | battery_6 | 2028 | -4.7852 | 4384.702
geo_advanced | battery_6 | 2030 | -12.6233 | 4521.5298
geo_advanced | battery_6 | 2032 | -18.3785 | 4654.6295
geo_advanced | battery_6 | 2034 | -23.1798 | 4794.4328
geo_advanced | battery_6 | 2036 | -23.6795 | 4955.0815
geo_advanced | battery_6 | 2038 | -23.8424 | 5108.7769
geo_advanced | battery_6 | 2040 | -22.4604 | 5248.1825
geo_advanced | battery_6 | 2042 | -22.4361 | 5381.3377
geo_advanced | battery_6 | 2044 | -19.8512 | 5504.5241
geo_advanced | battery_6 | 2046 | -20.6306 | 5621.5563
geo_advanced | battery_6 | 2048 | -23.0215 | 5753.0895
geo_advanced | battery_6 | 2050 | -22.1292 | 5887.9439
geo_advanced | battery_8 | 2010 | 0 | 3994.9126
geo_advanced | battery_8 | 2012 | 0 | 3920.0669
geo_advanced | battery_8 | 2014 | 0 | 3982.4821
geo_advanced | battery_8 | 2016 | 0 | 3937.413
geo_advanced | battery_8 | 2018 | 0 | 3949.771
geo_advanced | battery_8 | 2020 | 0 | 4066.5101
geo_advanced | battery_8 | 2022 | 0 | 4107.4051
geo_advanced | battery_8 | 2024 | 0 | 4191.4652
geo_advanced | battery_8 | 2026 | 0 | 4271.7647
geo_advanced | battery_8 | 2028 | 0 | 4384.702
geo_advanced | battery_8 | 2030 | 0 | 4521.5298
geo_advanced | battery_8 | 2032 | -1.1918 | 4654.6295
geo_advanced | battery_8 | 2034 | -4.4942 | 4794.4328
geo_advanced | battery_8 | 2036 | -7.3813 | 4955.0815
geo_advanced | battery_8 | 2038 | -7.8242 | 5108.7769
geo_advanced | battery_8 | 2040 | -6.2101 | 5248.1825
geo_advanced | battery_8 | 2042 | -5.6844 | 5381.3377
geo_advanced | battery_8 | 2044 | -7.059 | 5504.5241
geo_advanced | battery_8 | 2046 | -5.8541 | 5621.5563
geo_advanced | battery_8 | 2048 | -5.057 | 5753.0895
geo_advanced | battery_8 | 2050 | -3.0099 | 5887.9439
geo_advanced | pumped-hydro | 2010 | -5.6355 | 3994.9126
geo_advanced | pumped-hydro | 2012 | -4.4538 | 3920.0669
geo_advanced | pumped-hydro | 2014 | -4.4337 | 3982.4821
geo_advanced | pumped-hydro | 2016 | -4.4174 | 3937.413
geo_advanced | pumped-hydro | 2018 | -4.1155 | 3949.771
geo_advanced | pumped-hydro | 2020 | -4.8066 | 4066.5101
geo_advanced | pumped-hydro | 2022 | -4.5185 | 4107.4051
geo_advanced | pumped-hydro | 2024 | -6.6349 | 4191.4652
geo_advanced | pumped-hydro | 2026 | -8.3844 | 4271.7647
geo_advanced | pumped-hydro | 2028 | -7.6917 | 4384.702
geo_advanced | pumped-hydro | 2030 | -8.1522 | 4521.5298
geo_advanced | pumped-hydro | 2032 | -5.4109 | 4654.6295
geo_advanced | pumped-hydro | 2034 | -5.0057 | 4794.4328
geo_advanced | pumped-hydro | 2036 | -1.2934 | 4955.0815
geo_advanced | pumped-hydro | 2038 | -0.89142 | 5108.7769
geo_advanced | pumped-hydro | 2040 | -0.64398 | 5248.1825
geo_advanced | pumped-hydro | 2042 | -0.6588 | 5381.3377
geo_advanced | pumped-hydro | 2044 | -0.76187 | 5504.5241
geo_advanced | pumped-hydro | 2046 | -0.77163 | 5621.5563
geo_advanced | pumped-hydro | 2048 | -1.124 | 5753.0895
geo_advanced | pumped-hydro | 2050 | -1.1228 | 5887.9439
geo_advanced | Canada | 2010 | 44.3879 | 3994.9126
geo_advanced | Canada | 2012 | 57.8645 | 3920.0669
geo_advanced | Canada | 2014 | 58.7947 | 3982.4821
geo_advanced | Canada | 2016 | 72.054 | 3937.413
geo_advanced | Canada | 2018 | 74.4421 | 3949.771
geo_advanced | Canada | 2020 | 71.3966 | 4066.5101
geo_advanced | Canada | 2022 | 41.9094 | 4107.4051
geo_advanced | Canada | 2024 | 64.2059 | 4191.4652
geo_advanced | Canada | 2026 | 72.1351 | 4271.7647
geo_advanced | Canada | 2028 | 80.3761 | 4384.702
geo_advanced | Canada | 2030 | 82.4609 | 4521.5298
geo_advanced | Canada | 2032 | 81.7904 | 4654.6295
geo_advanced | Canada | 2034 | 81.2197 | 4794.4328
geo_advanced | Canada | 2036 | 79.3154 | 4955.0815
geo_advanced | Canada | 2038 | 78.4195 | 5108.7769
geo_advanced | Canada | 2040 | 77.745 | 5248.1825
geo_advanced | Canada | 2042 | 77.745 | 5381.3377
geo_advanced | Canada | 2044 | 77.745 | 5504.5241
geo_advanced | Canada | 2046 | 77.745 | 5621.5563
geo_advanced | Canada | 2048 | 77.745 | 5753.0895
geo_advanced | Canada | 2050 | 77.745 | 5887.9439

## 4_Capacity (GW)
scenario | tech | year | Capacity (GW) | Net Level Capacity (GW)
geo_advanced | nuclear | 2010 | 103.7491 | 1017.0194
geo_advanced | nuclear | 2012 | 103.7491 | 1048.9632
geo_advanced | nuclear | 2014 | 99.5688 | 1056.475
geo_advanced | nuclear | 2016 | 100.208 | 1068.4014
geo_advanced | nuclear | 2018 | 99.6003 | 1089.511
geo_advanced | nuclear | 2020 | 96.5236 | 1118.0471
geo_advanced | nuclear | 2022 | 96.9468 | 1266.4517
geo_advanced | nuclear | 2024 | 96.9468 | 1378.2768
geo_advanced | nuclear | 2026 | 96.9468 | 1541.5478
geo_advanced | nuclear | 2028 | 96.9468 | 1680.4508
geo_advanced | nuclear | 2030 | 94.7068 | 1868.9796
geo_advanced | nuclear | 2032 | 94.7068 | 1975.6028
geo_advanced | nuclear | 2034 | 90.9208 | 2104.9846
geo_advanced | nuclear | 2036 | 90.0029 | 2212.0072
geo_advanced | nuclear | 2038 | 89.9248 | 2286.5385
geo_advanced | nuclear | 2040 | 89.9248 | 2318.4092
geo_advanced | nuclear | 2042 | 89.9248 | 2344.092
geo_advanced | nuclear | 2044 | 89.9248 | 2378.2108
geo_advanced | nuclear | 2046 | 89.9248 | 2412.5916
geo_advanced | nuclear | 2048 | 89.9248 | 2451.5509
geo_advanced | nuclear | 2050 | 87.2156 | 2500.0692
geo_advanced | coal | 2010 | 296.7419 | 1017.0194
geo_advanced | coal | 2012 | 291.2386 | 1048.9632
geo_advanced | coal | 2014 | 281.2835 | 1056.475
geo_advanced | coal | 2016 | 258.6969 | 1068.4014
geo_advanced | coal | 2018 | 237.8386 | 1089.511
geo_advanced | coal | 2020 | 220.2663 | 1118.0471
geo_advanced | coal | 2022 | 202.02 | 1266.4517
geo_advanced | coal | 2024 | 188.8516 | 1378.2768
geo_advanced | coal | 2026 | 179.1167 | 1541.5478
geo_advanced | coal | 2028 | 160.7511 | 1680.4508
geo_advanced | coal | 2030 | 146.9416 | 1868.9796
geo_advanced | coal | 2032 | 144.3253 | 1975.6028
geo_advanced | coal | 2034 | 140.1446 | 2104.9846
geo_advanced | coal | 2036 | 138.7543 | 2212.0072
geo_advanced | coal | 2038 | 137.0472 | 2286.5385
geo_advanced | coal | 2040 | 134.2156 | 2318.4092
geo_advanced | coal | 2042 | 129.6353 | 2344.092
geo_advanced | coal | 2044 | 119.956 | 2378.2108
geo_advanced | coal | 2046 | 105.1533 | 2412.5916
geo_advanced | coal | 2048 | 90.8324 | 2451.5509
geo_advanced | coal | 2050 | 77.308 | 2500.0692
geo_advanced | gas-cc | 2010 | 201.204 | 1017.0194
geo_advanced | gas-cc | 2012 | 215.7431 | 1048.9632
geo_advanced | gas-cc | 2014 | 225.5781 | 1056.475
geo_advanced | gas-cc | 2016 | 234.2477 | 1068.4014
geo_advanced | gas-cc | 2018 | 257.9461 | 1089.511
geo_advanced | gas-cc | 2020 | 268.2452 | 1118.0471
geo_advanced | gas-cc | 2022 | 280.4123 | 1266.4517
geo_advanced | gas-cc | 2024 | 280.6804 | 1378.2768
geo_advanced | gas-cc | 2026 | 282.0224 | 1541.5478
geo_advanced | gas-cc | 2028 | 279.0152 | 1680.4508
geo_advanced | gas-cc | 2030 | 275.923 | 1868.9796
geo_advanced | gas-cc | 2032 | 274.4189 | 1975.6028
geo_advanced | gas-cc | 2034 | 274.2019 | 2104.9846
geo_advanced | gas-cc | 2036 | 273.4145 | 2212.0072
geo_advanced | gas-cc | 2038 | 277.8648 | 2286.5385
geo_advanced | gas-cc | 2040 | 285.4538 | 2318.4092
geo_advanced | gas-cc | 2042 | 289.6997 | 2344.092
geo_advanced | gas-cc | 2044 | 295.1429 | 2378.2108
geo_advanced | gas-cc | 2046 | 294.7875 | 2412.5916
geo_advanced | gas-cc | 2048 | 301.792 | 2451.5509
geo_advanced | gas-cc | 2050 | 305.8977 | 2500.0692
geo_advanced | gas-cc-ccs_mod_upgrade | 2010 | 0 | 1017.0194
geo_advanced | gas-cc-ccs_mod_upgrade | 2012 | 0 | 1048.9632
geo_advanced | gas-cc-ccs_mod_upgrade | 2014 | 0 | 1056.475
geo_advanced | gas-cc-ccs_mod_upgrade | 2016 | 0 | 1068.4014
geo_advanced | gas-cc-ccs_mod_upgrade | 2018 | 0 | 1089.511
geo_advanced | gas-cc-ccs_mod_upgrade | 2020 | 0 | 1118.0471
geo_advanced | gas-cc-ccs_mod_upgrade | 2022 | 0 | 1266.4517
geo_advanced | gas-cc-ccs_mod_upgrade | 2024 | 0 | 1378.2768
geo_advanced | gas-cc-ccs_mod_upgrade | 2026 | 0 | 1541.5478
geo_advanced | gas-cc-ccs_mod_upgrade | 2028 | 5.6878 | 1680.4508
geo_advanced | gas-cc-ccs_mod_upgrade | 2030 | 5.6878 | 1868.9796
geo_advanced | gas-cc-ccs_mod_upgrade | 2032 | 5.6878 | 1975.6028
geo_advanced | gas-cc-ccs_mod_upgrade | 2034 | 5.6878 | 2104.9846
geo_advanced | gas-cc-ccs_mod_upgrade | 2036 | 5.6878 | 2212.0072
geo_advanced | gas-cc-ccs_mod_upgrade | 2038 | 5.6878 | 2286.5385
geo_advanced | gas-cc-ccs_mod_upgrade | 2040 | 5.6878 | 2318.4092
geo_advanced | gas-cc-ccs_mod_upgrade | 2042 | 5.6878 | 2344.092
geo_advanced | gas-cc-ccs_mod_upgrade | 2044 | 5.6878 | 2378.2108
geo_advanced | gas-cc-ccs_mod_upgrade | 2046 | 5.6878 | 2412.5916
geo_advanced | gas-cc-ccs_mod_upgrade | 2048 | 5.6878 | 2451.5509
geo_advanced | gas-cc-ccs_mod_upgrade | 2050 | 5.6878 | 2500.0692
geo_advanced | gas-ct | 2010 | 117.7247 | 1017.0194
geo_advanced | gas-ct | 2012 | 120.8117 | 1048.9632
geo_advanced | gas-ct | 2014 | 123.8407 | 1056.475
geo_advanced | gas-ct | 2016 | 124.6101 | 1068.4014
geo_advanced | gas-ct | 2018 | 126.4455 | 1089.511
geo_advanced | gas-ct | 2020 | 127.2613 | 1118.0471
geo_advanced | gas-ct | 2022 | 130.2445 | 1266.4517
geo_advanced | gas-ct | 2024 | 113.469 | 1378.2768
geo_advanced | gas-ct | 2026 | 111.2045 | 1541.5478
geo_advanced | gas-ct | 2028 | 111.9636 | 1680.4508
geo_advanced | gas-ct | 2030 | 110.1424 | 1868.9796
geo_advanced | gas-ct | 2032 | 109.4269 | 1975.6028
geo_advanced | gas-ct | 2034 | 110.5286 | 2104.9846
geo_advanced | gas-ct | 2036 | 116.1849 | 2212.0072
geo_advanced | gas-ct | 2038 | 128.6381 | 2286.5385
geo_advanced | gas-ct | 2040 | 154.5123 | 2318.4092
geo_advanced | gas-ct | 2042 | 189.6556 | 2344.092
geo_advanced | gas-ct | 2044 | 225.5052 | 2378.2108
geo_advanced | gas-ct | 2046 | 266.4265 | 2412.5916
geo_advanced | gas-ct | 2048 | 300.2695 | 2451.5509
geo_advanced | gas-ct | 2050 | 344.6801 | 2500.0692
geo_advanced | o-g-s | 2010 | 140.2354 | 1017.0194
geo_advanced | o-g-s | 2012 | 132.4567 | 1048.9632
geo_advanced | o-g-s | 2014 | 123.1645 | 1056.475
geo_advanced | o-g-s | 2016 | 110.9605 | 1068.4014
geo_advanced | o-g-s | 2018 | 96.372 | 1089.511
geo_advanced | o-g-s | 2020 | 89.885 | 1118.0471
geo_advanced | o-g-s | 2022 | 85.1197 | 1266.4517
geo_advanced | o-g-s | 2024 | 35.0861 | 1378.2768
geo_advanced | o-g-s | 2026 | 32.5466 | 1541.5478
geo_advanced | o-g-s | 2028 | 30.7488 | 1680.4508
geo_advanced | o-g-s | 2030 | 26.3265 | 1868.9796
geo_advanced | o-g-s | 2032 | 25.5348 | 1975.6028
geo_advanced | o-g-s | 2034 | 24.1469 | 2104.9846
geo_advanced | o-g-s | 2036 | 23.1202 | 2212.0072
geo_advanced | o-g-s | 2038 | 21.6905 | 2286.5385
geo_advanced | o-g-s | 2040 | 20.7561 | 2318.4092
geo_advanced | o-g-s | 2042 | 20.0446 | 2344.092
geo_advanced | o-g-s | 2044 | 17.6373 | 2378.2108
geo_advanced | o-g-s | 2046 | 16.4567 | 2412.5916
geo_advanced | o-g-s | 2048 | 12.3591 | 2451.5509
geo_advanced | o-g-s | 2050 | 7.7951 | 2500.0692
geo_advanced | hydro | 2010 | 78.6295 | 1017.0194
geo_advanced | hydro | 2012 | 79.1425 | 1048.9632
geo_advanced | hydro | 2014 | 79.7221 | 1056.475
geo_advanced | hydro | 2016 | 80.2284 | 1068.4014
geo_advanced | hydro | 2018 | 80.5711 | 1089.511
geo_advanced | hydro | 2020 | 80.7368 | 1118.0471
geo_advanced | hydro | 2022 | 80.8246 | 1266.4517
geo_advanced | hydro | 2024 | 80.8856 | 1378.2768
geo_advanced | hydro | 2026 | 82.5278 | 1541.5478
geo_advanced | hydro | 2028 | 83.7547 | 1680.4508
geo_advanced | hydro | 2030 | 83.8242 | 1868.9796
geo_advanced | hydro | 2032 | 83.9104 | 1975.6028
geo_advanced | hydro | 2034 | 84.0279 | 2104.9846
geo_advanced | hydro | 2036 | 84.1549 | 2212.0072
geo_advanced | hydro | 2038 | 84.3777 | 2286.5385
geo_advanced | hydro | 2040 | 84.4977 | 2318.4092
geo_advanced | hydro | 2042 | 84.6748 | 2344.092
geo_advanced | hydro | 2044 | 84.8518 | 2378.2108
geo_advanced | hydro | 2046 | 85.0482 | 2412.5916
geo_advanced | hydro | 2048 | 85.2446 | 2451.5509
geo_advanced | hydro | 2050 | 85.4533 | 2500.0692
geo_advanced | geothermal | 2010 | 2.6812 | 1017.0194
geo_advanced | geothermal | 2012 | 2.8162 | 1048.9632
geo_advanced | geothermal | 2014 | 2.9016 | 1056.475
geo_advanced | geothermal | 2016 | 2.9516 | 1068.4014
geo_advanced | geothermal | 2018 | 3.0119 | 1089.511
geo_advanced | geothermal | 2020 | 4.1588 | 1118.0471
geo_advanced | geothermal | 2022 | 4.2008 | 1266.4517
geo_advanced | geothermal | 2024 | 4.2008 | 1378.2768
geo_advanced | geothermal | 2026 | 4.2008 | 1541.5478
geo_advanced | geothermal | 2028 | 6.4705 | 1680.4508
geo_advanced | geothermal | 2030 | 6.4705 | 1868.9796
geo_advanced | geothermal | 2032 | 6.4705 | 1975.6028
geo_advanced | geothermal | 2034 | 6.4705 | 2104.9846
geo_advanced | geothermal | 2036 | 7.2006 | 2212.0072
geo_advanced | geothermal | 2038 | 7.2006 | 2286.5385
geo_advanced | geothermal | 2040 | 7.0044 | 2318.4092
geo_advanced | geothermal | 2042 | 8.0498 | 2344.092
geo_advanced | geothermal | 2044 | 8.3111 | 2378.2108
geo_advanced | geothermal | 2046 | 8.8478 | 2412.5916
geo_advanced | geothermal | 2048 | 9.6293 | 2451.5509
geo_advanced | geothermal | 2050 | 11.7968 | 2500.0692
geo_advanced | biopower | 2010 | 2.8885 | 1017.0194
geo_advanced | biopower | 2012 | 2.9776 | 1048.9632
geo_advanced | biopower | 2014 | 3.4299 | 1056.475
geo_advanced | biopower | 2016 | 3.2245 | 1068.4014
geo_advanced | biopower | 2018 | 3.184 | 1089.511
geo_advanced | biopower | 2020 | 3.0193 | 1118.0471
geo_advanced | biopower | 2022 | 2.8851 | 1266.4517
geo_advanced | biopower | 2024 | 2.8881 | 1378.2768
geo_advanced | biopower | 2026 | 2.8881 | 1541.5478
geo_advanced | biopower | 2028 | 2.6292 | 1680.4508
geo_advanced | biopower | 2030 | 2.393 | 1868.9796
geo_advanced | biopower | 2032 | 2.0992 | 1975.6028
geo_advanced | biopower | 2034 | 1.7199 | 2104.9846
geo_advanced | biopower | 2036 | 1.5139 | 2212.0072
geo_advanced | biopower | 2038 | 1.3738 | 2286.5385
geo_advanced | biopower | 2040 | 1.3388 | 2318.4092
geo_advanced | biopower | 2042 | 1.2559 | 2344.092
geo_advanced | biopower | 2044 | 1.1709 | 2378.2108
geo_advanced | biopower | 2046 | 1.1659 | 2412.5916
geo_advanced | biopower | 2048 | 1.1329 | 2451.5509
geo_advanced | biopower | 2050 | 1.1286 | 2500.0692
geo_advanced | lfill-gas | 2010 | 3.4027 | 1017.0194
geo_advanced | lfill-gas | 2012 | 3.6413 | 1048.9632
geo_advanced | lfill-gas | 2014 | 3.7416 | 1056.475
geo_advanced | lfill-gas | 2016 | 3.7374 | 1068.4014
geo_advanced | lfill-gas | 2018 | 3.6803 | 1089.511
geo_advanced | lfill-gas | 2020 | 3.5039 | 1118.0471
geo_advanced | lfill-gas | 2022 | 3.5006 | 1266.4517
geo_advanced | lfill-gas | 2024 | 3.5006 | 1378.2768
geo_advanced | lfill-gas | 2026 | 3.5006 | 1541.5478
geo_advanced | lfill-gas | 2028 | 3.4646 | 1680.4508
geo_advanced | lfill-gas | 2030 | 3.4646 | 1868.9796
geo_advanced | lfill-gas | 2032 | 3.4646 | 1975.6028
geo_advanced | lfill-gas | 2034 | 3.4646 | 2104.9846
geo_advanced | lfill-gas | 2036 | 3.4646 | 2212.0072
geo_advanced | lfill-gas | 2038 | 3.4646 | 2286.5385
geo_advanced | lfill-gas | 2040 | 3.4646 | 2318.4092
geo_advanced | lfill-gas | 2042 | 3.4646 | 2344.092
geo_advanced | lfill-gas | 2044 | 3.4646 | 2378.2108
geo_advanced | lfill-gas | 2046 | 3.4646 | 2412.5916
geo_advanced | lfill-gas | 2048 | 3.4646 | 2451.5509
geo_advanced | lfill-gas | 2050 | 3.4646 | 2500.0692
geo_advanced | wind-ons | 2010 | 39.7293 | 1017.0194
geo_advanced | wind-ons | 2012 | 59.5118 | 1048.9632
geo_advanced | wind-ons | 2014 | 65.2507 | 1056.475
geo_advanced | wind-ons | 2016 | 81.6007 | 1068.4014
geo_advanced | wind-ons | 2018 | 94.4256 | 1089.511
geo_advanced | wind-ons | 2020 | 117.897 | 1118.0471
geo_advanced | wind-ons | 2022 | 184.0246 | 1266.4517
geo_advanced | wind-ons | 2024 | 225.5079 | 1378.2768
geo_advanced | wind-ons | 2026 | 267.0885 | 1541.5478
geo_advanced | wind-ons | 2028 | 330.8705 | 1680.4508
geo_advanced | wind-ons | 2030 | 384.1325 | 1868.9796
geo_advanced | wind-ons | 2032 | 414.4653 | 1975.6028
geo_advanced | wind-ons | 2034 | 456.6108 | 2104.9846
geo_advanced | wind-ons | 2036 | 491.3836 | 2212.0072
geo_advanced | wind-ons | 2038 | 507.6709 | 2286.5385
geo_advanced | wind-ons | 2040 | 489.4085 | 2318.4092
geo_advanced | wind-ons | 2042 | 471.3867 | 2344.092
geo_advanced | wind-ons | 2044 | 470.8433 | 2378.2108
geo_advanced | wind-ons | 2046 | 460.0747 | 2412.5916
geo_advanced | wind-ons | 2048 | 461.5844 | 2451.5509
geo_advanced | wind-ons | 2050 | 469.6907 | 2500.0692
geo_advanced | wind-ofs | 2010 | 0 | 1017.0194
geo_advanced | wind-ofs | 2012 | 0 | 1048.9632
geo_advanced | wind-ofs | 2014 | 0 | 1056.475
geo_advanced | wind-ofs | 2016 | 0.0293 | 1068.4014
geo_advanced | wind-ofs | 2018 | 0.0293 | 1089.511
geo_advanced | wind-ofs | 2020 | 0.042 | 1118.0471
geo_advanced | wind-ofs | 2022 | 0.054 | 1266.4517
geo_advanced | wind-ofs | 2024 | 5.545 | 1378.2768
geo_advanced | wind-ofs | 2026 | 12.685 | 1541.5478
geo_advanced | wind-ofs | 2028 | 19.615 | 1680.4508
geo_advanced | wind-ofs | 2030 | 24.242 | 1868.9796
geo_advanced | wind-ofs | 2032 | 29.466 | 1975.6028
geo_advanced | wind-ofs | 2034 | 37.566 | 2104.9846
geo_advanced | wind-ofs | 2036 | 43.766 | 2212.0072
geo_advanced | wind-ofs | 2038 | 47.766 | 2286.5385
geo_advanced | wind-ofs | 2040 | 51.766 | 2318.4092
geo_advanced | wind-ofs | 2042 | 55.766 | 2344.092
geo_advanced | wind-ofs | 2044 | 59.766 | 2378.2108
geo_advanced | wind-ofs | 2046 | 60.766 | 2412.5916
geo_advanced | wind-ofs | 2048 | 60.766 | 2451.5509
geo_advanced | wind-ofs | 2050 | 60.766 | 2500.0692
geo_advanced | csp | 2010 | 0 | 1017.0194
geo_advanced | csp | 2012 | 0 | 1048.9632
geo_advanced | csp | 2014 | 1.2134 | 1056.475
geo_advanced | csp | 2016 | 1.3234 | 1068.4014
geo_advanced | csp | 2018 | 1.3234 | 1089.511
geo_advanced | csp | 2020 | 1.3234 | 1118.0471
geo_advanced | csp | 2022 | 1.3234 | 1266.4517
geo_advanced | csp | 2024 | 1.3234 | 1378.2768
geo_advanced | csp | 2026 | 1.3234 | 1541.5478
geo_advanced | csp | 2028 | 1.3234 | 1680.4508
geo_advanced | csp | 2030 | 1.3234 | 1868.9796
geo_advanced | csp | 2032 | 1.3234 | 1975.6028
geo_advanced | csp | 2034 | 1.3234 | 2104.9846
geo_advanced | csp | 2036 | 1.3234 | 2212.0072
geo_advanced | csp | 2038 | 1.3234 | 2286.5385
geo_advanced | csp | 2040 | 1.3234 | 2318.4092
geo_advanced | csp | 2042 | 1.3234 | 2344.092
geo_advanced | csp | 2044 | 0.11 | 2378.2108
geo_advanced | csp | 2046 | 0 | 2412.5916
geo_advanced | csp | 2048 | 0 | 2451.5509
geo_advanced | csp | 2050 | 0 | 2500.0692
geo_advanced | upv | 2010 | 0.1486 | 1017.0194
geo_advanced | upv | 2012 | 1.9455 | 1048.9632
geo_advanced | upv | 2014 | 6.9706 | 1056.475
geo_advanced | upv | 2016 | 16.4874 | 1068.4014
geo_advanced | upv | 2018 | 24.7075 | 1089.511
geo_advanced | upv | 2020 | 38.713 | 1118.0471
geo_advanced | upv | 2022 | 104.5464 | 1266.4517
geo_advanced | upv | 2024 | 231.0492 | 1378.2768
geo_advanced | upv | 2026 | 316.9969 | 1541.5478
geo_advanced | upv | 2028 | 352.6778 | 1680.4508
geo_advanced | upv | 2030 | 433.8841 | 1868.9796
geo_advanced | upv | 2032 | 454.9951 | 1975.6028
geo_advanced | upv | 2034 | 487.9495 | 2104.9846
geo_advanced | upv | 2036 | 508.927 | 2212.0072
geo_advanced | upv | 2038 | 525.5118 | 2286.5385
geo_advanced | upv | 2040 | 530.544 | 2318.4092
geo_advanced | upv | 2042 | 533.0876 | 2344.092
geo_advanced | upv | 2044 | 532.3236 | 2378.2108
geo_advanced | upv | 2046 | 542.7388 | 2412.5916
geo_advanced | upv | 2048 | 546.3715 | 2451.5509
geo_advanced | upv | 2050 | 553.8999 | 2500.0692
geo_advanced | dupv | 2010 | 0.059 | 1017.0194
geo_advanced | dupv | 2012 | 0.5619 | 1048.9632
geo_advanced | dupv | 2014 | 1.4614 | 1056.475
geo_advanced | dupv | 2016 | 2.5887 | 1068.4014
geo_advanced | dupv | 2018 | 4.0178 | 1089.511
geo_advanced | dupv | 2020 | 5.3436 | 1118.0471
geo_advanced | dupv | 2022 | 5.9339 | 1266.4517
geo_advanced | dupv | 2024 | 6.0783 | 1378.2768
geo_advanced | dupv | 2026 | 6.1884 | 1541.5478
geo_advanced | dupv | 2028 | 6.1884 | 1680.4508
geo_advanced | dupv | 2030 | 6.1884 | 1868.9796
geo_advanced | dupv | 2032 | 6.1884 | 1975.6028
geo_advanced | dupv | 2034 | 6.2284 | 2104.9846
geo_advanced | dupv | 2036 | 6.2706 | 2212.0072
geo_advanced | dupv | 2038 | 6.2706 | 2286.5385
geo_advanced | dupv | 2040 | 6.2116 | 2318.4092
geo_advanced | dupv | 2042 | 5.7087 | 2344.092
geo_advanced | dupv | 2044 | 4.9498 | 2378.2108
geo_advanced | dupv | 2046 | 3.8243 | 2412.5916
geo_advanced | dupv | 2048 | 2.6197 | 2451.5509
geo_advanced | dupv | 2050 | 1.3625 | 2500.0692
geo_advanced | distpv | 2010 | 1.0396 | 1017.0194
geo_advanced | distpv | 2012 | 3.697 | 1048.9632
geo_advanced | distpv | 2014 | 7.4412 | 1056.475
geo_advanced | distpv | 2016 | 14.1457 | 1068.4014
geo_advanced | distpv | 2018 | 22.2285 | 1089.511
geo_advanced | distpv | 2020 | 25.9105 | 1118.0471
geo_advanced | distpv | 2022 | 31.2507 | 1266.4517
geo_advanced | distpv | 2024 | 40.7227 | 1378.2768
geo_advanced | distpv | 2026 | 53.7938 | 1541.5478
geo_advanced | distpv | 2028 | 71.56 | 1680.4508
geo_advanced | distpv | 2030 | 96.3306 | 1868.9796
geo_advanced | distpv | 2032 | 115.4476 | 1975.6028
geo_advanced | distpv | 2034 | 128.2906 | 2104.9846
geo_advanced | distpv | 2036 | 133.6587 | 2212.0072
geo_advanced | distpv | 2038 | 138.6366 | 2286.5385
geo_advanced | distpv | 2040 | 143.4518 | 2318.4092
geo_advanced | distpv | 2042 | 148.4086 | 2344.092
geo_advanced | distpv | 2044 | 154.0227 | 2378.2108
geo_advanced | distpv | 2046 | 159.5866 | 2412.5916
geo_advanced | distpv | 2048 | 165.9517 | 2451.5509
geo_advanced | distpv | 2050 | 173.0855 | 2500.0692
geo_advanced | pvb | 2010 | 0 | 1017.0194
geo_advanced | pvb | 2012 | 0.0026 | 1048.9632
geo_advanced | pvb | 2014 | 0.034135 | 1056.475
geo_advanced | pvb | 2016 | 0.44585 | 1068.4014
geo_advanced | pvb | 2018 | 0.64325 | 1089.511
geo_advanced | pvb | 2020 | 1.593 | 1118.0471
geo_advanced | pvb | 2022 | 9.0348 | 1266.4517
geo_advanced | pvb | 2024 | 13.364 | 1378.2768
geo_advanced | pvb | 2026 | 14.7847 | 1541.5478
geo_advanced | pvb | 2028 | 16.7638 | 1680.4508
geo_advanced | pvb | 2030 | 26.5486 | 1868.9796
geo_advanced | pvb | 2032 | 32.4834 | 1975.6028
geo_advanced | pvb | 2034 | 42.2398 | 2104.9846
geo_advanced | pvb | 2036 | 53.5515 | 2212.0072
geo_advanced | pvb | 2038 | 53.1943 | 2286.5385
geo_advanced | pvb | 2040 | 52.4527 | 2318.4092
geo_advanced | pvb | 2042 | 51.7242 | 2344.092
geo_advanced | pvb | 2044 | 50.9826 | 2378.2108
geo_advanced | pvb | 2046 | 49.9378 | 2412.5916
geo_advanced | pvb | 2048 | 49.3533 | 2451.5509
geo_advanced | pvb | 2050 | 48.0539 | 2500.0692
geo_advanced | battery_2 | 2010 | 0.019 | 1017.0194
geo_advanced | battery_2 | 2012 | 0.0738 | 1048.9632
geo_advanced | battery_2 | 2014 | 0.1297 | 1056.475
geo_advanced | battery_2 | 2016 | 0.3537 | 1068.4014
geo_advanced | battery_2 | 2018 | 0.5001 | 1089.511
geo_advanced | battery_2 | 2020 | 0.7628 | 1118.0471
geo_advanced | battery_2 | 2022 | 9.1016 | 1266.4517
geo_advanced | battery_2 | 2024 | 11.6758 | 1378.2768
geo_advanced | battery_2 | 2026 | 14.8888 | 1541.5478
geo_advanced | battery_2 | 2028 | 17.8812 | 1680.4508
geo_advanced | battery_2 | 2030 | 18.0265 | 1868.9796
geo_advanced | battery_2 | 2032 | 17.8025 | 1975.6028
geo_advanced | battery_2 | 2034 | 19.6802 | 2104.9846
geo_advanced | battery_2 | 2036 | 20.3329 | 2212.0072
geo_advanced | battery_2 | 2038 | 17.3566 | 2286.5385
geo_advanced | battery_2 | 2040 | 17.634 | 2318.4092
geo_advanced | battery_2 | 2042 | 20.6444 | 2344.092
geo_advanced | battery_2 | 2044 | 24.8019 | 2378.2108
geo_advanced | battery_2 | 2046 | 27.2887 | 2412.5916
geo_advanced | battery_2 | 2048 | 28.8954 | 2451.5509
geo_advanced | battery_2 | 2050 | 27.6727 | 2500.0692
geo_advanced | battery_4 | 2010 | 0 | 1017.0194
geo_advanced | battery_4 | 2012 | 0.002 | 1048.9632
geo_advanced | battery_4 | 2014 | 0.01 | 1056.475
geo_advanced | battery_4 | 2016 | 0.1019 | 1068.4014
geo_advanced | battery_4 | 2018 | 0.2147 | 1089.511
geo_advanced | battery_4 | 2020 | 0.4877 | 1118.0471
geo_advanced | battery_4 | 2022 | 3.3452 | 1266.4517
geo_advanced | battery_4 | 2024 | 4.7595 | 1378.2768
geo_advanced | battery_4 | 2026 | 22.904 | 1541.5478
geo_advanced | battery_4 | 2028 | 34.0726 | 1680.4508
geo_advanced | battery_4 | 2030 | 54.1102 | 1868.9796
geo_advanced | battery_4 | 2032 | 64.6154 | 1975.6028
geo_advanced | battery_4 | 2034 | 68.3481 | 2104.9846
geo_advanced | battery_4 | 2036 | 76.5203 | 2212.0072
geo_advanced | battery_4 | 2038 | 88.3574 | 2286.5385
geo_advanced | battery_4 | 2040 | 93.424 | 2318.4092
geo_advanced | battery_4 | 2042 | 89.3782 | 2344.092
geo_advanced | battery_4 | 2044 | 93.7509 | 2378.2108
geo_advanced | battery_4 | 2046 | 100.5486 | 2412.5916
geo_advanced | battery_4 | 2048 | 102.8991 | 2451.5509
geo_advanced | battery_4 | 2050 | 108.9131 | 2500.0692
geo_advanced | battery_6 | 2010 | 0 | 1017.0194
geo_advanced | battery_6 | 2012 | 0 | 1048.9632
geo_advanced | battery_6 | 2014 | 0 | 1056.475
geo_advanced | battery_6 | 2016 | 0 | 1068.4014
geo_advanced | battery_6 | 2018 | 0 | 1089.511
geo_advanced | battery_6 | 2020 | 0 | 1118.0471
geo_advanced | battery_6 | 2022 | 0.30617 | 1266.4517
geo_advanced | battery_6 | 2024 | 0.30617 | 1378.2768
geo_advanced | battery_6 | 2026 | 1.1185 | 1541.5478
geo_advanced | battery_6 | 2028 | 12.0902 | 1680.4508
geo_advanced | battery_6 | 2030 | 32.0673 | 1868.9796
geo_advanced | battery_6 | 2032 | 50.2057 | 1975.6028
geo_advanced | battery_6 | 2034 | 66.7426 | 2104.9846
geo_advanced | battery_6 | 2036 | 76.1951 | 2212.0072
geo_advanced | battery_6 | 2038 | 82.3465 | 2286.5385
geo_advanced | battery_6 | 2040 | 84.5907 | 2318.4092
geo_advanced | battery_6 | 2042 | 83.8248 | 2344.092
geo_advanced | battery_6 | 2044 | 74.0936 | 2378.2108
geo_advanced | battery_6 | 2046 | 69.9489 | 2412.5916
geo_advanced | battery_6 | 2048 | 74.2654 | 2451.5509
geo_advanced | battery_6 | 2050 | 75.5174 | 2500.0692
geo_advanced | battery_8 | 2010 | 0 | 1017.0194
geo_advanced | battery_8 | 2012 | 0 | 1048.9632
geo_advanced | battery_8 | 2014 | 0 | 1056.475
geo_advanced | battery_8 | 2016 | 0 | 1068.4014
geo_advanced | battery_8 | 2018 | 0 | 1089.511
geo_advanced | battery_8 | 2020 | 0 | 1118.0471
geo_advanced | battery_8 | 2022 | 0 | 1266.4517
geo_advanced | battery_8 | 2024 | 0 | 1378.2768
geo_advanced | battery_8 | 2026 | 0 | 1541.5478
geo_advanced | battery_8 | 2028 | 0 | 1680.4508
geo_advanced | battery_8 | 2030 | 0 | 1868.9796
geo_advanced | battery_8 | 2032 | 2.4066 | 1975.6028
geo_advanced | battery_8 | 2034 | 10.234 | 2104.9846
geo_advanced | battery_8 | 2036 | 18.3703 | 2212.0072
geo_advanced | battery_8 | 2038 | 22.7422 | 2286.5385
geo_advanced | battery_8 | 2040 | 22.7422 | 2318.4092
geo_advanced | battery_8 | 2042 | 22.7422 | 2344.092
geo_advanced | battery_8 | 2044 | 22.9096 | 2378.2108
geo_advanced | battery_8 | 2046 | 22.9096 | 2412.5916
geo_advanced | battery_8 | 2048 | 20.503 | 2451.5509
geo_advanced | battery_8 | 2050 | 12.6756 | 2500.0692
geo_advanced | pumped-hydro | 2010 | 22.9772 | 1017.0194
geo_advanced | pumped-hydro | 2012 | 23.0442 | 1048.9632
geo_advanced | pumped-hydro | 2014 | 23.0642 | 1056.475
geo_advanced | pumped-hydro | 2016 | 23.0612 | 1068.4014
geo_advanced | pumped-hydro | 2018 | 23.0612 | 1089.511
geo_advanced | pumped-hydro | 2020 | 23.0612 | 1118.0471
geo_advanced | pumped-hydro | 2022 | 23.0612 | 1266.4517
geo_advanced | pumped-hydro | 2024 | 23.0612 | 1378.2768
geo_advanced | pumped-hydro | 2026 | 25.4125 | 1541.5478
geo_advanced | pumped-hydro | 2028 | 25.4918 | 1680.4508
geo_advanced | pumped-hydro | 2030 | 25.4898 | 1868.9796
geo_advanced | pumped-hydro | 2032 | 25.4898 | 1975.6028
geo_advanced | pumped-hydro | 2034 | 27.8639 | 2104.9846
geo_advanced | pumped-hydro | 2036 | 27.8639 | 2212.0072
geo_advanced | pumped-hydro | 2038 | 27.8639 | 2286.5385
geo_advanced | pumped-hydro | 2040 | 27.8639 | 2318.4092
geo_advanced | pumped-hydro | 2042 | 27.8639 | 2344.092
geo_advanced | pumped-hydro | 2044 | 27.8639 | 2378.2108
geo_advanced | pumped-hydro | 2046 | 27.8639 | 2412.5916
geo_advanced | pumped-hydro | 2048 | 27.8639 | 2451.5509
geo_advanced | pumped-hydro | 2050 | 27.8639 | 2500.0692
geo_advanced | Canada | 2010 | 5.7897 | 1017.0194
geo_advanced | Canada | 2012 | 7.5475 | 1048.9632
geo_advanced | Canada | 2014 | 7.6689 | 1056.475
geo_advanced | Canada | 2016 | 9.3983 | 1068.4014
geo_advanced | Canada | 2018 | 9.7098 | 1089.511
geo_advanced | Canada | 2020 | 9.3126 | 1118.0471
geo_advanced | Canada | 2022 | 8.3152 | 1266.4517
geo_advanced | Canada | 2024 | 8.3747 | 1378.2768
geo_advanced | Canada | 2026 | 9.4089 | 1541.5478
geo_advanced | Canada | 2028 | 10.4838 | 1680.4508
geo_advanced | Canada | 2030 | 10.7558 | 1868.9796
geo_advanced | Canada | 2032 | 10.6683 | 1975.6028
geo_advanced | Canada | 2034 | 10.5939 | 2104.9846
geo_advanced | Canada | 2036 | 10.3455 | 2212.0072
geo_advanced | Canada | 2038 | 10.2286 | 2286.5385
geo_advanced | Canada | 2040 | 10.1407 | 2318.4092
geo_advanced | Canada | 2042 | 10.1407 | 2344.092
geo_advanced | Canada | 2044 | 10.1407 | 2378.2108
geo_advanced | Canada | 2046 | 10.1407 | 2412.5916
geo_advanced | Canada | 2048 | 10.1407 | 2451.5509
geo_advanced | Canada | 2050 | 10.1407 | 2500.0692

## 5_New Annual Capacity (GW)
scenario | tech | year | Capacity (GW) | Net Level Capacity (GW)
geo_advanced | nuclear | 2012 | 0 | 26.5763
geo_advanced | nuclear | 2014 | 0 | 17.8324
geo_advanced | nuclear | 2016 | 0.561 | 26.9063
geo_advanced | nuclear | 2018 | 0 | 30.0447
geo_advanced | nuclear | 2020 | 0.009 | 29.8361
geo_advanced | nuclear | 2022 | 1.114 | 88.1363
geo_advanced | nuclear | 2024 | 0 | 99.4043
geo_advanced | nuclear | 2026 | 0 | 88.5882
geo_advanced | nuclear | 2028 | 0 | 83.5991
geo_advanced | nuclear | 2030 | 0 | 107.4648
geo_advanced | nuclear | 2032 | 0 | 57.7154
geo_advanced | nuclear | 2034 | 0 | 71.4513
geo_advanced | nuclear | 2036 | 0 | 58.3762
geo_advanced | nuclear | 2038 | 0 | 49.1739
geo_advanced | nuclear | 2040 | 0 | 33.0994
geo_advanced | nuclear | 2042 | 0 | 39.4161
geo_advanced | nuclear | 2044 | 0 | 44.148
geo_advanced | nuclear | 2046 | 0 | 78.0955
geo_advanced | nuclear | 2048 | 0 | 58.8074
geo_advanced | nuclear | 2050 | 0 | 75.4848
geo_advanced | coal | 2012 | 3.9104 | 26.5763
geo_advanced | coal | 2014 | 0.9693 | 17.8324
geo_advanced | coal | 2016 | 1.2039 | 26.9063
geo_advanced | coal | 2018 | 0 | 30.0447
geo_advanced | coal | 2020 | 0 | 29.8361
geo_advanced | coal | 2022 | 0 | 88.1363
geo_advanced | coal | 2024 | 0 | 99.4043
geo_advanced | coal | 2026 | 0 | 88.5882
geo_advanced | coal | 2028 | 0 | 83.5991
geo_advanced | coal | 2030 | 0 | 107.4648
geo_advanced | coal | 2032 | 0 | 57.7154
geo_advanced | coal | 2034 | 0 | 71.4513
geo_advanced | coal | 2036 | 0 | 58.3762
geo_advanced | coal | 2038 | 0 | 49.1739
geo_advanced | coal | 2040 | 0 | 33.0994
geo_advanced | coal | 2042 | 0 | 39.4161
geo_advanced | coal | 2044 | 0 | 44.148
geo_advanced | coal | 2046 | 0 | 78.0955
geo_advanced | coal | 2048 | 0 | 58.8074
geo_advanced | coal | 2050 | 0 | 75.4848
geo_advanced | gas-cc | 2012 | 7.3043 | 26.5763
geo_advanced | gas-cc | 2014 | 5.6437 | 17.8324
geo_advanced | gas-cc | 2016 | 4.7389 | 26.9063
geo_advanced | gas-cc | 2018 | 12.5635 | 30.0447
geo_advanced | gas-cc | 2020 | 5.6226 | 29.8361
geo_advanced | gas-cc | 2022 | 6.3932 | 88.1363
geo_advanced | gas-cc | 2024 | 2.4084 | 99.4043
geo_advanced | gas-cc | 2026 | 0.74098 | 88.5882
geo_advanced | gas-cc | 2028 | 1.8889 | 83.5991
geo_advanced | gas-cc | 2030 | 0 | 107.4648
geo_advanced | gas-cc | 2032 | 0 | 57.7154
geo_advanced | gas-cc | 2034 | 0 | 71.4513
geo_advanced | gas-cc | 2036 | 0.13734 | 58.3762
geo_advanced | gas-cc | 2038 | 2.2616 | 49.1739
geo_advanced | gas-cc | 2040 | 4.6072 | 33.0994
geo_advanced | gas-cc | 2042 | 3.0603 | 39.4161
geo_advanced | gas-cc | 2044 | 3.3633 | 44.148
geo_advanced | gas-cc | 2046 | 8.1128 | 78.0955
geo_advanced | gas-cc | 2048 | 5.1697 | 58.8074
geo_advanced | gas-cc | 2050 | 5.1551 | 75.4848
geo_advanced | gas-cc-ccs_mod_upgrade | 2012 | 0 | 26.5763
geo_advanced | gas-cc-ccs_mod_upgrade | 2014 | 0 | 17.8324
geo_advanced | gas-cc-ccs_mod_upgrade | 2016 | 0 | 26.9063
geo_advanced | gas-cc-ccs_mod_upgrade | 2018 | 0 | 30.0447
geo_advanced | gas-cc-ccs_mod_upgrade | 2020 | 0 | 29.8361
geo_advanced | gas-cc-ccs_mod_upgrade | 2022 | 0 | 88.1363
geo_advanced | gas-cc-ccs_mod_upgrade | 2024 | 0 | 99.4043
geo_advanced | gas-cc-ccs_mod_upgrade | 2026 | 0 | 88.5882
geo_advanced | gas-cc-ccs_mod_upgrade | 2028 | 2.8439 | 83.5991
geo_advanced | gas-cc-ccs_mod_upgrade | 2030 | 0 | 107.4648
geo_advanced | gas-cc-ccs_mod_upgrade | 2032 | 0 | 57.7154
geo_advanced | gas-cc-ccs_mod_upgrade | 2034 | 0 | 71.4513
geo_advanced | gas-cc-ccs_mod_upgrade | 2036 | 0 | 58.3762
geo_advanced | gas-cc-ccs_mod_upgrade | 2038 | 0 | 49.1739
geo_advanced | gas-cc-ccs_mod_upgrade | 2040 | 0 | 33.0994
geo_advanced | gas-cc-ccs_mod_upgrade | 2042 | 0 | 39.4161
geo_advanced | gas-cc-ccs_mod_upgrade | 2044 | 0 | 44.148
geo_advanced | gas-cc-ccs_mod_upgrade | 2046 | 0 | 78.0955
geo_advanced | gas-cc-ccs_mod_upgrade | 2048 | 0 | 58.8074
geo_advanced | gas-cc-ccs_mod_upgrade | 2050 | 0 | 75.4848
geo_advanced | gas-ct | 2012 | 2.2089 | 26.5763
geo_advanced | gas-ct | 2014 | 2.0575 | 17.8324
geo_advanced | gas-ct | 2016 | 2.4183 | 26.9063
geo_advanced | gas-ct | 2018 | 1.5825 | 30.0447
geo_advanced | gas-ct | 2020 | 1.3155 | 29.8361
geo_advanced | gas-ct | 2022 | 1.9523 | 88.1363
geo_advanced | gas-ct | 2024 | 1.0113 | 99.4043
geo_advanced | gas-ct | 2026 | 0.00082138 | 88.5882
geo_advanced | gas-ct | 2028 | 1.2883 | 83.5991
geo_advanced | gas-ct | 2030 | 0 | 107.4648
geo_advanced | gas-ct | 2032 | 0.024752 | 57.7154
geo_advanced | gas-ct | 2034 | 0.79644 | 71.4513
geo_advanced | gas-ct | 2036 | 3.4468 | 58.3762
geo_advanced | gas-ct | 2038 | 6.3068 | 49.1739
geo_advanced | gas-ct | 2040 | 13.301 | 33.0994
geo_advanced | gas-ct | 2042 | 17.9361 | 39.4161
geo_advanced | gas-ct | 2044 | 18.8244 | 44.148
geo_advanced | gas-ct | 2046 | 30.563 | 78.0955
geo_advanced | gas-ct | 2048 | 18.0322 | 58.8074
geo_advanced | gas-ct | 2050 | 23.9976 | 75.4848
geo_advanced | o-g-s | 2012 | 0.1104 | 26.5763
geo_advanced | o-g-s | 2014 | 0.10575 | 17.8324
geo_advanced | o-g-s | 2016 | 0.0329 | 26.9063
geo_advanced | o-g-s | 2018 | 0.07755 | 30.0447
geo_advanced | o-g-s | 2020 | 0.0475 | 29.8361
geo_advanced | o-g-s | 2022 | 0.04175 | 88.1363
geo_advanced | o-g-s | 2024 | 0.1675 | 99.4043
geo_advanced | o-g-s | 2026 | 0 | 88.5882
geo_advanced | o-g-s | 2028 | 0 | 83.5991
geo_advanced | o-g-s | 2030 | 0 | 107.4648
geo_advanced | o-g-s | 2032 | 0 | 57.7154
geo_advanced | o-g-s | 2034 | 0 | 71.4513
geo_advanced | o-g-s | 2036 | 0 | 58.3762
geo_advanced | o-g-s | 2038 | 0 | 49.1739
geo_advanced | o-g-s | 2040 | 0 | 33.0994
geo_advanced | o-g-s | 2042 | 0 | 39.4161
geo_advanced | o-g-s | 2044 | 0 | 44.148
geo_advanced | o-g-s | 2046 | 0 | 78.0955
geo_advanced | o-g-s | 2048 | 0 | 58.8074
geo_advanced | o-g-s | 2050 | 0 | 75.4848
geo_advanced | hydro | 2012 | 0.2565 | 26.5763
geo_advanced | hydro | 2014 | 0.2898 | 17.8324
geo_advanced | hydro | 2016 | 0.25315 | 26.9063
geo_advanced | hydro | 2018 | 0.17135 | 30.0447
geo_advanced | hydro | 2020 | 0.08285 | 29.8361
geo_advanced | hydro | 2022 | 0.0439 | 88.1363
geo_advanced | hydro | 2024 | 0.0305 | 99.4043
geo_advanced | hydro | 2026 | 0.8211 | 88.5882
geo_advanced | hydro | 2028 | 0.61345 | 83.5991
geo_advanced | hydro | 2030 | 0.034722 | 107.4648
geo_advanced | hydro | 2032 | 0.043105 | 57.7154
geo_advanced | hydro | 2034 | 0.058773 | 71.4513
geo_advanced | hydro | 2036 | 0.063488 | 58.3762
geo_advanced | hydro | 2038 | 0.11141 | 49.1739
geo_advanced | hydro | 2040 | 0.05998 | 33.0994
geo_advanced | hydro | 2042 | 0.088545 | 39.4161
geo_advanced | hydro | 2044 | 0.088545 | 44.148
geo_advanced | hydro | 2046 | 0.098185 | 78.0955
geo_advanced | hydro | 2048 | 0.098185 | 58.8074
geo_advanced | hydro | 2050 | 0.10434 | 75.4848
geo_advanced | geothermal | 2012 | 0.0675 | 26.5763
geo_advanced | geothermal | 2014 | 0.0427 | 17.8324
geo_advanced | geothermal | 2016 | 0.025 | 26.9063
geo_advanced | geothermal | 2018 | 0.03015 | 30.0447
geo_advanced | geothermal | 2020 | 0.57346 | 29.8361
geo_advanced | geothermal | 2022 | 0.021 | 88.1363
geo_advanced | geothermal | 2024 | 0 | 99.4043
geo_advanced | geothermal | 2026 | 0 | 88.5882
geo_advanced | geothermal | 2028 | 1.1349 | 83.5991
geo_advanced | geothermal | 2030 | 0 | 107.4648
geo_advanced | geothermal | 2032 | 0 | 57.7154
geo_advanced | geothermal | 2034 | 0 | 71.4513
geo_advanced | geothermal | 2036 | 0.36502 | 58.3762
geo_advanced | geothermal | 2038 | 0 | 49.1739
geo_advanced | geothermal | 2040 | 0 | 33.0994
geo_advanced | geothermal | 2042 | 0.59023 | 39.4161
geo_advanced | geothermal | 2044 | 0.17332 | 44.148
geo_advanced | geothermal | 2046 | 0.29339 | 78.0955
geo_advanced | geothermal | 2048 | 0.42088 | 58.8074
geo_advanced | geothermal | 2050 | 1.6572 | 75.4848
geo_advanced | biopower | 2012 | 0.11705 | 26.5763
geo_advanced | biopower | 2014 | 0.2425 | 17.8324
geo_advanced | biopower | 2016 | 0.00805 | 26.9063
geo_advanced | biopower | 2018 | 0.03885 | 30.0447
geo_advanced | biopower | 2020 | 0.0836 | 29.8361
geo_advanced | biopower | 2022 | 0.0044 | 88.1363
geo_advanced | biopower | 2024 | 0.0095 | 99.4043
geo_advanced | biopower | 2026 | 0 | 88.5882
geo_advanced | biopower | 2028 | 0 | 83.5991
geo_advanced | biopower | 2030 | 0 | 107.4648
geo_advanced | biopower | 2032 | 0 | 57.7154
geo_advanced | biopower | 2034 | 0 | 71.4513
geo_advanced | biopower | 2036 | 0 | 58.3762
geo_advanced | biopower | 2038 | 0 | 49.1739
geo_advanced | biopower | 2040 | 0 | 33.0994
geo_advanced | biopower | 2042 | 0 | 39.4161
geo_advanced | biopower | 2044 | 0 | 44.148
geo_advanced | biopower | 2046 | 0 | 78.0955
geo_advanced | biopower | 2048 | 0 | 58.8074
geo_advanced | biopower | 2050 | 0 | 75.4848
geo_advanced | lfill-gas | 2012 | 0.14965 | 26.5763
geo_advanced | lfill-gas | 2014 | 0.10055 | 17.8324
geo_advanced | lfill-gas | 2016 | 0.0901 | 26.9063
geo_advanced | lfill-gas | 2018 | 0.0165 | 30.0447
geo_advanced | lfill-gas | 2020 | 0.0066 | 29.8361
geo_advanced | lfill-gas | 2022 | 0.0023 | 88.1363
geo_advanced | lfill-gas | 2024 | 0 | 99.4043
geo_advanced | lfill-gas | 2026 | 0 | 88.5882
geo_advanced | lfill-gas | 2028 | 0 | 83.5991
geo_advanced | lfill-gas | 2030 | 0 | 107.4648
geo_advanced | lfill-gas | 2032 | 0 | 57.7154
geo_advanced | lfill-gas | 2034 | 0 | 71.4513
geo_advanced | lfill-gas | 2036 | 0 | 58.3762
geo_advanced | lfill-gas | 2038 | 0 | 49.1739
geo_advanced | lfill-gas | 2040 | 0 | 33.0994
geo_advanced | lfill-gas | 2042 | 0 | 39.4161
geo_advanced | lfill-gas | 2044 | 0 | 44.148
geo_advanced | lfill-gas | 2046 | 0 | 78.0955
geo_advanced | lfill-gas | 2048 | 0 | 58.8074
geo_advanced | lfill-gas | 2050 | 0 | 75.4848
geo_advanced | wind-ons | 2012 | 9.9098 | 26.5763
geo_advanced | wind-ons | 2014 | 2.8817 | 17.8324
geo_advanced | wind-ons | 2016 | 8.4669 | 26.9063
geo_advanced | wind-ons | 2018 | 6.4669 | 30.0447
geo_advanced | wind-ons | 2020 | 11.8347 | 29.8361
geo_advanced | wind-ons | 2022 | 33.1922 | 88.1363
geo_advanced | wind-ons | 2024 | 20.747 | 99.4043
geo_advanced | wind-ons | 2026 | 20.8203 | 88.5882
geo_advanced | wind-ons | 2028 | 31.9004 | 83.5991
geo_advanced | wind-ons | 2030 | 27.007 | 107.4648
geo_advanced | wind-ons | 2032 | 16.1978 | 57.7154
geo_advanced | wind-ons | 2034 | 22.2188 | 71.4513
geo_advanced | wind-ons | 2036 | 18.644 | 58.3762
geo_advanced | wind-ons | 2038 | 12.0748 | 49.1739
geo_advanced | wind-ons | 2040 | 2.3419 | 33.0994
geo_advanced | wind-ons | 2042 | 0.89889 | 39.4161
geo_advanced | wind-ons | 2044 | 2.61 | 44.148
geo_advanced | wind-ons | 2046 | 3.0827 | 78.0955
geo_advanced | wind-ons | 2048 | 7.2217 | 58.8074
geo_advanced | wind-ons | 2050 | 15.8879 | 75.4848
geo_advanced | wind-ofs | 2012 | 0 | 26.5763
geo_advanced | wind-ofs | 2014 | 0 | 17.8324
geo_advanced | wind-ofs | 2016 | 0.01465 | 26.9063
geo_advanced | wind-ofs | 2018 | 0 | 30.0447
geo_advanced | wind-ofs | 2020 | 0.00635 | 29.8361
geo_advanced | wind-ofs | 2022 | 0.006 | 88.1363
geo_advanced | wind-ofs | 2024 | 2.7455 | 99.4043
geo_advanced | wind-ofs | 2026 | 3.57 | 88.5882
geo_advanced | wind-ofs | 2028 | 3.465 | 83.5991
geo_advanced | wind-ofs | 2030 | 2.3135 | 107.4648
geo_advanced | wind-ofs | 2032 | 2.612 | 57.7154
geo_advanced | wind-ofs | 2034 | 4.05 | 71.4513
geo_advanced | wind-ofs | 2036 | 3.1 | 58.3762
geo_advanced | wind-ofs | 2038 | 2 | 49.1739
geo_advanced | wind-ofs | 2040 | 2 | 33.0994
geo_advanced | wind-ofs | 2042 | 2 | 39.4161
geo_advanced | wind-ofs | 2044 | 2 | 44.148
geo_advanced | wind-ofs | 2046 | 0.51465 | 78.0955
geo_advanced | wind-ofs | 2048 | 0 | 58.8074
geo_advanced | wind-ofs | 2050 | 0.00635 | 75.4848
geo_advanced | csp | 2012 | 0 | 26.5763
geo_advanced | csp | 2014 | 0.6067 | 17.8324
geo_advanced | csp | 2016 | 0.055 | 26.9063
geo_advanced | csp | 2018 | 0 | 30.0447
geo_advanced | csp | 2020 | 0 | 29.8361
geo_advanced | csp | 2022 | 0 | 88.1363
geo_advanced | csp | 2024 | 0 | 99.4043
geo_advanced | csp | 2026 | 0 | 88.5882
geo_advanced | csp | 2028 | 0 | 83.5991
geo_advanced | csp | 2030 | 0 | 107.4648
geo_advanced | csp | 2032 | 0 | 57.7154
geo_advanced | csp | 2034 | 0 | 71.4513
geo_advanced | csp | 2036 | 0 | 58.3762
geo_advanced | csp | 2038 | 0 | 49.1739
geo_advanced | csp | 2040 | 0 | 33.0994
geo_advanced | csp | 2042 | 0 | 39.4161
geo_advanced | csp | 2044 | 0 | 44.148
geo_advanced | csp | 2046 | 0 | 78.0955
geo_advanced | csp | 2048 | 0 | 58.8074
geo_advanced | csp | 2050 | 0 | 75.4848
geo_advanced | upv | 2012 | 0.89845 | 26.5763
geo_advanced | upv | 2014 | 2.5126 | 17.8324
geo_advanced | upv | 2016 | 4.7584 | 26.9063
geo_advanced | upv | 2018 | 4.1101 | 30.0447
geo_advanced | upv | 2020 | 7.0027 | 29.8361
geo_advanced | upv | 2022 | 32.9167 | 88.1363
geo_advanced | upv | 2024 | 63.2514 | 99.4043
geo_advanced | upv | 2026 | 42.9739 | 88.5882
geo_advanced | upv | 2028 | 17.8405 | 83.5991
geo_advanced | upv | 2030 | 40.6031 | 107.4648
geo_advanced | upv | 2032 | 10.5555 | 57.7154
geo_advanced | upv | 2034 | 16.4772 | 71.4513
geo_advanced | upv | 2036 | 10.4887 | 58.3762
geo_advanced | upv | 2038 | 8.2924 | 49.1739
geo_advanced | upv | 2040 | 2.5904 | 33.0994
geo_advanced | upv | 2042 | 2.1703 | 39.4161
geo_advanced | upv | 2044 | 2.1305 | 44.148
geo_advanced | upv | 2046 | 9.966 | 78.0955
geo_advanced | upv | 2048 | 5.9264 | 58.8074
geo_advanced | upv | 2050 | 10.7669 | 75.4848
geo_advanced | dupv | 2012 | 0.25145 | 26.5763
geo_advanced | dupv | 2014 | 0.44975 | 17.8324
geo_advanced | dupv | 2016 | 0.56363 | 26.9063
geo_advanced | dupv | 2018 | 0.71455 | 30.0447
geo_advanced | dupv | 2020 | 0.6629 | 29.8361
geo_advanced | dupv | 2022 | 0.29515 | 88.1363
geo_advanced | dupv | 2024 | 0.072213 | 99.4043
geo_advanced | dupv | 2026 | 0.05503 | 88.5882
geo_advanced | dupv | 2028 | 0 | 83.5991
geo_advanced | dupv | 2030 | 0 | 107.4648
geo_advanced | dupv | 2032 | 0 | 57.7154
geo_advanced | dupv | 2034 | 0.020021 | 71.4513
geo_advanced | dupv | 2036 | 0.021086 | 58.3762
geo_advanced | dupv | 2038 | 0 | 49.1739
geo_advanced | dupv | 2040 | 0 | 33.0994
geo_advanced | dupv | 2042 | 0 | 39.4161
geo_advanced | dupv | 2044 | 0.070333 | 44.148
geo_advanced | dupv | 2046 | 0.00085 | 78.0955
geo_advanced | dupv | 2048 | 0.11225 | 58.8074
geo_advanced | dupv | 2050 | 0.0343 | 75.4848
geo_advanced | distpv | 2012 | 1.3287 | 26.5763
geo_advanced | distpv | 2014 | 1.8721 | 17.8324
geo_advanced | distpv | 2016 | 3.3523 | 26.9063
geo_advanced | distpv | 2018 | 4.0414 | 30.0447
geo_advanced | distpv | 2020 | 1.841 | 29.8361
geo_advanced | distpv | 2022 | 2.6701 | 88.1363
geo_advanced | distpv | 2024 | 4.736 | 99.4043
geo_advanced | distpv | 2026 | 6.5355 | 88.5882
geo_advanced | distpv | 2028 | 8.8831 | 83.5991
geo_advanced | distpv | 2030 | 12.3853 | 107.4648
geo_advanced | distpv | 2032 | 9.5585 | 57.7154
geo_advanced | distpv | 2034 | 6.4215 | 71.4513
geo_advanced | distpv | 2036 | 2.684 | 58.3762
geo_advanced | distpv | 2038 | 2.489 | 49.1739
geo_advanced | distpv | 2040 | 2.4076 | 33.0994
geo_advanced | distpv | 2042 | 2.4784 | 39.4161
geo_advanced | distpv | 2044 | 2.807 | 44.148
geo_advanced | distpv | 2046 | 2.782 | 78.0955
geo_advanced | distpv | 2048 | 3.1825 | 58.8074
geo_advanced | distpv | 2050 | 3.5669 | 75.4848
geo_advanced | pvb | 2012 | 0.0013 | 26.5763
geo_advanced | pvb | 2014 | 0.015786 | 17.8324
geo_advanced | pvb | 2016 | 0.2061 | 26.9063
geo_advanced | pvb | 2018 | 0.10182 | 30.0447
geo_advanced | pvb | 2020 | 0.47937 | 29.8361
geo_advanced | pvb | 2022 | 3.732 | 88.1363
geo_advanced | pvb | 2024 | 2.2278 | 99.4043
geo_advanced | pvb | 2026 | 0.80348 | 88.5882
geo_advanced | pvb | 2028 | 1.0927 | 83.5991
geo_advanced | pvb | 2030 | 5.0092 | 107.4648
geo_advanced | pvb | 2032 | 3.1527 | 57.7154
geo_advanced | pvb | 2034 | 5.1047 | 71.4513
geo_advanced | pvb | 2036 | 5.9509 | 58.3762
geo_advanced | pvb | 2038 | 0.1947 | 49.1739
geo_advanced | pvb | 2040 | 0 | 33.0994
geo_advanced | pvb | 2042 | 0.0026585 | 39.4161
geo_advanced | pvb | 2044 | 0.0026762 | 44.148
geo_advanced | pvb | 2046 | 0 | 78.0955
geo_advanced | pvb | 2048 | 0.13891 | 58.8074
geo_advanced | pvb | 2050 | 0.08345 | 75.4848
geo_advanced | battery_2 | 2012 | 0.0274 | 26.5763
geo_advanced | battery_2 | 2014 | 0.02795 | 17.8324
geo_advanced | battery_2 | 2016 | 0.112 | 26.9063
geo_advanced | battery_2 | 2018 | 0.0732 | 30.0447
geo_advanced | battery_2 | 2020 | 0.13135 | 29.8361
geo_advanced | battery_2 | 2022 | 4.1694 | 88.1363
geo_advanced | battery_2 | 2024 | 1.2901 | 99.4043
geo_advanced | battery_2 | 2026 | 1.613 | 88.5882
geo_advanced | battery_2 | 2028 | 1.5236 | 83.5991
geo_advanced | battery_2 | 2030 | 0.10063 | 107.4648
geo_advanced | battery_2 | 2032 | 0 | 57.7154
geo_advanced | battery_2 | 2034 | 1.012 | 71.4513
geo_advanced | battery_2 | 2036 | 0.4577 | 58.3762
geo_advanced | battery_2 | 2038 | 2.6813 | 49.1739
geo_advanced | battery_2 | 2040 | 1.4288 | 33.0994
geo_advanced | battery_2 | 2042 | 3.1182 | 39.4161
geo_advanced | battery_2 | 2044 | 3.6023 | 44.148
geo_advanced | battery_2 | 2046 | 1.3441 | 78.0955
geo_advanced | battery_2 | 2048 | 0.80333 | 58.8074
geo_advanced | battery_2 | 2050 | 0.40068 | 75.4848
geo_advanced | battery_4 | 2012 | 0.001 | 26.5763
geo_advanced | battery_4 | 2014 | 0.004 | 17.8324
geo_advanced | battery_4 | 2016 | 0.04595 | 26.9063
geo_advanced | battery_4 | 2018 | 0.0564 | 30.0447
geo_advanced | battery_4 | 2020 | 0.1365 | 29.8361
geo_advanced | battery_4 | 2022 | 1.4288 | 88.1363
geo_advanced | battery_4 | 2024 | 0.70713 | 99.4043
geo_advanced | battery_4 | 2026 | 9.0723 | 88.5882
geo_advanced | battery_4 | 2028 | 5.5853 | 83.5991
geo_advanced | battery_4 | 2030 | 10.0228 | 107.4648
geo_advanced | battery_4 | 2032 | 5.2986 | 57.7154
geo_advanced | battery_4 | 2034 | 1.9228 | 71.4513
geo_advanced | battery_4 | 2036 | 4.2226 | 58.3762
geo_advanced | battery_4 | 2038 | 7.3473 | 49.1739
geo_advanced | battery_4 | 2040 | 3.2404 | 33.0994
geo_advanced | battery_4 | 2042 | 7.0493 | 39.4161
geo_advanced | battery_4 | 2044 | 7.7716 | 44.148
geo_advanced | battery_4 | 2046 | 13.4217 | 78.0955
geo_advanced | battery_4 | 2048 | 6.4738 | 58.8074
geo_advanced | battery_4 | 2050 | 4.9298 | 75.4848
geo_advanced | battery_6 | 2012 | 0 | 26.5763
geo_advanced | battery_6 | 2014 | 0 | 17.8324
geo_advanced | battery_6 | 2016 | 0 | 26.9063
geo_advanced | battery_6 | 2018 | 0 | 30.0447
geo_advanced | battery_6 | 2020 | 0 | 29.8361
geo_advanced | battery_6 | 2022 | 0.15308 | 88.1363
geo_advanced | battery_6 | 2024 | 0 | 99.4043
geo_advanced | battery_6 | 2026 | 0.40617 | 88.5882
geo_advanced | battery_6 | 2028 | 5.4858 | 83.5991
geo_advanced | battery_6 | 2030 | 9.9886 | 107.4648
geo_advanced | battery_6 | 2032 | 9.0692 | 57.7154
geo_advanced | battery_6 | 2034 | 8.2684 | 71.4513
geo_advanced | battery_6 | 2036 | 4.7263 | 58.3762
geo_advanced | battery_6 | 2038 | 3.2288 | 49.1739
geo_advanced | battery_6 | 2040 | 1.1221 | 33.0994
geo_advanced | battery_6 | 2042 | 0.02318 | 39.4161
geo_advanced | battery_6 | 2044 | 0.62025 | 44.148
geo_advanced | battery_6 | 2046 | 7.9162 | 78.0955
geo_advanced | battery_6 | 2048 | 11.2275 | 58.8074
geo_advanced | battery_6 | 2050 | 8.8944 | 75.4848
geo_advanced | battery_8 | 2012 | 0 | 26.5763
geo_advanced | battery_8 | 2014 | 0 | 17.8324
geo_advanced | battery_8 | 2016 | 0 | 26.9063
geo_advanced | battery_8 | 2018 | 0 | 30.0447
geo_advanced | battery_8 | 2020 | 0 | 29.8361
geo_advanced | battery_8 | 2022 | 0 | 88.1363
geo_advanced | battery_8 | 2024 | 0 | 99.4043
geo_advanced | battery_8 | 2026 | 0 | 88.5882
geo_advanced | battery_8 | 2028 | 0 | 83.5991
geo_advanced | battery_8 | 2030 | 0 | 107.4648
geo_advanced | battery_8 | 2032 | 1.2033 | 57.7154
geo_advanced | battery_8 | 2034 | 3.9137 | 71.4513
geo_advanced | battery_8 | 2036 | 4.0682 | 58.3762
geo_advanced | battery_8 | 2038 | 2.1859 | 49.1739
geo_advanced | battery_8 | 2040 | 0 | 33.0994
geo_advanced | battery_8 | 2042 | 0 | 39.4161
geo_advanced | battery_8 | 2044 | 0.083703 | 44.148
geo_advanced | battery_8 | 2046 | 0 | 78.0955
geo_advanced | battery_8 | 2048 | 0 | 58.8074
geo_advanced | battery_8 | 2050 | 0 | 75.4848
geo_advanced | pumped-hydro | 2012 | 0.0335 | 26.5763
geo_advanced | pumped-hydro | 2014 | 0.01 | 17.8324
geo_advanced | pumped-hydro | 2016 | 0 | 26.9063
geo_advanced | pumped-hydro | 2018 | 0 | 30.0447
geo_advanced | pumped-hydro | 2020 | 0 | 29.8361
geo_advanced | pumped-hydro | 2022 | 0 | 88.1363
geo_advanced | pumped-hydro | 2024 | 0 | 99.4043
geo_advanced | pumped-hydro | 2026 | 1.1757 | 88.5882
geo_advanced | pumped-hydro | 2028 | 0.053317 | 83.5991
geo_advanced | pumped-hydro | 2030 | 0 | 107.4648
geo_advanced | pumped-hydro | 2032 | 0 | 57.7154
geo_advanced | pumped-hydro | 2034 | 1.1871 | 71.4513
geo_advanced | pumped-hydro | 2036 | 0 | 58.3762
geo_advanced | pumped-hydro | 2038 | 0 | 49.1739
geo_advanced | pumped-hydro | 2040 | 0 | 33.0994
geo_advanced | pumped-hydro | 2042 | 0 | 39.4161
geo_advanced | pumped-hydro | 2044 | 0 | 44.148
geo_advanced | pumped-hydro | 2046 | 0 | 78.0955
geo_advanced | pumped-hydro | 2048 | 0 | 58.8074
geo_advanced | pumped-hydro | 2050 | 0 | 75.4848

## 6_Annual Retirements (GW)
scenario | tech | year | Capacity (GW) | Net Level Capacity (GW)
geo_advanced | nuclear | 2012 | 0 | 10.6044
geo_advanced | nuclear | 2014 | 2.0901 | 14.0765
geo_advanced | nuclear | 2016 | 0.2414 | 20.9431
geo_advanced | nuclear | 2018 | 0.30385 | 19.4899
geo_advanced | nuclear | 2020 | 1.5474 | 15.568
geo_advanced | nuclear | 2022 | 0.9024 | 13.934
geo_advanced | nuclear | 2024 | 0 | 43.4917
geo_advanced | nuclear | 2026 | 0 | 6.9527
geo_advanced | nuclear | 2028 | 0 | 14.1476
geo_advanced | nuclear | 2030 | 1.12 | 13.2005
geo_advanced | nuclear | 2032 | 0 | 4.4038
geo_advanced | nuclear | 2034 | 1.893 | 6.7604
geo_advanced | nuclear | 2036 | 0.45895 | 4.8649
geo_advanced | nuclear | 2038 | 0.039057 | 11.9083
geo_advanced | nuclear | 2040 | 0 | 17.1641
geo_advanced | nuclear | 2042 | 0 | 26.5747
geo_advanced | nuclear | 2044 | 0 | 27.0886
geo_advanced | nuclear | 2046 | 0 | 60.9052
geo_advanced | nuclear | 2048 | 0 | 39.3278
geo_advanced | nuclear | 2050 | 1.3546 | 51.2257
geo_advanced | coal | 2012 | 6.6621 | 10.6044
geo_advanced | coal | 2014 | 5.9469 | 14.0765
geo_advanced | coal | 2016 | 12.4971 | 20.9431
geo_advanced | coal | 2018 | 10.4291 | 19.4899
geo_advanced | coal | 2020 | 8.7861 | 15.568
geo_advanced | coal | 2022 | 9.1232 | 13.934
geo_advanced | coal | 2024 | 6.5842 | 43.4917
geo_advanced | coal | 2026 | 4.8674 | 6.9527
geo_advanced | coal | 2028 | 9.1828 | 14.1476
geo_advanced | coal | 2030 | 6.9048 | 13.2005
geo_advanced | coal | 2032 | 1.3082 | 4.4038
geo_advanced | coal | 2034 | 2.0903 | 6.7604
geo_advanced | coal | 2036 | 0.69515 | 4.8649
geo_advanced | coal | 2038 | 0.85355 | 11.9083
geo_advanced | coal | 2040 | 1.4158 | 17.1641
geo_advanced | coal | 2042 | 2.2902 | 26.5747
geo_advanced | coal | 2044 | 4.8396 | 27.0886
geo_advanced | coal | 2046 | 7.4014 | 60.9052
geo_advanced | coal | 2048 | 7.1604 | 39.3278
geo_advanced | coal | 2050 | 6.7622 | 51.2257
geo_advanced | gas-cc | 2012 | 0.03475 | 10.6044
geo_advanced | gas-cc | 2014 | 0.72625 | 14.0765
geo_advanced | gas-cc | 2016 | 0.40415 | 20.9431
geo_advanced | gas-cc | 2018 | 0.7143 | 19.4899
geo_advanced | gas-cc | 2020 | 0.473 | 15.568
geo_advanced | gas-cc | 2022 | 0.30965 | 13.934
geo_advanced | gas-cc | 2024 | 2.2743 | 43.4917
geo_advanced | gas-cc | 2026 | 0.07 | 6.9527
geo_advanced | gas-cc | 2028 | 3.3925 | 14.1476
geo_advanced | gas-cc | 2030 | 1.5461 | 13.2005
geo_advanced | gas-cc | 2032 | 0.75205 | 4.4038
geo_advanced | gas-cc | 2034 | 0.1085 | 6.7604
geo_advanced | gas-cc | 2036 | 0.53105 | 4.8649
geo_advanced | gas-cc | 2038 | 0.0365 | 11.9083
geo_advanced | gas-cc | 2040 | 0.8127 | 17.1641
geo_advanced | gas-cc | 2042 | 0.93735 | 26.5747
geo_advanced | gas-cc | 2044 | 0.64165 | 27.0886
geo_advanced | gas-cc | 2046 | 8.2905 | 60.9052
geo_advanced | gas-cc | 2048 | 1.6675 | 39.3278
geo_advanced | gas-cc | 2050 | 3.1023 | 51.2257
geo_advanced | gas-ct | 2012 | 0.6654 | 10.6044
geo_advanced | gas-ct | 2014 | 0.543 | 14.0765
geo_advanced | gas-ct | 2016 | 2.0336 | 20.9431
geo_advanced | gas-ct | 2018 | 0.6648 | 19.4899
geo_advanced | gas-ct | 2020 | 0.90765 | 15.568
geo_advanced | gas-ct | 2022 | 0.4607 | 13.934
geo_advanced | gas-ct | 2024 | 9.3991 | 43.4917
geo_advanced | gas-ct | 2026 | 1.133 | 6.9527
geo_advanced | gas-ct | 2028 | 0.9088 | 14.1476
geo_advanced | gas-ct | 2030 | 0.9106 | 13.2005
geo_advanced | gas-ct | 2032 | 0.3825 | 4.4038
geo_advanced | gas-ct | 2034 | 0.2456 | 6.7604
geo_advanced | gas-ct | 2036 | 0.61864 | 4.8649
geo_advanced | gas-ct | 2038 | 0.08015 | 11.9083
geo_advanced | gas-ct | 2040 | 0.36385 | 17.1641
geo_advanced | gas-ct | 2042 | 0.36445 | 26.5747
geo_advanced | gas-ct | 2044 | 0.8996 | 27.0886
geo_advanced | gas-ct | 2046 | 10.1024 | 60.9052
geo_advanced | gas-ct | 2048 | 1.1107 | 39.3278
geo_advanced | gas-ct | 2050 | 1.7923 | 51.2257
geo_advanced | o-g-s | 2012 | 3.9997 | 10.6044
geo_advanced | o-g-s | 2014 | 4.7519 | 14.0765
geo_advanced | o-g-s | 2016 | 6.1349 | 20.9431
geo_advanced | o-g-s | 2018 | 7.3718 | 19.4899
geo_advanced | o-g-s | 2020 | 3.291 | 15.568
geo_advanced | o-g-s | 2022 | 2.4244 | 13.934
geo_advanced | o-g-s | 2024 | 25.1843 | 43.4917
geo_advanced | o-g-s | 2026 | 1.2697 | 6.9527
geo_advanced | o-g-s | 2028 | 0.89889 | 14.1476
geo_advanced | o-g-s | 2030 | 2.2111 | 13.2005
geo_advanced | o-g-s | 2032 | 0.39586 | 4.4038
geo_advanced | o-g-s | 2034 | 0.69394 | 6.7604
geo_advanced | o-g-s | 2036 | 0.51339 | 4.8649
geo_advanced | o-g-s | 2038 | 0.71485 | 11.9083
geo_advanced | o-g-s | 2040 | 0.4672 | 17.1641
geo_advanced | o-g-s | 2042 | 0.35575 | 26.5747
geo_advanced | o-g-s | 2044 | 1.2036 | 27.0886
geo_advanced | o-g-s | 2046 | 0.59034 | 60.9052
geo_advanced | o-g-s | 2048 | 2.0488 | 39.3278
geo_advanced | o-g-s | 2050 | 2.282 | 51.2257
geo_advanced | geothermal | 2012 | 0 | 10.6044
geo_advanced | geothermal | 2014 | 0 | 14.0765
geo_advanced | geothermal | 2016 | 0 | 20.9431
geo_advanced | geothermal | 2018 | 0 | 19.4899
geo_advanced | geothermal | 2020 | 0 | 15.568
geo_advanced | geothermal | 2022 | 0 | 13.934
geo_advanced | geothermal | 2024 | 0 | 43.4917
geo_advanced | geothermal | 2026 | 0 | 6.9527
geo_advanced | geothermal | 2028 | 0 | 14.1476
geo_advanced | geothermal | 2030 | 0 | 13.2005
geo_advanced | geothermal | 2032 | 0 | 4.4038
geo_advanced | geothermal | 2034 | 0 | 6.7604
geo_advanced | geothermal | 2036 | 0 | 4.8649
geo_advanced | geothermal | 2038 | 0 | 11.9083
geo_advanced | geothermal | 2040 | 0.098105 | 17.1641
geo_advanced | geothermal | 2042 | 0.0675 | 26.5747
geo_advanced | geothermal | 2044 | 0.0427 | 27.0886
geo_advanced | geothermal | 2046 | 0.025 | 60.9052
geo_advanced | geothermal | 2048 | 0.03015 | 39.3278
geo_advanced | geothermal | 2050 | 0.57346 | 51.2257
geo_advanced | biopower | 2012 | 0.0725 | 10.6044
geo_advanced | biopower | 2014 | 0.01635 | 14.0765
geo_advanced | biopower | 2016 | 0.11075 | 20.9431
geo_advanced | biopower | 2018 | 0.0591 | 19.4899
geo_advanced | biopower | 2020 | 0.16595 | 15.568
geo_advanced | biopower | 2022 | 0.0715 | 13.934
geo_advanced | biopower | 2024 | 0.008 | 43.4917
geo_advanced | biopower | 2026 | 0 | 6.9527
geo_advanced | biopower | 2028 | 0.12945 | 14.1476
geo_advanced | biopower | 2030 | 0.1181 | 13.2005
geo_advanced | biopower | 2032 | 0.1469 | 4.4038
geo_advanced | biopower | 2034 | 0.18965 | 6.7604
geo_advanced | biopower | 2036 | 0.103 | 4.8649
geo_advanced | biopower | 2038 | 0.07005 | 11.9083
geo_advanced | biopower | 2040 | 0.0175 | 17.1641
geo_advanced | biopower | 2042 | 0.04145 | 26.5747
geo_advanced | biopower | 2044 | 0.0425 | 27.0886
geo_advanced | biopower | 2046 | 0.0025 | 60.9052
geo_advanced | biopower | 2048 | 0.0165 | 39.3278
geo_advanced | biopower | 2050 | 0.00215 | 51.2257
geo_advanced | lfill-gas | 2012 | 0.03035 | 10.6044
geo_advanced | lfill-gas | 2014 | 0.0504 | 14.0765
geo_advanced | lfill-gas | 2016 | 0.0922 | 20.9431
geo_advanced | lfill-gas | 2018 | 0.04505 | 19.4899
geo_advanced | lfill-gas | 2020 | 0.0948 | 15.568
geo_advanced | lfill-gas | 2022 | 0.00395 | 13.934
geo_advanced | lfill-gas | 2024 | 0 | 43.4917
geo_advanced | lfill-gas | 2026 | 0 | 6.9527
geo_advanced | lfill-gas | 2028 | 0.018 | 14.1476
geo_advanced | lfill-gas | 2030 | 0 | 13.2005
geo_advanced | lfill-gas | 2032 | 0 | 4.4038
geo_advanced | lfill-gas | 2034 | 0 | 6.7604
geo_advanced | lfill-gas | 2036 | 0 | 4.8649
geo_advanced | lfill-gas | 2038 | 0 | 11.9083
geo_advanced | lfill-gas | 2040 | 0 | 17.1641
geo_advanced | lfill-gas | 2042 | 0 | 26.5747
geo_advanced | lfill-gas | 2044 | 0 | 27.0886
geo_advanced | lfill-gas | 2046 | 0 | 60.9052
geo_advanced | lfill-gas | 2048 | 0 | 39.3278
geo_advanced | lfill-gas | 2050 | 0 | 51.2257
geo_advanced | wind-ons | 2012 | 0.0185 | 10.6044
geo_advanced | wind-ons | 2014 | 0.01225 | 14.0765
geo_advanced | wind-ons | 2016 | 0.29195 | 20.9431
geo_advanced | wind-ons | 2018 | 0.054475 | 19.4899
geo_advanced | wind-ons | 2020 | 0.09905 | 15.568
geo_advanced | wind-ons | 2022 | 0.1284 | 13.934
geo_advanced | wind-ons | 2024 | 0.00535 | 43.4917
geo_advanced | wind-ons | 2026 | 0.03 | 6.9527
geo_advanced | wind-ons | 2028 | 0.0094 | 14.1476
geo_advanced | wind-ons | 2030 | 0.376 | 13.2005
geo_advanced | wind-ons | 2032 | 1.0314 | 4.4038
geo_advanced | wind-ons | 2034 | 1.146 | 6.7604
geo_advanced | wind-ons | 2036 | 1.2576 | 4.8649
geo_advanced | wind-ons | 2038 | 3.9312 | 11.9083
geo_advanced | wind-ons | 2040 | 11.4731 | 17.1641
geo_advanced | wind-ons | 2042 | 9.9098 | 26.5747
geo_advanced | wind-ons | 2044 | 2.8817 | 27.0886
geo_advanced | wind-ons | 2046 | 8.4669 | 60.9052
geo_advanced | wind-ons | 2048 | 6.4669 | 39.3278
geo_advanced | wind-ons | 2050 | 11.8347 | 51.2257
geo_advanced | wind-ofs | 2012 | 0 | 10.6044
geo_advanced | wind-ofs | 2014 | 0 | 14.0765
geo_advanced | wind-ofs | 2016 | 0 | 20.9431
geo_advanced | wind-ofs | 2018 | 0 | 19.4899
geo_advanced | wind-ofs | 2020 | 0 | 15.568
geo_advanced | wind-ofs | 2022 | 0 | 13.934
geo_advanced | wind-ofs | 2024 | 0 | 43.4917
geo_advanced | wind-ofs | 2026 | 0 | 6.9527
geo_advanced | wind-ofs | 2028 | 0 | 14.1476
geo_advanced | wind-ofs | 2030 | 0 | 13.2005
geo_advanced | wind-ofs | 2032 | 0 | 4.4038
geo_advanced | wind-ofs | 2034 | 0 | 6.7604
geo_advanced | wind-ofs | 2036 | 0 | 4.8649
geo_advanced | wind-ofs | 2038 | 0 | 11.9083
geo_advanced | wind-ofs | 2040 | 0 | 17.1641
geo_advanced | wind-ofs | 2042 | 0 | 26.5747
geo_advanced | wind-ofs | 2044 | 0 | 27.0886
geo_advanced | wind-ofs | 2046 | 0.01465 | 60.9052
geo_advanced | wind-ofs | 2048 | 0 | 39.3278
geo_advanced | wind-ofs | 2050 | 0.00635 | 51.2257
geo_advanced | csp | 2012 | 0 | 10.6044
geo_advanced | csp | 2014 | 0 | 14.0765
geo_advanced | csp | 2016 | 0 | 20.9431
geo_advanced | csp | 2018 | 0 | 19.4899
geo_advanced | csp | 2020 | 0 | 15.568
geo_advanced | csp | 2022 | 0 | 13.934
geo_advanced | csp | 2024 | 0 | 43.4917
geo_advanced | csp | 2026 | 0 | 6.9527
geo_advanced | csp | 2028 | 0 | 14.1476
geo_advanced | csp | 2030 | 0 | 13.2005
geo_advanced | csp | 2032 | 0 | 4.4038
geo_advanced | csp | 2034 | 0 | 6.7604
geo_advanced | csp | 2036 | 0 | 4.8649
geo_advanced | csp | 2038 | 0 | 11.9083
geo_advanced | csp | 2040 | 0 | 17.1641
geo_advanced | csp | 2042 | 0 | 26.5747
geo_advanced | csp | 2044 | 0.6067 | 27.0886
geo_advanced | csp | 2046 | 0.055 | 60.9052
geo_advanced | csp | 2048 | 0 | 39.3278
geo_advanced | csp | 2050 | 0 | 51.2257
geo_advanced | upv | 2012 | 0 | 10.6044
geo_advanced | upv | 2014 | 0 | 14.0765
geo_advanced | upv | 2016 | 0 | 20.9431
geo_advanced | upv | 2018 | 0 | 19.4899
geo_advanced | upv | 2020 | 0 | 15.568
geo_advanced | upv | 2022 | 0 | 13.934
geo_advanced | upv | 2024 | 0 | 43.4917
geo_advanced | upv | 2026 | 0 | 6.9527
geo_advanced | upv | 2028 | 0 | 14.1476
geo_advanced | upv | 2030 | 0 | 13.2005
geo_advanced | upv | 2032 | 0 | 4.4038
geo_advanced | upv | 2034 | 0 | 6.7604
geo_advanced | upv | 2036 | 0 | 4.8649
geo_advanced | upv | 2038 | 0 | 11.9083
geo_advanced | upv | 2040 | 0.0743 | 17.1641
geo_advanced | upv | 2042 | 0.89845 | 26.5747
geo_advanced | upv | 2044 | 2.5126 | 27.0886
geo_advanced | upv | 2046 | 4.7584 | 60.9052
geo_advanced | upv | 2048 | 4.11 | 39.3278
geo_advanced | upv | 2050 | 7.0027 | 51.2257
geo_advanced | dupv | 2012 | 0 | 10.6044
geo_advanced | dupv | 2014 | 0 | 14.0765
geo_advanced | dupv | 2016 | 0 | 20.9431
geo_advanced | dupv | 2018 | 0 | 19.4899
geo_advanced | dupv | 2020 | 0 | 15.568
geo_advanced | dupv | 2022 | 0 | 13.934
geo_advanced | dupv | 2024 | 0 | 43.4917
geo_advanced | dupv | 2026 | 0 | 6.9527
geo_advanced | dupv | 2028 | 0 | 14.1476
geo_advanced | dupv | 2030 | 0 | 13.2005
geo_advanced | dupv | 2032 | 0 | 4.4038
geo_advanced | dupv | 2034 | 0 | 6.7604
geo_advanced | dupv | 2036 | 0 | 4.8649
geo_advanced | dupv | 2038 | 0 | 11.9083
geo_advanced | dupv | 2040 | 0.0295 | 17.1641
geo_advanced | dupv | 2042 | 0.25145 | 26.5747
geo_advanced | dupv | 2044 | 0.44975 | 27.0886
geo_advanced | dupv | 2046 | 0.56363 | 60.9052
geo_advanced | dupv | 2048 | 0.71455 | 39.3278
geo_advanced | dupv | 2050 | 0.6629 | 51.2257
geo_advanced | pvb | 2012 | 0 | 10.6044
geo_advanced | pvb | 2014 | 1.82e-05 | 14.0765
geo_advanced | pvb | 2016 | 0.00023881 | 20.9431
geo_advanced | pvb | 2018 | 0.0031193 | 19.4899
geo_advanced | pvb | 2020 | 0.0044809 | 15.568
geo_advanced | pvb | 2022 | 0.011136 | 13.934
geo_advanced | pvb | 2024 | 0.063167 | 43.4917
geo_advanced | pvb | 2026 | 0.093134 | 6.9527
geo_advanced | pvb | 2028 | 0.10314 | 14.1476
geo_advanced | pvb | 2030 | 0.11676 | 13.2005
geo_advanced | pvb | 2032 | 0.18527 | 4.4038
geo_advanced | pvb | 2034 | 0.22649 | 6.7604
geo_advanced | pvb | 2036 | 0.29508 | 4.8649
geo_advanced | pvb | 2038 | 0.37332 | 11.9083
geo_advanced | pvb | 2040 | 0.3708 | 17.1641
geo_advanced | pvb | 2042 | 0.36689 | 26.5747
geo_advanced | pvb | 2044 | 0.37347 | 27.0886
geo_advanced | pvb | 2046 | 0.52241 | 60.9052
geo_advanced | pvb | 2048 | 0.43115 | 39.3278
geo_advanced | pvb | 2050 | 0.73315 | 51.2257
geo_advanced | battery_2 | 2012 | 0 | 10.6044
geo_advanced | battery_2 | 2014 | 0 | 14.0765
geo_advanced | battery_2 | 2016 | 0 | 20.9431
geo_advanced | battery_2 | 2018 | 0 | 19.4899
geo_advanced | battery_2 | 2020 | 0 | 15.568
geo_advanced | battery_2 | 2022 | 0 | 13.934
geo_advanced | battery_2 | 2024 | 0.003 | 43.4917
geo_advanced | battery_2 | 2026 | 0.0065 | 6.9527
geo_advanced | battery_2 | 2028 | 0.0274 | 14.1476
geo_advanced | battery_2 | 2030 | 0.02795 | 13.2005
geo_advanced | battery_2 | 2032 | 0.112 | 4.4038
geo_advanced | battery_2 | 2034 | 0.0732 | 6.7604
geo_advanced | battery_2 | 2036 | 0.13135 | 4.8649
geo_advanced | battery_2 | 2038 | 4.1694 | 11.9083
geo_advanced | battery_2 | 2040 | 1.2901 | 17.1641
geo_advanced | battery_2 | 2042 | 1.613 | 26.5747
geo_advanced | battery_2 | 2044 | 1.5236 | 27.0886
geo_advanced | battery_2 | 2046 | 0.10063 | 60.9052
geo_advanced | battery_2 | 2048 | 0 | 39.3278
geo_advanced | battery_2 | 2050 | 1.012 | 51.2257
geo_advanced | battery_4 | 2012 | 0 | 10.6044
geo_advanced | battery_4 | 2014 | 0 | 14.0765
geo_advanced | battery_4 | 2016 | 0 | 20.9431
geo_advanced | battery_4 | 2018 | 0 | 19.4899
geo_advanced | battery_4 | 2020 | 0 | 15.568
geo_advanced | battery_4 | 2022 | 0 | 13.934
geo_advanced | battery_4 | 2024 | 0 | 43.4917
geo_advanced | battery_4 | 2026 | 0 | 6.9527
geo_advanced | battery_4 | 2028 | 0.001 | 14.1476
geo_advanced | battery_4 | 2030 | 0.004 | 13.2005
geo_advanced | battery_4 | 2032 | 0.04595 | 4.4038
geo_advanced | battery_4 | 2034 | 0.0564 | 6.7604
geo_advanced | battery_4 | 2036 | 0.1365 | 4.8649
geo_advanced | battery_4 | 2038 | 1.4288 | 11.9083
geo_advanced | battery_4 | 2040 | 0.70713 | 17.1641
geo_advanced | battery_4 | 2042 | 9.0723 | 26.5747
geo_advanced | battery_4 | 2044 | 5.5853 | 27.0886
geo_advanced | battery_4 | 2046 | 10.0228 | 60.9052
geo_advanced | battery_4 | 2048 | 5.2986 | 39.3278
geo_advanced | battery_4 | 2050 | 1.9228 | 51.2257
geo_advanced | battery_6 | 2012 | 0 | 10.6044
geo_advanced | battery_6 | 2014 | 0 | 14.0765
geo_advanced | battery_6 | 2016 | 0 | 20.9431
geo_advanced | battery_6 | 2018 | 0 | 19.4899
geo_advanced | battery_6 | 2020 | 0 | 15.568
geo_advanced | battery_6 | 2022 | 0 | 13.934
geo_advanced | battery_6 | 2024 | 0 | 43.4917
geo_advanced | battery_6 | 2026 | 0 | 6.9527
geo_advanced | battery_6 | 2028 | 0 | 14.1476
geo_advanced | battery_6 | 2030 | 0 | 13.2005
geo_advanced | battery_6 | 2032 | 0 | 4.4038
geo_advanced | battery_6 | 2034 | 0 | 6.7604
geo_advanced | battery_6 | 2036 | 0 | 4.8649
geo_advanced | battery_6 | 2038 | 0.15308 | 11.9083
geo_advanced | battery_6 | 2040 | 0 | 17.1641
geo_advanced | battery_6 | 2042 | 0.40617 | 26.5747
geo_advanced | battery_6 | 2044 | 5.4858 | 27.0886
geo_advanced | battery_6 | 2046 | 9.9886 | 60.9052
geo_advanced | battery_6 | 2048 | 9.0692 | 39.3278
geo_advanced | battery_6 | 2050 | 8.2684 | 51.2257
geo_advanced | battery_8 | 2012 | 0 | 10.6044
geo_advanced | battery_8 | 2014 | 0 | 14.0765
geo_advanced | battery_8 | 2016 | 0 | 20.9431
geo_advanced | battery_8 | 2018 | 0 | 19.4899
geo_advanced | battery_8 | 2020 | 0 | 15.568
geo_advanced | battery_8 | 2022 | 0 | 13.934
geo_advanced | battery_8 | 2024 | 0 | 43.4917
geo_advanced | battery_8 | 2026 | 0 | 6.9527
geo_advanced | battery_8 | 2028 | 0 | 14.1476
geo_advanced | battery_8 | 2030 | 0 | 13.2005
geo_advanced | battery_8 | 2032 | 0 | 4.4038
geo_advanced | battery_8 | 2034 | 0 | 6.7604
geo_advanced | battery_8 | 2036 | 0 | 4.8649
geo_advanced | battery_8 | 2038 | 0 | 11.9083
geo_advanced | battery_8 | 2040 | 0 | 17.1641
geo_advanced | battery_8 | 2042 | 0 | 26.5747
geo_advanced | battery_8 | 2044 | 0 | 27.0886
geo_advanced | battery_8 | 2046 | 0 | 60.9052
geo_advanced | battery_8 | 2048 | 1.2033 | 39.3278
geo_advanced | battery_8 | 2050 | 3.9137 | 51.2257
geo_advanced | pumped-hydro | 2012 | 0 | 10.6044
geo_advanced | pumped-hydro | 2014 | 0 | 14.0765
geo_advanced | pumped-hydro | 2016 | 0.0015 | 20.9431
geo_advanced | pumped-hydro | 2018 | 0 | 19.4899
geo_advanced | pumped-hydro | 2020 | 0 | 15.568
geo_advanced | pumped-hydro | 2022 | 0 | 13.934
geo_advanced | pumped-hydro | 2024 | 0 | 43.4917
geo_advanced | pumped-hydro | 2026 | 0 | 6.9527
geo_advanced | pumped-hydro | 2028 | 0.0137 | 14.1476
geo_advanced | pumped-hydro | 2030 | 0.001 | 13.2005
geo_advanced | pumped-hydro | 2032 | 0 | 4.4038
geo_advanced | pumped-hydro | 2034 | 0 | 6.7604
geo_advanced | pumped-hydro | 2036 | 0 | 4.8649
geo_advanced | pumped-hydro | 2038 | 0 | 11.9083
geo_advanced | pumped-hydro | 2040 | 0 | 17.1641
geo_advanced | pumped-hydro | 2042 | 0 | 26.5747
geo_advanced | pumped-hydro | 2044 | 0 | 27.0886
geo_advanced | pumped-hydro | 2046 | 0 | 60.9052
geo_advanced | pumped-hydro | 2048 | 0 | 39.3278
geo_advanced | pumped-hydro | 2050 | 0 | 51.2257
geo_advanced | Canada | 2012 | -0.87891 | 10.6044
geo_advanced | Canada | 2014 | -0.060666 | 14.0765
geo_advanced | Canada | 2016 | -0.86474 | 20.9431
geo_advanced | Canada | 2018 | -0.15575 | 19.4899
geo_advanced | Canada | 2020 | 0.19862 | 15.568
geo_advanced | Canada | 2022 | 0.49871 | 13.934
geo_advanced | Canada | 2024 | -0.029749 | 43.4917
geo_advanced | Canada | 2026 | -0.51712 | 6.9527
geo_advanced | Canada | 2028 | -0.53745 | 14.1476
geo_advanced | Canada | 2030 | -0.13597 | 13.2005
geo_advanced | Canada | 2032 | 0.043728 | 4.4038
geo_advanced | Canada | 2034 | 0.03722 | 6.7604
geo_advanced | Canada | 2036 | 0.12419 | 4.8649
geo_advanced | Canada | 2038 | 0.058425 | 11.9083
geo_advanced | Canada | 2040 | 0.043991 | 17.1641
geo_advanced | Canada | 2042 | 0 | 26.5747
geo_advanced | Canada | 2044 | 0 | 27.0886
geo_advanced | Canada | 2046 | 0 | 60.9052
geo_advanced | Canada | 2048 | 0 | 39.3278
geo_advanced | Canada | 2050 | 0 | 51.2257

## 7_Final Gen by timeslice (GW)
scenario | tech | timeslice | Generation (GW) | Net Level Generation (GW)
geo_advanced | nuclear | h01 (Summer 10pm-6am) | 84.5991 | 560.7601
geo_advanced | nuclear | h02 (Summer 6am-1pm) | 84.5991 | 799.3325
geo_advanced | nuclear | h03 (Summer 1pm-5pm) | 84.5991 | 982.9597
geo_advanced | nuclear | h04 (Summer 5pm-10pm) | 84.5991 | 823.433
geo_advanced | nuclear | h05 (Fall 10pm-6am) | 77.8137 | 497.6792
geo_advanced | nuclear | h06 (Fall 6am-1pm) | 77.7487 | 683.3344
geo_advanced | nuclear | h07 (Fall 1pm-5pm) | 77.8137 | 812.3115
geo_advanced | nuclear | h08 (Fall 5pm-10pm) | 77.8137 | 702.3229
geo_advanced | nuclear | h09 (Winter 10pm-6am) | 79.7004 | 542.5081
geo_advanced | nuclear | h10 (Winter 6am-1pm) | 79.6567 | 673.0892
geo_advanced | nuclear | h11 (Winter 1pm-5pm) | 79.7004 | 745.5299
geo_advanced | nuclear | h12 (Winter 5pm-10pm) | 79.7004 | 712.8331
geo_advanced | nuclear | h13 (Spring 10pm-6am) | 74.3011 | 492.3813
geo_advanced | nuclear | h14 (Spring 6am-1pm) | 74.2204 | 665.593
geo_advanced | nuclear | h15 (Spring 1pm-5pm) | 74.2063 | 780.0754
geo_advanced | nuclear | h16 (Spring 5pm-10pm) | 74.172 | 686.5606
geo_advanced | nuclear | h17 (Summer Peak) | 84.5991 | 1163.0892
geo_advanced | coal | h01 (Summer 10pm-6am) | 11.5597 | 560.7601
geo_advanced | coal | h02 (Summer 6am-1pm) | 14.2909 | 799.3325
geo_advanced | coal | h03 (Summer 1pm-5pm) | 17.3177 | 982.9597
geo_advanced | coal | h04 (Summer 5pm-10pm) | 18.214 | 823.433
geo_advanced | coal | h05 (Fall 10pm-6am) | 6.2429 | 497.6792
geo_advanced | coal | h06 (Fall 6am-1pm) | 6.2429 | 683.3344
geo_advanced | coal | h07 (Fall 1pm-5pm) | 8.5195 | 812.3115
geo_advanced | coal | h08 (Fall 5pm-10pm) | 8.5195 | 702.3229
geo_advanced | coal | h09 (Winter 10pm-6am) | 13.4823 | 542.5081
geo_advanced | coal | h10 (Winter 6am-1pm) | 13.1906 | 673.0892
geo_advanced | coal | h11 (Winter 1pm-5pm) | 18.9678 | 745.5299
geo_advanced | coal | h12 (Winter 5pm-10pm) | 19.798 | 712.8331
geo_advanced | coal | h13 (Spring 10pm-6am) | 0.78253 | 492.3813
geo_advanced | coal | h14 (Spring 6am-1pm) | 0.78253 | 665.593
geo_advanced | coal | h15 (Spring 1pm-5pm) | 1.7994 | 780.0754
geo_advanced | coal | h16 (Spring 5pm-10pm) | 1.8363 | 686.5606
geo_advanced | coal | h17 (Summer Peak) | 18.2113 | 1163.0892
geo_advanced | gas-cc | h01 (Summer 10pm-6am) | 143.4176 | 560.7601
geo_advanced | gas-cc | h02 (Summer 6am-1pm) | 144.4918 | 799.3325
geo_advanced | gas-cc | h03 (Summer 1pm-5pm) | 152.9741 | 982.9597
geo_advanced | gas-cc | h04 (Summer 5pm-10pm) | 152.9385 | 823.433
geo_advanced | gas-cc | h05 (Fall 10pm-6am) | 110.2608 | 497.6792
geo_advanced | gas-cc | h06 (Fall 6am-1pm) | 103.337 | 683.3344
geo_advanced | gas-cc | h07 (Fall 1pm-5pm) | 126.7436 | 812.3115
geo_advanced | gas-cc | h08 (Fall 5pm-10pm) | 126.7306 | 702.3229
geo_advanced | gas-cc | h09 (Winter 10pm-6am) | 121.8712 | 542.5081
geo_advanced | gas-cc | h10 (Winter 6am-1pm) | 115.5983 | 673.0892
geo_advanced | gas-cc | h11 (Winter 1pm-5pm) | 132.7188 | 745.5299
geo_advanced | gas-cc | h12 (Winter 5pm-10pm) | 132.5058 | 712.8331
geo_advanced | gas-cc | h13 (Spring 10pm-6am) | 59.9499 | 492.3813
geo_advanced | gas-cc | h14 (Spring 6am-1pm) | 46.1901 | 665.593
geo_advanced | gas-cc | h15 (Spring 1pm-5pm) | 62.2204 | 780.0754
geo_advanced | gas-cc | h16 (Spring 5pm-10pm) | 70.9763 | 686.5606
geo_advanced | gas-cc | h17 (Summer Peak) | 152.9279 | 1163.0892
geo_advanced | gas-cc-ccs_mod_upgrade | h01 (Summer 10pm-6am) | 0.92704 | 560.7601
geo_advanced | gas-cc-ccs_mod_upgrade | h02 (Summer 6am-1pm) | 0.92704 | 799.3325
geo_advanced | gas-cc-ccs_mod_upgrade | h03 (Summer 1pm-5pm) | 1.6793 | 982.9597
geo_advanced | gas-cc-ccs_mod_upgrade | h04 (Summer 5pm-10pm) | 1.8541 | 823.433
geo_advanced | gas-cc-ccs_mod_upgrade | h05 (Fall 10pm-6am) | 0.10627 | 497.6792
geo_advanced | gas-cc-ccs_mod_upgrade | h06 (Fall 6am-1pm) | 0.10627 | 683.3344
geo_advanced | gas-cc-ccs_mod_upgrade | h07 (Fall 1pm-5pm) | 0.21254 | 812.3115
geo_advanced | gas-cc-ccs_mod_upgrade | h08 (Fall 5pm-10pm) | 0.21254 | 702.3229
geo_advanced | gas-cc-ccs_mod_upgrade | h09 (Winter 10pm-6am) | 0.0031058 | 542.5081
geo_advanced | gas-cc-ccs_mod_upgrade | h10 (Winter 6am-1pm) | 0.0031058 | 673.0892
geo_advanced | gas-cc-ccs_mod_upgrade | h11 (Winter 1pm-5pm) | 0.0062116 | 745.5299
geo_advanced | gas-cc-ccs_mod_upgrade | h12 (Winter 5pm-10pm) | 0.0062116 | 712.8331
geo_advanced | gas-cc-ccs_mod_upgrade | h13 (Spring 10pm-6am) | 0.0020108 | 492.3813
geo_advanced | gas-cc-ccs_mod_upgrade | h14 (Spring 6am-1pm) | 0.0020108 | 665.593
geo_advanced | gas-cc-ccs_mod_upgrade | h15 (Spring 1pm-5pm) | 0.0040215 | 780.0754
geo_advanced | gas-cc-ccs_mod_upgrade | h16 (Spring 5pm-10pm) | 0.0040215 | 686.5606
geo_advanced | gas-cc-ccs_mod_upgrade | h17 (Summer Peak) | 1.8541 | 1163.0892
geo_advanced | gas-ct | h01 (Summer 10pm-6am) | 36.1309 | 560.7601
geo_advanced | gas-ct | h02 (Summer 6am-1pm) | 34.4497 | 799.3325
geo_advanced | gas-ct | h03 (Summer 1pm-5pm) | 70.3915 | 982.9597
geo_advanced | gas-ct | h04 (Summer 5pm-10pm) | 74.3767 | 823.433
geo_advanced | gas-ct | h05 (Fall 10pm-6am) | 23.0453 | 497.6792
geo_advanced | gas-ct | h06 (Fall 6am-1pm) | 15.4677 | 683.3344
geo_advanced | gas-ct | h07 (Fall 1pm-5pm) | 36.8279 | 812.3115
geo_advanced | gas-ct | h08 (Fall 5pm-10pm) | 36.8279 | 702.3229
geo_advanced | gas-ct | h09 (Winter 10pm-6am) | 7.7306 | 542.5081
geo_advanced | gas-ct | h10 (Winter 6am-1pm) | 6.676 | 673.0892
geo_advanced | gas-ct | h11 (Winter 1pm-5pm) | 15.7319 | 745.5299
geo_advanced | gas-ct | h12 (Winter 5pm-10pm) | 15.8932 | 712.8331
geo_advanced | gas-ct | h13 (Spring 10pm-6am) | 1.1706 | 492.3813
geo_advanced | gas-ct | h14 (Spring 6am-1pm) | 1.1706 | 665.593
geo_advanced | gas-ct | h15 (Spring 1pm-5pm) | 2.7872 | 780.0754
geo_advanced | gas-ct | h16 (Spring 5pm-10pm) | 2.7872 | 686.5606
geo_advanced | gas-ct | h17 (Summer Peak) | 74.3767 | 1163.0892
geo_advanced | o-g-s | h01 (Summer 10pm-6am) | 0.26431 | 560.7601
geo_advanced | o-g-s | h02 (Summer 6am-1pm) | 0.39371 | 799.3325
geo_advanced | o-g-s | h03 (Summer 1pm-5pm) | 0.52061 | 982.9597
geo_advanced | o-g-s | h04 (Summer 5pm-10pm) | 0.52061 | 823.433
geo_advanced | o-g-s | h05 (Fall 10pm-6am) | 0.13415 | 497.6792
geo_advanced | o-g-s | h06 (Fall 6am-1pm) | 0.096704 | 683.3344
geo_advanced | o-g-s | h07 (Fall 1pm-5pm) | 0.18929 | 812.3115
geo_advanced | o-g-s | h08 (Fall 5pm-10pm) | 0.18929 | 702.3229
geo_advanced | o-g-s | h09 (Winter 10pm-6am) | 0.80019 | 542.5081
geo_advanced | o-g-s | h10 (Winter 6am-1pm) | 0.7815 | 673.0892
geo_advanced | o-g-s | h11 (Winter 1pm-5pm) | 1.33 | 745.5299
geo_advanced | o-g-s | h12 (Winter 5pm-10pm) | 1.33 | 712.8331
geo_advanced | o-g-s | h13 (Spring 10pm-6am) | 0.048177 | 492.3813
geo_advanced | o-g-s | h14 (Spring 6am-1pm) | 0.048177 | 665.593
geo_advanced | o-g-s | h15 (Spring 1pm-5pm) | 0.096354 | 780.0754
geo_advanced | o-g-s | h16 (Spring 5pm-10pm) | 0.096354 | 686.5606
geo_advanced | o-g-s | h17 (Summer Peak) | 0.52061 | 1163.0892
geo_advanced | hydro | h01 (Summer 10pm-6am) | 34.7955 | 560.7601
geo_advanced | hydro | h02 (Summer 6am-1pm) | 26.3354 | 799.3325
geo_advanced | hydro | h03 (Summer 1pm-5pm) | 45.2967 | 982.9597
geo_advanced | hydro | h04 (Summer 5pm-10pm) | 47.9179 | 823.433
geo_advanced | hydro | h05 (Fall 10pm-6am) | 24.8021 | 497.6792
geo_advanced | hydro | h06 (Fall 6am-1pm) | 19.8138 | 683.3344
geo_advanced | hydro | h07 (Fall 1pm-5pm) | 34.2243 | 812.3115
geo_advanced | hydro | h08 (Fall 5pm-10pm) | 34.4416 | 702.3229
geo_advanced | hydro | h09 (Winter 10pm-6am) | 28.7918 | 542.5081
geo_advanced | hydro | h10 (Winter 6am-1pm) | 25.4355 | 673.0892
geo_advanced | hydro | h11 (Winter 1pm-5pm) | 44.8568 | 745.5299
geo_advanced | hydro | h12 (Winter 5pm-10pm) | 45.8404 | 712.8331
geo_advanced | hydro | h13 (Spring 10pm-6am) | 41.0114 | 492.3813
geo_advanced | hydro | h14 (Spring 6am-1pm) | 30.48 | 665.593
geo_advanced | hydro | h15 (Spring 1pm-5pm) | 43.7938 | 780.0754
geo_advanced | hydro | h16 (Spring 5pm-10pm) | 47.2611 | 686.5606
geo_advanced | hydro | h17 (Summer Peak) | 49.9131 | 1163.0892
geo_advanced | geothermal | h01 (Summer 10pm-6am) | 8.1106 | 560.7601
geo_advanced | geothermal | h02 (Summer 6am-1pm) | 8.1106 | 799.3325
geo_advanced | geothermal | h03 (Summer 1pm-5pm) | 8.1106 | 982.9597
geo_advanced | geothermal | h04 (Summer 5pm-10pm) | 8.1104 | 823.433
geo_advanced | geothermal | h05 (Fall 10pm-6am) | 7.8508 | 497.6792
geo_advanced | geothermal | h06 (Fall 6am-1pm) | 7.8508 | 683.3344
geo_advanced | geothermal | h07 (Fall 1pm-5pm) | 7.8508 | 812.3115
geo_advanced | geothermal | h08 (Fall 5pm-10pm) | 7.8508 | 702.3229
geo_advanced | geothermal | h09 (Winter 10pm-6am) | 7.8508 | 542.5081
geo_advanced | geothermal | h10 (Winter 6am-1pm) | 7.8508 | 673.0892
geo_advanced | geothermal | h11 (Winter 1pm-5pm) | 7.8508 | 745.5299
geo_advanced | geothermal | h12 (Winter 5pm-10pm) | 7.8508 | 712.8331
geo_advanced | geothermal | h13 (Spring 10pm-6am) | 7.8508 | 492.3813
geo_advanced | geothermal | h14 (Spring 6am-1pm) | 7.8508 | 665.593
geo_advanced | geothermal | h15 (Spring 1pm-5pm) | 7.8508 | 780.0754
geo_advanced | geothermal | h16 (Spring 5pm-10pm) | 7.8508 | 686.5606
geo_advanced | geothermal | h17 (Summer Peak) | 8.079 | 1163.0892
geo_advanced | biopower | h01 (Summer 10pm-6am) | 0.075447 | 560.7601
geo_advanced | biopower | h02 (Summer 6am-1pm) | 0.081198 | 799.3325
geo_advanced | biopower | h03 (Summer 1pm-5pm) | 0.089691 | 982.9597
geo_advanced | biopower | h04 (Summer 5pm-10pm) | 0.1787 | 823.433
geo_advanced | biopower | h05 (Fall 10pm-6am) | 0.047746 | 497.6792
geo_advanced | biopower | h06 (Fall 6am-1pm) | 0.025203 | 683.3344
geo_advanced | biopower | h07 (Fall 1pm-5pm) | 0.054546 | 812.3115
geo_advanced | biopower | h08 (Fall 5pm-10pm) | 0.053877 | 702.3229
geo_advanced | biopower | h09 (Winter 10pm-6am) | 0.11127 | 542.5081
geo_advanced | biopower | h10 (Winter 6am-1pm) | 0.074712 | 673.0892
geo_advanced | biopower | h11 (Winter 1pm-5pm) | 0.12748 | 745.5299
geo_advanced | biopower | h12 (Winter 5pm-10pm) | 0.16877 | 712.8331
geo_advanced | biopower | h13 (Spring 10pm-6am) | 0.005886 | 492.3813
geo_advanced | biopower | h14 (Spring 6am-1pm) | 0.0062539 | 665.593
geo_advanced | biopower | h15 (Spring 1pm-5pm) | 0.0062539 | 780.0754
geo_advanced | biopower | h16 (Spring 5pm-10pm) | 0.0062539 | 686.5606
geo_advanced | biopower | h17 (Summer Peak) | 0.1787 | 1163.0892
geo_advanced | lfill-gas | h01 (Summer 10pm-6am) | 1.8407 | 560.7601
geo_advanced | lfill-gas | h02 (Summer 6am-1pm) | 1.8407 | 799.3325
geo_advanced | lfill-gas | h03 (Summer 1pm-5pm) | 1.8411 | 982.9597
geo_advanced | lfill-gas | h04 (Summer 5pm-10pm) | 1.8411 | 823.433
geo_advanced | lfill-gas | h05 (Fall 10pm-6am) | 1.7154 | 497.6792
geo_advanced | lfill-gas | h06 (Fall 6am-1pm) | 1.7074 | 683.3344
geo_advanced | lfill-gas | h07 (Fall 1pm-5pm) | 1.7177 | 812.3115
geo_advanced | lfill-gas | h08 (Fall 5pm-10pm) | 1.7177 | 702.3229
geo_advanced | lfill-gas | h09 (Winter 10pm-6am) | 1.738 | 542.5081
geo_advanced | lfill-gas | h10 (Winter 6am-1pm) | 1.7275 | 673.0892
geo_advanced | lfill-gas | h11 (Winter 1pm-5pm) | 1.7382 | 745.5299
geo_advanced | lfill-gas | h12 (Winter 5pm-10pm) | 1.7382 | 712.8331
geo_advanced | lfill-gas | h13 (Spring 10pm-6am) | 1.6403 | 492.3813
geo_advanced | lfill-gas | h14 (Spring 6am-1pm) | 1.617 | 665.593
geo_advanced | lfill-gas | h15 (Spring 1pm-5pm) | 1.6342 | 780.0754
geo_advanced | lfill-gas | h16 (Spring 5pm-10pm) | 1.6421 | 686.5606
geo_advanced | lfill-gas | h17 (Summer Peak) | 1.836 | 1163.0892
geo_advanced | wind-ons | h01 (Summer 10pm-6am) | 215.6198 | 560.7601
geo_advanced | wind-ons | h02 (Summer 6am-1pm) | 90.8669 | 799.3325
geo_advanced | wind-ons | h03 (Summer 1pm-5pm) | 118.3738 | 982.9597
geo_advanced | wind-ons | h04 (Summer 5pm-10pm) | 198.9526 | 823.433
geo_advanced | wind-ons | h05 (Fall 10pm-6am) | 231.9849 | 497.6792
geo_advanced | wind-ons | h06 (Fall 6am-1pm) | 142.9462 | 683.3344
geo_advanced | wind-ons | h07 (Fall 1pm-5pm) | 144.601 | 812.3115
geo_advanced | wind-ons | h08 (Fall 5pm-10pm) | 219.6879 | 702.3229
geo_advanced | wind-ons | h09 (Winter 10pm-6am) | 257.581 | 542.5081
geo_advanced | wind-ons | h10 (Winter 6am-1pm) | 192.414 | 673.0892
geo_advanced | wind-ons | h11 (Winter 1pm-5pm) | 176.3794 | 745.5299
geo_advanced | wind-ons | h12 (Winter 5pm-10pm) | 255.428 | 712.8331
geo_advanced | wind-ons | h13 (Spring 10pm-6am) | 268.9317 | 492.3813
geo_advanced | wind-ons | h14 (Spring 6am-1pm) | 161.1239 | 665.593
geo_advanced | wind-ons | h15 (Spring 1pm-5pm) | 172.2674 | 780.0754
geo_advanced | wind-ons | h16 (Spring 5pm-10pm) | 250.8174 | 686.5606
geo_advanced | wind-ons | h17 (Summer Peak) | 117.6376 | 1163.0892
geo_advanced | wind-ofs | h01 (Summer 10pm-6am) | 26.2719 | 560.7601
geo_advanced | wind-ofs | h02 (Summer 6am-1pm) | 21.3368 | 799.3325
geo_advanced | wind-ofs | h03 (Summer 1pm-5pm) | 23.5145 | 982.9597
geo_advanced | wind-ofs | h04 (Summer 5pm-10pm) | 28.5734 | 823.433
geo_advanced | wind-ofs | h05 (Fall 10pm-6am) | 22.897 | 497.6792
geo_advanced | wind-ofs | h06 (Fall 6am-1pm) | 17.9485 | 683.3344
geo_advanced | wind-ofs | h07 (Fall 1pm-5pm) | 19.8721 | 812.3115
geo_advanced | wind-ofs | h08 (Fall 5pm-10pm) | 24.5166 | 702.3229
geo_advanced | wind-ofs | h09 (Winter 10pm-6am) | 30.1479 | 542.5081
geo_advanced | wind-ofs | h10 (Winter 6am-1pm) | 27.4162 | 673.0892
geo_advanced | wind-ofs | h11 (Winter 1pm-5pm) | 25.7782 | 745.5299
geo_advanced | wind-ofs | h12 (Winter 5pm-10pm) | 31.2178 | 712.8331
geo_advanced | wind-ofs | h13 (Spring 10pm-6am) | 28.8168 | 492.3813
geo_advanced | wind-ofs | h14 (Spring 6am-1pm) | 19.7179 | 665.593
geo_advanced | wind-ofs | h15 (Spring 1pm-5pm) | 26.1545 | 780.0754
geo_advanced | wind-ofs | h16 (Spring 5pm-10pm) | 29.8045 | 686.5606
geo_advanced | wind-ofs | h17 (Summer Peak) | 17.4996 | 1163.0892
geo_advanced | csp | h01 (Summer 10pm-6am) | 0 | 560.7601
geo_advanced | csp | h02 (Summer 6am-1pm) | 0 | 799.3325
geo_advanced | csp | h03 (Summer 1pm-5pm) | 0 | 982.9597
geo_advanced | csp | h04 (Summer 5pm-10pm) | 0 | 823.433
geo_advanced | csp | h05 (Fall 10pm-6am) | 0 | 497.6792
geo_advanced | csp | h06 (Fall 6am-1pm) | 0 | 683.3344
geo_advanced | csp | h07 (Fall 1pm-5pm) | 0 | 812.3115
geo_advanced | csp | h08 (Fall 5pm-10pm) | 0 | 702.3229
geo_advanced | csp | h09 (Winter 10pm-6am) | 0 | 542.5081
geo_advanced | csp | h10 (Winter 6am-1pm) | 0 | 673.0892
geo_advanced | csp | h11 (Winter 1pm-5pm) | 0 | 745.5299
geo_advanced | csp | h12 (Winter 5pm-10pm) | 0 | 712.8331
geo_advanced | csp | h13 (Spring 10pm-6am) | 0 | 492.3813
geo_advanced | csp | h14 (Spring 6am-1pm) | 0 | 665.593
geo_advanced | csp | h15 (Spring 1pm-5pm) | 0 | 780.0754
geo_advanced | csp | h16 (Spring 5pm-10pm) | 0 | 686.5606
geo_advanced | csp | h17 (Summer Peak) | 0 | 1163.0892
geo_advanced | upv | h01 (Summer 10pm-6am) | 10.0726 | 560.7601
geo_advanced | upv | h02 (Summer 6am-1pm) | 362.0683 | 799.3325
geo_advanced | upv | h03 (Summer 1pm-5pm) | 345.3615 | 982.9597
geo_advanced | upv | h04 (Summer 5pm-10pm) | 41.4027 | 823.433
geo_advanced | upv | h05 (Fall 10pm-6am) | 0.64161 | 497.6792
geo_advanced | upv | h06 (Fall 6am-1pm) | 288.6747 | 683.3344
geo_advanced | upv | h07 (Fall 1pm-5pm) | 265.142 | 812.3115
geo_advanced | upv | h08 (Fall 5pm-10pm) | 4.2923 | 702.3229
geo_advanced | upv | h09 (Winter 10pm-6am) | 0 | 542.5081
geo_advanced | upv | h10 (Winter 6am-1pm) | 193.0893 | 673.0892
geo_advanced | upv | h11 (Winter 1pm-5pm) | 185.4607 | 745.5299
geo_advanced | upv | h12 (Winter 5pm-10pm) | 0.30091 | 712.8331
geo_advanced | upv | h13 (Spring 10pm-6am) | 4.9643 | 492.3813
geo_advanced | upv | h14 (Spring 6am-1pm) | 334.9865 | 665.593
geo_advanced | upv | h15 (Spring 1pm-5pm) | 321.8306 | 780.0754
geo_advanced | upv | h16 (Spring 5pm-10pm) | 22.2907 | 686.5606
geo_advanced | upv | h17 (Summer Peak) | 345.1656 | 1163.0892
geo_advanced | dupv | h01 (Summer 10pm-6am) | 0.0044296 | 560.7601
geo_advanced | dupv | h02 (Summer 6am-1pm) | 0.83339 | 799.3325
geo_advanced | dupv | h03 (Summer 1pm-5pm) | 0.88239 | 982.9597
geo_advanced | dupv | h04 (Summer 5pm-10pm) | 0.19051 | 823.433
geo_advanced | dupv | h05 (Fall 10pm-6am) | 0 | 497.6792
geo_advanced | dupv | h06 (Fall 6am-1pm) | 0.62664 | 683.3344
geo_advanced | dupv | h07 (Fall 1pm-5pm) | 0.71718 | 812.3115
geo_advanced | dupv | h08 (Fall 5pm-10pm) | 0.045505 | 702.3229
geo_advanced | dupv | h09 (Winter 10pm-6am) | 0 | 542.5081
geo_advanced | dupv | h10 (Winter 6am-1pm) | 0.3938 | 673.0892
geo_advanced | dupv | h11 (Winter 1pm-5pm) | 0.51577 | 745.5299
geo_advanced | dupv | h12 (Winter 5pm-10pm) | 0.0047662 | 712.8331
geo_advanced | dupv | h13 (Spring 10pm-6am) | 0 | 492.3813
geo_advanced | dupv | h14 (Spring 6am-1pm) | 0.71858 | 665.593
geo_advanced | dupv | h15 (Spring 1pm-5pm) | 0.80744 | 780.0754
geo_advanced | dupv | h16 (Spring 5pm-10pm) | 0.12551 | 686.5606
geo_advanced | dupv | h17 (Summer Peak) | 0.88246 | 1163.0892
geo_advanced | distpv | h01 (Summer 10pm-6am) | 0.44643 | 560.7601
geo_advanced | distpv | h02 (Summer 6am-1pm) | 66.7474 | 799.3325
geo_advanced | distpv | h03 (Summer 1pm-5pm) | 72.6636 | 982.9597
geo_advanced | distpv | h04 (Summer 5pm-10pm) | 7.5941 | 823.433
geo_advanced | distpv | h05 (Fall 10pm-6am) | 0.0015192 | 497.6792
geo_advanced | distpv | h06 (Fall 6am-1pm) | 63.5093 | 683.3344
geo_advanced | distpv | h07 (Fall 1pm-5pm) | 60.3032 | 812.3115
geo_advanced | distpv | h08 (Fall 5pm-10pm) | 1.7085 | 702.3229
geo_advanced | distpv | h09 (Winter 10pm-6am) | 0 | 542.5081
geo_advanced | distpv | h10 (Winter 6am-1pm) | 45.8388 | 673.0892
geo_advanced | distpv | h11 (Winter 1pm-5pm) | 49.784 | 745.5299
geo_advanced | distpv | h12 (Winter 5pm-10pm) | 0.6699 | 712.8331
geo_advanced | distpv | h13 (Spring 10pm-6am) | 0.21484 | 492.3813
geo_advanced | distpv | h14 (Spring 6am-1pm) | 66.9221 | 665.593
geo_advanced | distpv | h15 (Spring 1pm-5pm) | 64.1602 | 780.0754
geo_advanced | distpv | h16 (Spring 5pm-10pm) | 5.2655 | 686.5606
geo_advanced | distpv | h17 (Summer Peak) | 73.3683 | 1163.0892
geo_advanced | pvb | h01 (Summer 10pm-6am) | 1.1808 | 560.7601
geo_advanced | pvb | h02 (Summer 6am-1pm) | 29.1326 | 799.3325
geo_advanced | pvb | h03 (Summer 1pm-5pm) | 33.4976 | 982.9597
geo_advanced | pvb | h04 (Summer 5pm-10pm) | 11.6385 | 823.433
geo_advanced | pvb | h05 (Fall 10pm-6am) | 0.13202 | 497.6792
geo_advanced | pvb | h06 (Fall 6am-1pm) | 26.6037 | 683.3344
geo_advanced | pvb | h07 (Fall 1pm-5pm) | 26.1398 | 812.3115
geo_advanced | pvb | h08 (Fall 5pm-10pm) | 7.7954 | 702.3229
geo_advanced | pvb | h09 (Winter 10pm-6am) | 0.10999 | 542.5081
geo_advanced | pvb | h10 (Winter 6am-1pm) | 15.8326 | 673.0892
geo_advanced | pvb | h11 (Winter 1pm-5pm) | 17.2469 | 745.5299
geo_advanced | pvb | h12 (Winter 5pm-10pm) | 5.2553 | 712.8331
geo_advanced | pvb | h13 (Spring 10pm-6am) | 1.1408 | 492.3813
geo_advanced | pvb | h14 (Spring 6am-1pm) | 21.3235 | 665.593
geo_advanced | pvb | h15 (Spring 1pm-5pm) | 21.4101 | 780.0754
geo_advanced | pvb | h16 (Spring 5pm-10pm) | 9.8415 | 686.5606
geo_advanced | pvb | h17 (Summer Peak) | 38.5191 | 1163.0892
geo_advanced | battery_2 | h01 (Summer 10pm-6am) | -2.2264 | 560.7601
geo_advanced | battery_2 | h02 (Summer 6am-1pm) | -4.5171 | 799.3325
geo_advanced | battery_2 | h03 (Summer 1pm-5pm) | -0.39142 | 982.9597
geo_advanced | battery_2 | h04 (Summer 5pm-10pm) | 6.7449 | 823.433
geo_advanced | battery_2 | h05 (Fall 10pm-6am) | -0.86613 | 497.6792
geo_advanced | battery_2 | h06 (Fall 6am-1pm) | -5.13 | 683.3344
geo_advanced | battery_2 | h07 (Fall 1pm-5pm) | -0.089652 | 812.3115
geo_advanced | battery_2 | h08 (Fall 5pm-10pm) | 6.9041 | 702.3229
geo_advanced | battery_2 | h09 (Winter 10pm-6am) | -0.98462 | 542.5081
geo_advanced | battery_2 | h10 (Winter 6am-1pm) | -3.9189 | 673.0892
geo_advanced | battery_2 | h11 (Winter 1pm-5pm) | -1.4784 | 745.5299
geo_advanced | battery_2 | h12 (Winter 5pm-10pm) | 6.6935 | 712.8331
geo_advanced | battery_2 | h13 (Spring 10pm-6am) | -0.83437 | 492.3813
geo_advanced | battery_2 | h14 (Spring 6am-1pm) | -4.041 | 665.593
geo_advanced | battery_2 | h15 (Spring 1pm-5pm) | -4.0082 | 780.0754
geo_advanced | battery_2 | h16 (Spring 5pm-10pm) | 8.1903 | 686.5606
geo_advanced | battery_2 | h17 (Summer Peak) | 18.9042 | 1163.0892
geo_advanced | battery_4 | h01 (Summer 10pm-6am) | -13.851 | 560.7601
geo_advanced | battery_4 | h02 (Summer 6am-1pm) | -42.3916 | 799.3325
geo_advanced | battery_4 | h03 (Summer 1pm-5pm) | -1.8622 | 982.9597
geo_advanced | battery_4 | h04 (Summer 5pm-10pm) | 63.4367 | 823.433
geo_advanced | battery_4 | h05 (Fall 10pm-6am) | -10.666 | 497.6792
geo_advanced | battery_4 | h06 (Fall 6am-1pm) | -39.9758 | 683.3344
geo_advanced | battery_4 | h07 (Fall 1pm-5pm) | -5.6628 | 812.3115
geo_advanced | battery_4 | h08 (Fall 5pm-10pm) | 64.3045 | 702.3229
geo_advanced | battery_4 | h09 (Winter 10pm-6am) | -7.2117 | 542.5081
geo_advanced | battery_4 | h10 (Winter 6am-1pm) | -23.9572 | 673.0892
geo_advanced | battery_4 | h11 (Winter 1pm-5pm) | -12.559 | 745.5299
geo_advanced | battery_4 | h12 (Winter 5pm-10pm) | 45.7544 | 712.8331
geo_advanced | battery_4 | h13 (Spring 10pm-6am) | -7.3502 | 492.3813
geo_advanced | battery_4 | h14 (Spring 6am-1pm) | -43.8487 | 665.593
geo_advanced | battery_4 | h15 (Spring 1pm-5pm) | -11.6792 | 780.0754
geo_advanced | battery_4 | h16 (Spring 5pm-10pm) | 67.8194 | 686.5606
geo_advanced | battery_4 | h17 (Summer Peak) | 65.6272 | 1163.0892
geo_advanced | battery_6 | h01 (Summer 10pm-6am) | -6.945 | 560.7601
geo_advanced | battery_6 | h02 (Summer 6am-1pm) | -44.5077 | 799.3325
geo_advanced | battery_6 | h03 (Summer 1pm-5pm) | -2.5441 | 982.9597
geo_advanced | battery_6 | h04 (Summer 5pm-10pm) | 57.4062 | 823.433
geo_advanced | battery_6 | h05 (Fall 10pm-6am) | -3.6117 | 497.6792
geo_advanced | battery_6 | h06 (Fall 6am-1pm) | -47.0125 | 683.3344
geo_advanced | battery_6 | h07 (Fall 1pm-5pm) | -3.7349 | 812.3115
geo_advanced | battery_6 | h08 (Fall 5pm-10pm) | 61.5313 | 702.3229
geo_advanced | battery_6 | h09 (Winter 10pm-6am) | -3.4088 | 542.5081
geo_advanced | battery_6 | h10 (Winter 6am-1pm) | -31.1333 | 673.0892
geo_advanced | battery_6 | h11 (Winter 1pm-5pm) | -9.0201 | 745.5299
geo_advanced | battery_6 | h12 (Winter 5pm-10pm) | 46.6466 | 712.8331
geo_advanced | battery_6 | h13 (Spring 10pm-6am) | 2.2315 | 492.3813
geo_advanced | battery_6 | h14 (Spring 6am-1pm) | -51.8104 | 665.593
geo_advanced | battery_6 | h15 (Spring 1pm-5pm) | -9.1337 | 780.0754
geo_advanced | battery_6 | h16 (Spring 5pm-10pm) | 61.7577 | 686.5606
geo_advanced | battery_6 | h17 (Summer Peak) | 62.4087 | 1163.0892
geo_advanced | battery_8 | h01 (Summer 10pm-6am) | -1.5001 | 560.7601
geo_advanced | battery_8 | h02 (Summer 6am-1pm) | -5.544 | 799.3325
geo_advanced | battery_8 | h03 (Summer 1pm-5pm) | 0.83334 | 982.9597
geo_advanced | battery_8 | h04 (Summer 5pm-10pm) | 6.8688 | 823.433
geo_advanced | battery_8 | h05 (Fall 10pm-6am) | -2.3499 | 497.6792
geo_advanced | battery_8 | h06 (Fall 6am-1pm) | -4.4371 | 683.3344
geo_advanced | battery_8 | h07 (Fall 1pm-5pm) | 1.5662 | 812.3115
geo_advanced | battery_8 | h08 (Fall 5pm-10pm) | 7.0524 | 702.3229
geo_advanced | battery_8 | h09 (Winter 10pm-6am) | -1.6414 | 542.5081
geo_advanced | battery_8 | h10 (Winter 6am-1pm) | -3.092 | 673.0892
geo_advanced | battery_8 | h11 (Winter 1pm-5pm) | 0.38383 | 745.5299
geo_advanced | battery_8 | h12 (Winter 5pm-10pm) | 5.4526 | 712.8331
geo_advanced | battery_8 | h13 (Spring 10pm-6am) | -1.3465 | 492.3813
geo_advanced | battery_8 | h14 (Spring 6am-1pm) | -5.9968 | 665.593
geo_advanced | battery_8 | h15 (Spring 1pm-5pm) | -0.54096 | 780.0754
geo_advanced | battery_8 | h16 (Spring 5pm-10pm) | 8.8329 | 686.5606
geo_advanced | battery_8 | h17 (Summer Peak) | 11.1501 | 1163.0892
geo_advanced | pumped-hydro | h01 (Summer 10pm-6am) | -0.17505 | 560.7601
geo_advanced | pumped-hydro | h02 (Summer 6am-1pm) | -0.35324 | 799.3325
geo_advanced | pumped-hydro | h03 (Summer 1pm-5pm) | -0.33034 | 982.9597
geo_advanced | pumped-hydro | h04 (Summer 5pm-10pm) | -0.0672 | 823.433
geo_advanced | pumped-hydro | h05 (Fall 10pm-6am) | -0.12758 | 497.6792
geo_advanced | pumped-hydro | h06 (Fall 6am-1pm) | -0.26296 | 683.3344
geo_advanced | pumped-hydro | h07 (Fall 1pm-5pm) | 0.20472 | 812.3115
geo_advanced | pumped-hydro | h08 (Fall 5pm-10pm) | 0.26595 | 702.3229
geo_advanced | pumped-hydro | h09 (Winter 10pm-6am) | -0.088089 | 542.5081
geo_advanced | pumped-hydro | h10 (Winter 6am-1pm) | -0.22957 | 673.0892
geo_advanced | pumped-hydro | h11 (Winter 1pm-5pm) | -0.12567 | 745.5299
geo_advanced | pumped-hydro | h12 (Winter 5pm-10pm) | 0.43693 | 712.8331
geo_advanced | pumped-hydro | h13 (Spring 10pm-6am) | 0.27931 | 492.3813
geo_advanced | pumped-hydro | h14 (Spring 6am-1pm) | -3.5745 | 665.593
geo_advanced | pumped-hydro | h15 (Spring 1pm-5pm) | -3.9626 | 780.0754
geo_advanced | pumped-hydro | h16 (Spring 5pm-10pm) | 5.815 | 686.5606
geo_advanced | pumped-hydro | h17 (Summer Peak) | 9.2891 | 1163.0892
geo_advanced | Canada | h01 (Summer 10pm-6am) | 10.1407 | 560.7601
geo_advanced | Canada | h02 (Summer 6am-1pm) | 10.1407 | 799.3325
geo_advanced | Canada | h03 (Summer 1pm-5pm) | 10.1407 | 982.9597
geo_advanced | Canada | h04 (Summer 5pm-10pm) | 10.1407 | 823.433
geo_advanced | Canada | h05 (Fall 10pm-6am) | 7.6243 | 497.6792
geo_advanced | Canada | h06 (Fall 6am-1pm) | 7.4471 | 683.3344
geo_advanced | Canada | h07 (Fall 1pm-5pm) | 9.0989 | 812.3115
geo_advanced | Canada | h08 (Fall 5pm-10pm) | 9.8607 | 702.3229
geo_advanced | Canada | h09 (Winter 10pm-6am) | 5.9243 | 542.5081
geo_advanced | Canada | h10 (Winter 6am-1pm) | 9.4409 | 673.0892
geo_advanced | Canada | h11 (Winter 1pm-5pm) | 10.1361 | 745.5299
geo_advanced | Canada | h12 (Winter 5pm-10pm) | 10.1407 | 712.8331
geo_advanced | Canada | h13 (Spring 10pm-6am) | 8.5704 | 492.3813
geo_advanced | Canada | h14 (Spring 6am-1pm) | 7.7038 | 665.593
geo_advanced | Canada | h15 (Spring 1pm-5pm) | 8.3711 | 780.0754
geo_advanced | Canada | h16 (Spring 5pm-10pm) | 9.3678 | 686.5606
geo_advanced | Canada | h17 (Summer Peak) | 10.1407 | 1163.0892

## 8_Regional Gen Final (TWh)
scenario | tech | cendiv | Generation (TWh) | Net Level Generation (TWh)
geo_advanced | nuclear | ENC | 125.8332 | 1008.869
geo_advanced | nuclear | ESC | 92.2633 | 420.4083
geo_advanced | nuclear | MA | 117.4611 | 593.7884
geo_advanced | nuclear | MTN | 23.8628 | 591.0173
geo_advanced | nuclear | NE | 26.5938 | 146.5637
geo_advanced | nuclear | PA | 9.178 | 627.481
geo_advanced | nuclear | SA | 217.5063 | 854.1692
geo_advanced | nuclear | WNC | 16.0974 | 625.5577
geo_advanced | nuclear | WSC | 65.3014 | 1020.0892
geo_advanced | coal | ENC | 1.3296 | 1008.869
geo_advanced | coal | ESC | 15.0747 | 420.4083
geo_advanced | coal | MTN | 30.858 | 591.0173
geo_advanced | coal | SA | 3.9026 | 854.1692
geo_advanced | coal | WNC | 23.6306 | 625.5577
geo_advanced | coal | WSC | 15.6856 | 1020.0892
geo_advanced | gas-cc | ENC | 408.7077 | 1008.869
geo_advanced | gas-cc | ESC | 40.9018 | 420.4083
geo_advanced | gas-cc | MA | 186.4015 | 593.7884
geo_advanced | gas-cc | MTN | 50.1439 | 591.0173
geo_advanced | gas-cc | NE | 21.4899 | 146.5637
geo_advanced | gas-cc | PA | 21.9747 | 627.481
geo_advanced | gas-cc | SA | 148.539 | 854.1692
geo_advanced | gas-cc | WNC | 0.77029 | 625.5577
geo_advanced | gas-cc | WSC | 100.5573 | 1020.0892
geo_advanced | gas-cc-ccs_mod_upgrade | ENC | 1.4388 | 1008.869
geo_advanced | gas-cc-ccs_mod_upgrade | ESC | 1.1662 | 420.4083
geo_advanced | gas-cc-ccs_mod_upgrade | WSC | 0.38456 | 1020.0892
geo_advanced | gas-ct | ENC | 27.3175 | 1008.869
geo_advanced | gas-ct | ESC | 29.1467 | 420.4083
geo_advanced | gas-ct | MA | 33.6624 | 593.7884
geo_advanced | gas-ct | MTN | 18.5546 | 591.0173
geo_advanced | gas-ct | NE | 10.0075 | 146.5637
geo_advanced | gas-ct | PA | 5.9213 | 627.481
geo_advanced | gas-ct | SA | 19.852 | 854.1692
geo_advanced | gas-ct | WNC | 0.56596 | 625.5577
geo_advanced | gas-ct | WSC | 36.1359 | 1020.0892
geo_advanced | o-g-s | ENC | 1.1707 | 1008.869
geo_advanced | o-g-s | MA | 1.5816 | 593.7884
geo_advanced | o-g-s | MTN | 0.097972 | 591.0173
geo_advanced | o-g-s | NE | 0.30868 | 146.5637
geo_advanced | o-g-s | PA | 0.076054 | 627.481
geo_advanced | o-g-s | SA | 0.037423 | 854.1692
geo_advanced | o-g-s | WSC | 0.82467 | 1020.0892
geo_advanced | hydro | ENC | 3.6404 | 1008.869
geo_advanced | hydro | ESC | 24.6117 | 420.4083
geo_advanced | hydro | MA | 32.0324 | 593.7884
geo_advanced | hydro | MTN | 40.1273 | 591.0173
geo_advanced | hydro | NE | 7.5481 | 146.5637
geo_advanced | hydro | PA | 161.9141 | 627.481
geo_advanced | hydro | SA | 16.6136 | 854.1692
geo_advanced | hydro | WNC | 12.9924 | 625.5577
geo_advanced | hydro | WSC | 7.1161 | 1020.0892
geo_advanced | geothermal | MTN | 27.0176 | 591.0173
geo_advanced | geothermal | PA | 42.3273 | 627.481
geo_advanced | biopower | ENC | 0.032491 | 1008.869
geo_advanced | biopower | MA | 0.0099864 | 593.7884
geo_advanced | biopower | MTN | 0.026763 | 591.0173
geo_advanced | biopower | NE | 0.073058 | 146.5637
geo_advanced | biopower | PA | 0.11624 | 627.481
geo_advanced | biopower | SA | 0.23063 | 854.1692
geo_advanced | biopower | WSC | 0.14679 | 1020.0892
geo_advanced | lfill-gas | ENC | 2.0099 | 1008.869
geo_advanced | lfill-gas | ESC | 0.19524 | 420.4083
geo_advanced | lfill-gas | MA | 3.579 | 593.7884
geo_advanced | lfill-gas | MTN | 0.1523 | 591.0173
geo_advanced | lfill-gas | NE | 2.3242 | 146.5637
geo_advanced | lfill-gas | PA | 1.5811 | 627.481
geo_advanced | lfill-gas | SA | 4.544 | 854.1692
geo_advanced | lfill-gas | WNC | 0.42976 | 625.5577
geo_advanced | lfill-gas | WSC | 0.36037 | 1020.0892
geo_advanced | wind-ons | ENC | 246.6143 | 1008.869
geo_advanced | wind-ons | ESC | 54.1254 | 420.4083
geo_advanced | wind-ons | MA | 77.9894 | 593.7884
geo_advanced | wind-ons | MTN | 276.2963 | 591.0173
geo_advanced | wind-ons | NE | 12.4559 | 146.5637
geo_advanced | wind-ons | PA | 72.0034 | 627.481
geo_advanced | wind-ons | SA | 29.3155 | 854.1692
geo_advanced | wind-ons | WNC | 448.4635 | 625.5577
geo_advanced | wind-ons | WSC | 538.8275 | 1020.0892
geo_advanced | wind-ofs | ENC | 0.052055 | 1008.869
geo_advanced | wind-ofs | MA | 56.9685 | 593.7884
geo_advanced | wind-ofs | NE | 30.0774 | 146.5637
geo_advanced | wind-ofs | PA | 101.4653 | 627.481
geo_advanced | wind-ofs | SA | 37.5526 | 854.1692
geo_advanced | upv | ENC | 149.2832 | 1008.869
geo_advanced | upv | ESC | 150.1426 | 420.4083
geo_advanced | upv | MA | 40.1044 | 593.7884
geo_advanced | upv | MTN | 98.5001 | 591.0173
geo_advanced | upv | NE | 4.6959 | 146.5637
geo_advanced | upv | PA | 153.5669 | 627.481
geo_advanced | upv | SA | 310.7163 | 854.1692
geo_advanced | upv | WNC | 69.1516 | 625.5577
geo_advanced | upv | WSC | 199.605 | 1020.0892
geo_advanced | dupv | ENC | 0.47473 | 1008.869
geo_advanced | dupv | ESC | 0.25119 | 420.4083
geo_advanced | dupv | MA | 0.25299 | 593.7884
geo_advanced | dupv | MTN | 0.075611 | 591.0173
geo_advanced | dupv | NE | 0.1114 | 146.5637
geo_advanced | dupv | PA | 0.2086 | 627.481
geo_advanced | dupv | SA | 1.2042 | 854.1692
geo_advanced | dupv | WNC | 0.14062 | 625.5577
geo_advanced | dupv | WSC | 0.088275 | 1020.0892
geo_advanced | distpv | ENC | 24.2651 | 1008.869
geo_advanced | distpv | ESC | 12.1409 | 420.4083
geo_advanced | distpv | MA | 23.4775 | 593.7884
geo_advanced | distpv | MTN | 21.648 | 591.0173
geo_advanced | distpv | NE | 11.2144 | 146.5637
geo_advanced | distpv | PA | 45.1844 | 627.481
geo_advanced | distpv | SA | 52.4203 | 854.1692
geo_advanced | distpv | WNC | 14.6961 | 625.5577
geo_advanced | distpv | WSC | 42.9753 | 1020.0892
geo_advanced | pvb | ENC | 15.3048 | 1008.869
geo_advanced | pvb | ESC | 2.3259 | 420.4083
geo_advanced | pvb | MA | 0.0081444 | 593.7884
geo_advanced | pvb | MTN | 8.3957 | 591.0173
geo_advanced | pvb | NE | 0.25902 | 146.5637
geo_advanced | pvb | PA | 10.5097 | 627.481
geo_advanced | pvb | SA | 34.3682 | 854.1692
geo_advanced | pvb | WNC | 19.3256 | 625.5577
geo_advanced | pvb | WSC | 19.0095 | 1020.0892
geo_advanced | battery_2 | ENC | -0.21192 | 1008.869
geo_advanced | battery_2 | ESC | -0.49472 | 420.4083
geo_advanced | battery_2 | MA | -0.24244 | 593.7884
geo_advanced | battery_2 | MTN | -0.4228 | 591.0173
geo_advanced | battery_2 | NE | -0.029494 | 146.5637
geo_advanced | battery_2 | PA | -0.0049568 | 627.481
geo_advanced | battery_2 | SA | -0.91964 | 854.1692
geo_advanced | battery_2 | WNC | -0.33833 | 625.5577
geo_advanced | battery_2 | WSC | -0.53667 | 1020.0892
geo_advanced | battery_4 | ENC | -0.85404 | 1008.869
geo_advanced | battery_4 | ESC | -0.19972 | 420.4083
geo_advanced | battery_4 | MA | -1.2612 | 593.7884
geo_advanced | battery_4 | MTN | -2.9104 | 591.0173
geo_advanced | battery_4 | NE | -1.0649 | 146.5637
geo_advanced | battery_4 | PA | -3.1474 | 627.481
geo_advanced | battery_4 | SA | -8.9207 | 854.1692
geo_advanced | battery_4 | WNC | -0.985 | 625.5577
geo_advanced | battery_4 | WSC | -3.3717 | 1020.0892
geo_advanced | battery_6 | ENC | -0.68852 | 1008.869
geo_advanced | battery_6 | ESC | -0.86388 | 420.4083
geo_advanced | battery_6 | MA | -1.1864 | 593.7884
geo_advanced | battery_6 | MTN | -1.4647 | 591.0173
geo_advanced | battery_6 | PA | -4.3587 | 627.481
geo_advanced | battery_6 | SA | -11.5818 | 854.1692
geo_advanced | battery_6 | WNC | -0.23316 | 625.5577
geo_advanced | battery_6 | WSC | -1.752 | 1020.0892
geo_advanced | battery_8 | ESC | -0.30359 | 420.4083
geo_advanced | battery_8 | MA | -0.031279 | 593.7884
geo_advanced | battery_8 | MTN | -0.011739 | 591.0173
geo_advanced | battery_8 | PA | -0.27076 | 627.481
geo_advanced | battery_8 | SA | -1.0862 | 854.1692
geo_advanced | battery_8 | WNC | -0.058429 | 625.5577
geo_advanced | battery_8 | WSC | -1.2479 | 1020.0892
geo_advanced | pumped-hydro | ENC | -0.041334 | 1008.869
geo_advanced | pumped-hydro | ESC | -0.075467 | 420.4083
geo_advanced | pumped-hydro | MA | -0.098693 | 593.7884
geo_advanced | pumped-hydro | NE | -0.01252 | 146.5637
geo_advanced | pumped-hydro | PA | -0.70149 | 627.481
geo_advanced | pumped-hydro | SA | -0.12529 | 854.1692
geo_advanced | pumped-hydro | WNC | -0.04727 | 625.5577
geo_advanced | pumped-hydro | WSC | -0.020771 | 1020.0892
geo_advanced | Canada | ENC | 3.1903 | 1008.869
geo_advanced | Canada | MA | 23.0795 | 593.7884
geo_advanced | Canada | MTN | 0.07008 | 591.0173
geo_advanced | Canada | NE | 20.5117 | 146.5637
geo_advanced | Canada | PA | 9.9373 | 627.481
geo_advanced | Canada | WNC | 20.9561 | 625.5577

## 9_Operating Reserves (TW-h)
ortype | scenario | tech | year | Reserves (TW-h) | Net Level Reserves (TW-h)
flex | geo_advanced | nuclear | 2010 | 0 | 105.1613
flex | geo_advanced | nuclear | 2012 | 0 | 76.9436
flex | geo_advanced | nuclear | 2014 | 0 | 133.7537
flex | geo_advanced | nuclear | 2016 | 0 | 102.8622
flex | geo_advanced | nuclear | 2018 | 0 | 112.7206
flex | geo_advanced | nuclear | 2020 | 0 | 116.2116
flex | geo_advanced | nuclear | 2022 | 0.054259 | 123.1164
flex | geo_advanced | nuclear | 2024 | 1.6 | 199.2479
flex | geo_advanced | nuclear | 2026 | 3.8518 | 230.7511
flex | geo_advanced | nuclear | 2028 | 11.1692 | 317.7685
flex | geo_advanced | nuclear | 2030 | 20.9189 | 353.7254
flex | geo_advanced | nuclear | 2032 | 19.7006 | 379.7126
flex | geo_advanced | nuclear | 2034 | 16.139 | 402.1525
flex | geo_advanced | nuclear | 2036 | 11.1183 | 422.2096
flex | geo_advanced | nuclear | 2038 | 10.735 | 468.7581
flex | geo_advanced | nuclear | 2040 | 6.0243 | 453.0819
flex | geo_advanced | nuclear | 2042 | 1.8065 | 463.9883
flex | geo_advanced | nuclear | 2044 | 0.13833 | 460.9876
flex | geo_advanced | nuclear | 2046 | 0.33665 | 501.5691
flex | geo_advanced | nuclear | 2048 | 0.40465 | 499.6679
flex | geo_advanced | nuclear | 2050 | 0.064406 | 481.0669
flex | geo_advanced | coal | 2010 | 20.8586 | 105.1613
flex | geo_advanced | coal | 2012 | 28.7345 | 76.9436
flex | geo_advanced | coal | 2014 | 27.9831 | 133.7537
flex | geo_advanced | coal | 2016 | 48.8439 | 102.8622
flex | geo_advanced | coal | 2018 | 33.6161 | 112.7206
flex | geo_advanced | coal | 2020 | 46.7763 | 116.2116
flex | geo_advanced | coal | 2022 | 39.4928 | 123.1164
flex | geo_advanced | coal | 2024 | 82.6669 | 199.2479
flex | geo_advanced | coal | 2026 | 64.2981 | 230.7511
flex | geo_advanced | coal | 2028 | 62.9009 | 317.7685
flex | geo_advanced | coal | 2030 | 51.821 | 353.7254
flex | geo_advanced | coal | 2032 | 44.5833 | 379.7126
flex | geo_advanced | coal | 2034 | 35.2961 | 402.1525
flex | geo_advanced | coal | 2036 | 36.6982 | 422.2096
flex | geo_advanced | coal | 2038 | 36.0057 | 468.7581
flex | geo_advanced | coal | 2040 | 27.5232 | 453.0819
flex | geo_advanced | coal | 2042 | 26.4585 | 463.9883
flex | geo_advanced | coal | 2044 | 25.7675 | 460.9876
flex | geo_advanced | coal | 2046 | 25.9903 | 501.5691
flex | geo_advanced | coal | 2048 | 22.751 | 499.6679
flex | geo_advanced | coal | 2050 | 22.7023 | 481.0669
flex | geo_advanced | gas-cc | 2010 | 46.4871 | 105.1613
flex | geo_advanced | gas-cc | 2012 | 10.4134 | 76.9436
flex | geo_advanced | gas-cc | 2014 | 53.7446 | 133.7537
flex | geo_advanced | gas-cc | 2016 | 13.9506 | 102.8622
flex | geo_advanced | gas-cc | 2018 | 24.1923 | 112.7206
flex | geo_advanced | gas-cc | 2020 | 24.168 | 116.2116
flex | geo_advanced | gas-cc | 2022 | 39.6422 | 123.1164
flex | geo_advanced | gas-cc | 2024 | 71.522 | 199.2479
flex | geo_advanced | gas-cc | 2026 | 98.9144 | 230.7511
flex | geo_advanced | gas-cc | 2028 | 126.194 | 317.7685
flex | geo_advanced | gas-cc | 2030 | 118.7727 | 353.7254
flex | geo_advanced | gas-cc | 2032 | 96.8169 | 379.7126
flex | geo_advanced | gas-cc | 2034 | 72.2976 | 402.1525
flex | geo_advanced | gas-cc | 2036 | 61.0022 | 422.2096
flex | geo_advanced | gas-cc | 2038 | 56.367 | 468.7581
flex | geo_advanced | gas-cc | 2040 | 47.5949 | 453.0819
flex | geo_advanced | gas-cc | 2042 | 75.3001 | 463.9883
flex | geo_advanced | gas-cc | 2044 | 72.6807 | 460.9876
flex | geo_advanced | gas-cc | 2046 | 78.4737 | 501.5691
flex | geo_advanced | gas-cc | 2048 | 71.9851 | 499.6679
flex | geo_advanced | gas-cc | 2050 | 73.2025 | 481.0669
flex | geo_advanced | gas-cc-ccs_mod_upgrade | 2010 | 0 | 105.1613
flex | geo_advanced | gas-cc-ccs_mod_upgrade | 2012 | 0 | 76.9436
flex | geo_advanced | gas-cc-ccs_mod_upgrade | 2014 | 0 | 133.7537
flex | geo_advanced | gas-cc-ccs_mod_upgrade | 2016 | 0 | 102.8622
flex | geo_advanced | gas-cc-ccs_mod_upgrade | 2018 | 0 | 112.7206
flex | geo_advanced | gas-cc-ccs_mod_upgrade | 2020 | 0 | 116.2116
flex | geo_advanced | gas-cc-ccs_mod_upgrade | 2022 | 0 | 123.1164
flex | geo_advanced | gas-cc-ccs_mod_upgrade | 2024 | 0 | 199.2479
flex | geo_advanced | gas-cc-ccs_mod_upgrade | 2026 | 0 | 230.7511
flex | geo_advanced | gas-cc-ccs_mod_upgrade | 2028 | 0 | 317.7685
flex | geo_advanced | gas-cc-ccs_mod_upgrade | 2030 | 0 | 353.7254
flex | geo_advanced | gas-cc-ccs_mod_upgrade | 2032 | 0 | 379.7126
flex | geo_advanced | gas-cc-ccs_mod_upgrade | 2034 | 0.14919 | 402.1525
flex | geo_advanced | gas-cc-ccs_mod_upgrade | 2036 | 0 | 422.2096
flex | geo_advanced | gas-cc-ccs_mod_upgrade | 2038 | 0 | 468.7581
flex | geo_advanced | gas-cc-ccs_mod_upgrade | 2040 | 1.3872 | 453.0819
flex | geo_advanced | gas-cc-ccs_mod_upgrade | 2042 | 1.0432 | 463.9883
flex | geo_advanced | gas-cc-ccs_mod_upgrade | 2044 | 0.6768 | 460.9876
flex | geo_advanced | gas-cc-ccs_mod_upgrade | 2046 | 2.5837 | 501.5691
flex | geo_advanced | gas-cc-ccs_mod_upgrade | 2048 | 2.4007 | 499.6679
flex | geo_advanced | gas-cc-ccs_mod_upgrade | 2050 | 2.4735 | 481.0669
flex | geo_advanced | gas-ct | 2010 | 3.8943 | 105.1613
flex | geo_advanced | gas-ct | 2012 | 2.4515 | 76.9436
flex | geo_advanced | gas-ct | 2014 | 4.0694 | 133.7537
flex | geo_advanced | gas-ct | 2016 | 3.0126 | 102.8622
flex | geo_advanced | gas-ct | 2018 | 4.364 | 112.7206
flex | geo_advanced | gas-ct | 2020 | 8.4922 | 116.2116
flex | geo_advanced | gas-ct | 2022 | 7.6104 | 123.1164
flex | geo_advanced | gas-ct | 2024 | 11.1471 | 199.2479
flex | geo_advanced | gas-ct | 2026 | 14.181 | 230.7511
flex | geo_advanced | gas-ct | 2028 | 25.2973 | 317.7685
flex | geo_advanced | gas-ct | 2030 | 27.12 | 353.7254
flex | geo_advanced | gas-ct | 2032 | 26.3945 | 379.7126
flex | geo_advanced | gas-ct | 2034 | 19.8372 | 402.1525
flex | geo_advanced | gas-ct | 2036 | 17.91 | 422.2096
flex | geo_advanced | gas-ct | 2038 | 26.4166 | 468.7581
flex | geo_advanced | gas-ct | 2040 | 35.6166 | 453.0819
flex | geo_advanced | gas-ct | 2042 | 39.7464 | 463.9883
flex | geo_advanced | gas-ct | 2044 | 60.5978 | 460.9876
flex | geo_advanced | gas-ct | 2046 | 78.1012 | 501.5691
flex | geo_advanced | gas-ct | 2048 | 75.7927 | 499.6679
flex | geo_advanced | gas-ct | 2050 | 93.788 | 481.0669
flex | geo_advanced | o-g-s | 2010 | 7.142 | 105.1613
flex | geo_advanced | o-g-s | 2012 | 4.5875 | 76.9436
flex | geo_advanced | o-g-s | 2014 | 8.8438 | 133.7537
flex | geo_advanced | o-g-s | 2016 | 6.5618 | 102.8622
flex | geo_advanced | o-g-s | 2018 | 6.0291 | 112.7206
flex | geo_advanced | o-g-s | 2020 | 9.901 | 116.2116
flex | geo_advanced | o-g-s | 2022 | 7.098 | 123.1164
flex | geo_advanced | o-g-s | 2024 | 5.4891 | 199.2479
flex | geo_advanced | o-g-s | 2026 | 6.8668 | 230.7511
flex | geo_advanced | o-g-s | 2028 | 7.914 | 317.7685
flex | geo_advanced | o-g-s | 2030 | 8.0302 | 353.7254
flex | geo_advanced | o-g-s | 2032 | 6.217 | 379.7126
flex | geo_advanced | o-g-s | 2034 | 5.8958 | 402.1525
flex | geo_advanced | o-g-s | 2036 | 4.7444 | 422.2096
flex | geo_advanced | o-g-s | 2038 | 4.9838 | 468.7581
flex | geo_advanced | o-g-s | 2040 | 4.1851 | 453.0819
flex | geo_advanced | o-g-s | 2042 | 3.9959 | 463.9883
flex | geo_advanced | o-g-s | 2044 | 2.9052 | 460.9876
flex | geo_advanced | o-g-s | 2046 | 3.4514 | 501.5691
flex | geo_advanced | o-g-s | 2048 | 1.8018 | 499.6679
flex | geo_advanced | o-g-s | 2050 | 0.89483 | 481.0669
flex | geo_advanced | hydro | 2010 | 22.4275 | 105.1613
flex | geo_advanced | hydro | 2012 | 23.764 | 76.9436
flex | geo_advanced | hydro | 2014 | 30.8831 | 133.7537
flex | geo_advanced | hydro | 2016 | 22.6551 | 102.8622
flex | geo_advanced | hydro | 2018 | 37.2429 | 112.7206
flex | geo_advanced | hydro | 2020 | 19.0131 | 116.2116
flex | geo_advanced | hydro | 2022 | 21.7399 | 123.1164
flex | geo_advanced | hydro | 2024 | 19.2933 | 199.2479
flex | geo_advanced | hydro | 2026 | 30.8082 | 230.7511
flex | geo_advanced | hydro | 2028 | 53.4652 | 317.7685
flex | geo_advanced | hydro | 2030 | 58.2978 | 353.7254
flex | geo_advanced | hydro | 2032 | 63.505 | 379.7126
flex | geo_advanced | hydro | 2034 | 68.1587 | 402.1525
flex | geo_advanced | hydro | 2036 | 47.2196 | 422.2096
flex | geo_advanced | hydro | 2038 | 62.6147 | 468.7581
flex | geo_advanced | hydro | 2040 | 60.0501 | 453.0819
flex | geo_advanced | hydro | 2042 | 62.8008 | 463.9883
flex | geo_advanced | hydro | 2044 | 44.1247 | 460.9876
flex | geo_advanced | hydro | 2046 | 65.7245 | 501.5691
flex | geo_advanced | hydro | 2048 | 69.1584 | 499.6679
flex | geo_advanced | hydro | 2050 | 63.1447 | 481.0669
flex | geo_advanced | geothermal | 2010 | 0 | 105.1613
flex | geo_advanced | geothermal | 2012 | 0 | 76.9436
flex | geo_advanced | geothermal | 2014 | 0 | 133.7537
flex | geo_advanced | geothermal | 2016 | 0 | 102.8622
flex | geo_advanced | geothermal | 2018 | 0 | 112.7206
flex | geo_advanced | geothermal | 2020 | 0 | 116.2116
flex | geo_advanced | geothermal | 2022 | 5.9228e-05 | 123.1164
flex | geo_advanced | geothermal | 2024 | 0 | 199.2479
flex | geo_advanced | geothermal | 2026 | 0 | 230.7511
flex | geo_advanced | geothermal | 2028 | 0 | 317.7685
flex | geo_advanced | geothermal | 2030 | 0 | 353.7254
flex | geo_advanced | geothermal | 2032 | 0.0088988 | 379.7126
flex | geo_advanced | geothermal | 2034 | 0.00046694 | 402.1525
flex | geo_advanced | geothermal | 2036 | 0.11337 | 422.2096
flex | geo_advanced | geothermal | 2038 | 0.138 | 468.7581
flex | geo_advanced | geothermal | 2040 | 0.027282 | 453.0819
flex | geo_advanced | geothermal | 2042 | 0 | 463.9883
flex | geo_advanced | geothermal | 2044 | 0 | 460.9876
flex | geo_advanced | geothermal | 2046 | 0.0014818 | 501.5691
flex | geo_advanced | geothermal | 2048 | 0.0083998 | 499.6679
flex | geo_advanced | geothermal | 2050 | 0.001261 | 481.0669
flex | geo_advanced | biopower | 2010 | 0.12639 | 105.1613
flex | geo_advanced | biopower | 2012 | 0.041583 | 76.9436
flex | geo_advanced | biopower | 2014 | 0.0051815 | 133.7537
flex | geo_advanced | biopower | 2016 | 0.13644 | 102.8622
flex | geo_advanced | biopower | 2018 | 0.083197 | 112.7206
flex | geo_advanced | biopower | 2020 | 0.025001 | 116.2116
flex | geo_advanced | biopower | 2022 | 0.0096268 | 123.1164
flex | geo_advanced | biopower | 2024 | 0.13734 | 199.2479
flex | geo_advanced | biopower | 2026 | 0.15903 | 230.7511
flex | geo_advanced | biopower | 2028 | 0.1221 | 317.7685
flex | geo_advanced | biopower | 2030 | 0.12458 | 353.7254
flex | geo_advanced | biopower | 2032 | 0.093047 | 379.7126
flex | geo_advanced | biopower | 2034 | 0.054628 | 402.1525
flex | geo_advanced | biopower | 2036 | 0.08192 | 422.2096
flex | geo_advanced | biopower | 2038 | 0.077416 | 468.7581
flex | geo_advanced | biopower | 2040 | 0.13419 | 453.0819
flex | geo_advanced | biopower | 2042 | 0.18462 | 463.9883
flex | geo_advanced | biopower | 2044 | 0.093925 | 460.9876
flex | geo_advanced | biopower | 2046 | 0.1913 | 501.5691
flex | geo_advanced | biopower | 2048 | 0.14502 | 499.6679
flex | geo_advanced | biopower | 2050 | 0.11662 | 481.0669
flex | geo_advanced | lfill-gas | 2010 | 0 | 105.1613
flex | geo_advanced | lfill-gas | 2012 | 0 | 76.9436
flex | geo_advanced | lfill-gas | 2014 | 0 | 133.7537
flex | geo_advanced | lfill-gas | 2016 | 0.00023405 | 102.8622
flex | geo_advanced | lfill-gas | 2018 | 0.0032635 | 112.7206
flex | geo_advanced | lfill-gas | 2020 | 0.012132 | 116.2116
flex | geo_advanced | lfill-gas | 2022 | 0.0021544 | 123.1164
flex | geo_advanced | lfill-gas | 2024 | 0.022221 | 199.2479
flex | geo_advanced | lfill-gas | 2026 | 0.0081371 | 230.7511
flex | geo_advanced | lfill-gas | 2028 | 0.063498 | 317.7685
flex | geo_advanced | lfill-gas | 2030 | 0.1967 | 353.7254
flex | geo_advanced | lfill-gas | 2032 | 0.17714 | 379.7126
flex | geo_advanced | lfill-gas | 2034 | 0.15094 | 402.1525
flex | geo_advanced | lfill-gas | 2036 | 0.12732 | 422.2096
flex | geo_advanced | lfill-gas | 2038 | 0.10562 | 468.7581
flex | geo_advanced | lfill-gas | 2040 | 0.051294 | 453.0819
flex | geo_advanced | lfill-gas | 2042 | 0.024223 | 463.9883
flex | geo_advanced | lfill-gas | 2044 | 0.0082444 | 460.9876
flex | geo_advanced | lfill-gas | 2046 | 0.02474 | 501.5691
flex | geo_advanced | lfill-gas | 2048 | 0.013362 | 499.6679
flex | geo_advanced | lfill-gas | 2050 | 0.025179 | 481.0669
flex | geo_advanced | pvb | 2010 | 0 | 105.1613
flex | geo_advanced | pvb | 2012 | 0 | 76.9436
flex | geo_advanced | pvb | 2014 | 3.5823e-05 | 133.7537
flex | geo_advanced | pvb | 2016 | 0 | 102.8622
flex | geo_advanced | pvb | 2018 | 0.00058198 | 112.7206
flex | geo_advanced | pvb | 2020 | 0.00018388 | 116.2116
flex | geo_advanced | pvb | 2022 | 1.6547e-05 | 123.1164
flex | geo_advanced | pvb | 2024 | 0.15658 | 199.2479
flex | geo_advanced | pvb | 2026 | 0.35004 | 230.7511
flex | geo_advanced | pvb | 2028 | 0.44228 | 317.7685
flex | geo_advanced | pvb | 2030 | 1.0958 | 353.7254
flex | geo_advanced | pvb | 2032 | 0.64184 | 379.7126
flex | geo_advanced | pvb | 2034 | 1.2814 | 402.1525
flex | geo_advanced | pvb | 2036 | 1.0114 | 422.2096
flex | geo_advanced | pvb | 2038 | 1.2523 | 468.7581
flex | geo_advanced | pvb | 2040 | 3.8802 | 453.0819
flex | geo_advanced | pvb | 2042 | 3.0942 | 463.9883
flex | geo_advanced | pvb | 2044 | 3.5328 | 460.9876
flex | geo_advanced | pvb | 2046 | 3.606 | 501.5691
flex | geo_advanced | pvb | 2048 | 2.5135 | 499.6679
flex | geo_advanced | pvb | 2050 | 4.0203 | 481.0669
flex | geo_advanced | battery_2 | 2010 | 0 | 105.1613
flex | geo_advanced | battery_2 | 2012 | 0 | 76.9436
flex | geo_advanced | battery_2 | 2014 | 0 | 133.7537
flex | geo_advanced | battery_2 | 2016 | 0 | 102.8622
flex | geo_advanced | battery_2 | 2018 | 0.00041034 | 112.7206
flex | geo_advanced | battery_2 | 2020 | 0.005996 | 116.2116
flex | geo_advanced | battery_2 | 2022 | 0 | 123.1164
flex | geo_advanced | battery_2 | 2024 | 0.2145 | 199.2479
flex | geo_advanced | battery_2 | 2026 | 0.27693 | 230.7511
flex | geo_advanced | battery_2 | 2028 | 1.5412 | 317.7685
flex | geo_advanced | battery_2 | 2030 | 3.4634 | 353.7254
flex | geo_advanced | battery_2 | 2032 | 2.9153 | 379.7126
flex | geo_advanced | battery_2 | 2034 | 2.5533 | 402.1525
flex | geo_advanced | battery_2 | 2036 | 4.2094 | 422.2096
flex | geo_advanced | battery_2 | 2038 | 1.5184 | 468.7581
flex | geo_advanced | battery_2 | 2040 | 2.2966 | 453.0819
flex | geo_advanced | battery_2 | 2042 | 2.873 | 463.9883
flex | geo_advanced | battery_2 | 2044 | 4.8444 | 460.9876
flex | geo_advanced | battery_2 | 2046 | 5.2017 | 501.5691
flex | geo_advanced | battery_2 | 2048 | 3.7413 | 499.6679
flex | geo_advanced | battery_2 | 2050 | 4.8729 | 481.0669
flex | geo_advanced | battery_4 | 2010 | 0 | 105.1613
flex | geo_advanced | battery_4 | 2012 | 0 | 76.9436
flex | geo_advanced | battery_4 | 2014 | 0 | 133.7537
flex | geo_advanced | battery_4 | 2016 | 0 | 102.8622
flex | geo_advanced | battery_4 | 2018 | 0 | 112.7206
flex | geo_advanced | battery_4 | 2020 | 0.018329 | 116.2116
flex | geo_advanced | battery_4 | 2022 | 0 | 123.1164
flex | geo_advanced | battery_4 | 2024 | 0.029389 | 199.2479
flex | geo_advanced | battery_4 | 2026 | 1.0734 | 230.7511
flex | geo_advanced | battery_4 | 2028 | 6.1992 | 317.7685
flex | geo_advanced | battery_4 | 2030 | 26.794 | 353.7254
flex | geo_advanced | battery_4 | 2032 | 44.8097 | 379.7126
flex | geo_advanced | battery_4 | 2034 | 61.864 | 402.1525
flex | geo_advanced | battery_4 | 2036 | 61.6969 | 422.2096
flex | geo_advanced | battery_4 | 2038 | 60.6971 | 468.7581
flex | geo_advanced | battery_4 | 2040 | 55.7021 | 453.0819
flex | geo_advanced | battery_4 | 2042 | 51.7466 | 463.9883
flex | geo_advanced | battery_4 | 2044 | 59.6856 | 460.9876
flex | geo_advanced | battery_4 | 2046 | 50.2525 | 501.5691
flex | geo_advanced | battery_4 | 2048 | 74.7113 | 499.6679
flex | geo_advanced | battery_4 | 2050 | 70.0494 | 481.0669
flex | geo_advanced | battery_6 | 2010 | 0 | 105.1613
flex | geo_advanced | battery_6 | 2012 | 0 | 76.9436
flex | geo_advanced | battery_6 | 2014 | 0 | 133.7537
flex | geo_advanced | battery_6 | 2016 | 0 | 102.8622
flex | geo_advanced | battery_6 | 2018 | 0 | 112.7206
flex | geo_advanced | battery_6 | 2020 | 0 | 116.2116
flex | geo_advanced | battery_6 | 2022 | 0 | 123.1164
flex | geo_advanced | battery_6 | 2024 | 0.022755 | 199.2479
flex | geo_advanced | battery_6 | 2026 | 0.09411 | 230.7511
flex | geo_advanced | battery_6 | 2028 | 0.75321 | 317.7685
flex | geo_advanced | battery_6 | 2030 | 5.9979 | 353.7254
flex | geo_advanced | battery_6 | 2032 | 20.0258 | 379.7126
flex | geo_advanced | battery_6 | 2034 | 38.7776 | 402.1525
flex | geo_advanced | battery_6 | 2036 | 83.518 | 422.2096
flex | geo_advanced | battery_6 | 2038 | 72.6529 | 468.7581
flex | geo_advanced | battery_6 | 2040 | 74.011 | 453.0819
flex | geo_advanced | battery_6 | 2042 | 81.4212 | 463.9883
flex | geo_advanced | battery_6 | 2044 | 72.9835 | 460.9876
flex | geo_advanced | battery_6 | 2046 | 59.8844 | 501.5691
flex | geo_advanced | battery_6 | 2048 | 59.5427 | 499.6679
flex | geo_advanced | battery_6 | 2050 | 54.711 | 481.0669
flex | geo_advanced | battery_8 | 2010 | 0 | 105.1613
flex | geo_advanced | battery_8 | 2012 | 0 | 76.9436
flex | geo_advanced | battery_8 | 2014 | 0 | 133.7537
flex | geo_advanced | battery_8 | 2016 | 0 | 102.8622
flex | geo_advanced | battery_8 | 2018 | 0 | 112.7206
flex | geo_advanced | battery_8 | 2020 | 0 | 116.2116
flex | geo_advanced | battery_8 | 2022 | 0 | 123.1164
flex | geo_advanced | battery_8 | 2024 | 0 | 199.2479
flex | geo_advanced | battery_8 | 2026 | 0 | 230.7511
flex | geo_advanced | battery_8 | 2028 | 0 | 317.7685
flex | geo_advanced | battery_8 | 2030 | 0 | 353.7254
flex | geo_advanced | battery_8 | 2032 | 0 | 379.7126
flex | geo_advanced | battery_8 | 2034 | 3.025 | 402.1525
flex | geo_advanced | battery_8 | 2036 | 18.3058 | 422.2096
flex | geo_advanced | battery_8 | 2038 | 34.091 | 468.7581
flex | geo_advanced | battery_8 | 2040 | 40.1933 | 453.0819
flex | geo_advanced | battery_8 | 2042 | 38.0666 | 463.9883
flex | geo_advanced | battery_8 | 2044 | 27.2753 | 460.9876
flex | geo_advanced | battery_8 | 2046 | 40.2991 | 501.5691
flex | geo_advanced | battery_8 | 2048 | 35.2374 | 499.6679
flex | geo_advanced | battery_8 | 2050 | 23.5255 | 481.0669
flex | geo_advanced | pumped-hydro | 2010 | 4.2255 | 105.1613
flex | geo_advanced | pumped-hydro | 2012 | 6.9511 | 76.9436
flex | geo_advanced | pumped-hydro | 2014 | 8.2245 | 133.7537
flex | geo_advanced | pumped-hydro | 2016 | 7.7016 | 102.8622
flex | geo_advanced | pumped-hydro | 2018 | 7.1888 | 112.7206
flex | geo_advanced | pumped-hydro | 2020 | 7.7992 | 116.2116
flex | geo_advanced | pumped-hydro | 2022 | 7.467 | 123.1164
flex | geo_advanced | pumped-hydro | 2024 | 6.9467 | 199.2479
flex | geo_advanced | pumped-hydro | 2026 | 9.8692 | 230.7511
flex | geo_advanced | pumped-hydro | 2028 | 21.7064 | 317.7685
flex | geo_advanced | pumped-hydro | 2030 | 31.0924 | 353.7254
flex | geo_advanced | pumped-hydro | 2032 | 53.8236 | 379.7126
flex | geo_advanced | pumped-hydro | 2034 | 76.6716 | 402.1525
flex | geo_advanced | pumped-hydro | 2036 | 74.4529 | 422.2096
flex | geo_advanced | pumped-hydro | 2038 | 101.1027 | 468.7581
flex | geo_advanced | pumped-hydro | 2040 | 94.4045 | 453.0819
flex | geo_advanced | pumped-hydro | 2042 | 75.4266 | 463.9883
flex | geo_advanced | pumped-hydro | 2044 | 85.6728 | 460.9876
flex | geo_advanced | pumped-hydro | 2046 | 87.4465 | 501.5691
flex | geo_advanced | pumped-hydro | 2048 | 79.4604 | 499.6679
flex | geo_advanced | pumped-hydro | 2050 | 67.4745 | 481.0669
reg | geo_advanced | nuclear | 2010 | 0 | 40.8311
reg | geo_advanced | nuclear | 2012 | 0 | 40.6388
reg | geo_advanced | nuclear | 2014 | 0 | 41.4133
reg | geo_advanced | nuclear | 2016 | 0 | 41.7362
reg | geo_advanced | nuclear | 2018 | 0 | 42.5507
reg | geo_advanced | nuclear | 2020 | 0 | 45.569
reg | geo_advanced | nuclear | 2022 | 0 | 47.6788
reg | geo_advanced | nuclear | 2024 | 0 | 53.1285
reg | geo_advanced | nuclear | 2026 | 0 | 57.6725
reg | geo_advanced | nuclear | 2028 | 0 | 60.3207
reg | geo_advanced | nuclear | 2030 | 0 | 65.3739
reg | geo_advanced | nuclear | 2032 | 0 | 67.9463
reg | geo_advanced | nuclear | 2034 | 0 | 71.2907
reg | geo_advanced | nuclear | 2036 | 0 | 74.3059
reg | geo_advanced | nuclear | 2038 | 0 | 76.6259
reg | geo_advanced | nuclear | 2040 | 0 | 77.7033
reg | geo_advanced | nuclear | 2042 | 0 | 78.9548
reg | geo_advanced | nuclear | 2044 | 0 | 80.2495
reg | geo_advanced | nuclear | 2046 | 0 | 81.795
reg | geo_advanced | nuclear | 2048 | 0 | 83.0443
reg | geo_advanced | nuclear | 2050 | 0 | 85.3456
reg | geo_advanced | coal | 2010 | 0.010721 | 40.8311
reg | geo_advanced | coal | 2012 | 0.16112 | 40.6388
reg | geo_advanced | coal | 2014 | 0.012267 | 41.4133
reg | geo_advanced | coal | 2016 | 0.10917 | 41.7362
reg | geo_advanced | coal | 2018 | 0.1418 | 42.5507
reg | geo_advanced | coal | 2020 | 1.1387 | 45.569
reg | geo_advanced | coal | 2022 | 0.16308 | 47.6788
reg | geo_advanced | coal | 2024 | 0.074419 | 53.1285
reg | geo_advanced | coal | 2026 | 0.042293 | 57.6725
reg | geo_advanced | coal | 2028 | 0.10975 | 60.3207
reg | geo_advanced | coal | 2030 | 0 | 65.3739
reg | geo_advanced | coal | 2032 | 0 | 67.9463
reg | geo_advanced | coal | 2034 | 0 | 71.2907
reg | geo_advanced | coal | 2036 | 0.0057603 | 74.3059
reg | geo_advanced | coal | 2038 | 4.8652e-05 | 76.6259
reg | geo_advanced | coal | 2040 | 0 | 77.7033
reg | geo_advanced | coal | 2042 | 0 | 78.9548
reg | geo_advanced | coal | 2044 | 0 | 80.2495
reg | geo_advanced | coal | 2046 | 5.6865e-05 | 81.795
reg | geo_advanced | coal | 2048 | 0 | 83.0443
reg | geo_advanced | coal | 2050 | 0.0063178 | 85.3456
reg | geo_advanced | gas-cc | 2010 | 4.5439 | 40.8311
reg | geo_advanced | gas-cc | 2012 | 2.6677 | 40.6388
reg | geo_advanced | gas-cc | 2014 | 3.8207 | 41.4133
reg | geo_advanced | gas-cc | 2016 | 1.6864 | 41.7362
reg | geo_advanced | gas-cc | 2018 | 2.6097 | 42.5507
reg | geo_advanced | gas-cc | 2020 | 2.3105 | 45.569
reg | geo_advanced | gas-cc | 2022 | 0.89399 | 47.6788
reg | geo_advanced | gas-cc | 2024 | 0.76963 | 53.1285
reg | geo_advanced | gas-cc | 2026 | 2.5075 | 57.6725
reg | geo_advanced | gas-cc | 2028 | 1.5417 | 60.3207
reg | geo_advanced | gas-cc | 2030 | 1.6502 | 65.3739
reg | geo_advanced | gas-cc | 2032 | 0.96705 | 67.9463
reg | geo_advanced | gas-cc | 2034 | 0.80066 | 71.2907
reg | geo_advanced | gas-cc | 2036 | 0.51093 | 74.3059
reg | geo_advanced | gas-cc | 2038 | 0.56746 | 76.6259
reg | geo_advanced | gas-cc | 2040 | 0.29819 | 77.7033
reg | geo_advanced | gas-cc | 2042 | 0.30629 | 78.9548
reg | geo_advanced | gas-cc | 2044 | 0.44607 | 80.2495
reg | geo_advanced | gas-cc | 2046 | 0.014882 | 81.795
reg | geo_advanced | gas-cc | 2048 | 0.014975 | 83.0443
reg | geo_advanced | gas-cc | 2050 | 0.085538 | 85.3456
reg | geo_advanced | gas-cc-ccs_mod_upgrade | 2010 | 0 | 40.8311
reg | geo_advanced | gas-cc-ccs_mod_upgrade | 2012 | 0 | 40.6388
reg | geo_advanced | gas-cc-ccs_mod_upgrade | 2014 | 0 | 41.4133
reg | geo_advanced | gas-cc-ccs_mod_upgrade | 2016 | 0 | 41.7362
reg | geo_advanced | gas-cc-ccs_mod_upgrade | 2018 | 0 | 42.5507
reg | geo_advanced | gas-cc-ccs_mod_upgrade | 2020 | 0 | 45.569
reg | geo_advanced | gas-cc-ccs_mod_upgrade | 2022 | 0 | 47.6788
reg | geo_advanced | gas-cc-ccs_mod_upgrade | 2024 | 0 | 53.1285
reg | geo_advanced | gas-cc-ccs_mod_upgrade | 2026 | 0 | 57.6725
reg | geo_advanced | gas-cc-ccs_mod_upgrade | 2028 | 0 | 60.3207
reg | geo_advanced | gas-cc-ccs_mod_upgrade | 2030 | 0 | 65.3739
reg | geo_advanced | gas-cc-ccs_mod_upgrade | 2032 | 0 | 67.9463
reg | geo_advanced | gas-cc-ccs_mod_upgrade | 2034 | 0 | 71.2907
reg | geo_advanced | gas-cc-ccs_mod_upgrade | 2036 | 0 | 74.3059
reg | geo_advanced | gas-cc-ccs_mod_upgrade | 2038 | 0 | 76.6259
reg | geo_advanced | gas-cc-ccs_mod_upgrade | 2040 | 0 | 77.7033
reg | geo_advanced | gas-cc-ccs_mod_upgrade | 2042 | 0 | 78.9548
reg | geo_advanced | gas-cc-ccs_mod_upgrade | 2044 | 0 | 80.2495
reg | geo_advanced | gas-cc-ccs_mod_upgrade | 2046 | 0 | 81.795
reg | geo_advanced | gas-cc-ccs_mod_upgrade | 2048 | 0 | 83.0443
reg | geo_advanced | gas-cc-ccs_mod_upgrade | 2050 | 0 | 85.3456
reg | geo_advanced | gas-ct | 2010 | 6.3405 | 40.8311
reg | geo_advanced | gas-ct | 2012 | 5.053 | 40.6388
reg | geo_advanced | gas-ct | 2014 | 5.653 | 41.4133
reg | geo_advanced | gas-ct | 2016 | 5.1996 | 41.7362
reg | geo_advanced | gas-ct | 2018 | 5.1841 | 42.5507
reg | geo_advanced | gas-ct | 2020 | 7.3055 | 45.569
reg | geo_advanced | gas-ct | 2022 | 3.81 | 47.6788
reg | geo_advanced | gas-ct | 2024 | 4.9493 | 53.1285
reg | geo_advanced | gas-ct | 2026 | 4.8286 | 57.6725
reg | geo_advanced | gas-ct | 2028 | 3.335 | 60.3207
reg | geo_advanced | gas-ct | 2030 | 3.8071 | 65.3739
reg | geo_advanced | gas-ct | 2032 | 1.7672 | 67.9463
reg | geo_advanced | gas-ct | 2034 | 1.0318 | 71.2907
reg | geo_advanced | gas-ct | 2036 | 1.0288 | 74.3059
reg | geo_advanced | gas-ct | 2038 | 0.61853 | 76.6259
reg | geo_advanced | gas-ct | 2040 | 0.33148 | 77.7033
reg | geo_advanced | gas-ct | 2042 | 0.45149 | 78.9548
reg | geo_advanced | gas-ct | 2044 | 0.10765 | 80.2495
reg | geo_advanced | gas-ct | 2046 | 0.65553 | 81.795
reg | geo_advanced | gas-ct | 2048 | 0.46046 | 83.0443
reg | geo_advanced | gas-ct | 2050 | 1.4095 | 85.3456
reg | geo_advanced | o-g-s | 2010 | 2.7894 | 40.8311
reg | geo_advanced | o-g-s | 2012 | 3.2705 | 40.6388
reg | geo_advanced | o-g-s | 2014 | 2.8783 | 41.4133
reg | geo_advanced | o-g-s | 2016 | 3.4346 | 41.7362
reg | geo_advanced | o-g-s | 2018 | 1.4293 | 42.5507
reg | geo_advanced | o-g-s | 2020 | 1.9789 | 45.569
reg | geo_advanced | o-g-s | 2022 | 2.8018 | 47.6788
reg | geo_advanced | o-g-s | 2024 | 1.8661 | 53.1285
reg | geo_advanced | o-g-s | 2026 | 1.0944 | 57.6725
reg | geo_advanced | o-g-s | 2028 | 0.79806 | 60.3207
reg | geo_advanced | o-g-s | 2030 | 0.326 | 65.3739
reg | geo_advanced | o-g-s | 2032 | 0.27899 | 67.9463
reg | geo_advanced | o-g-s | 2034 | 0.21102 | 71.2907
reg | geo_advanced | o-g-s | 2036 | 0.13546 | 74.3059
reg | geo_advanced | o-g-s | 2038 | 0.041725 | 76.6259
reg | geo_advanced | o-g-s | 2040 | 0.063861 | 77.7033
reg | geo_advanced | o-g-s | 2042 | 0.032052 | 78.9548
reg | geo_advanced | o-g-s | 2044 | 0.029809 | 80.2495
reg | geo_advanced | o-g-s | 2046 | 0.021204 | 81.795
reg | geo_advanced | o-g-s | 2048 | 0.0049664 | 83.0443
reg | geo_advanced | o-g-s | 2050 | 0.0016177 | 85.3456
reg | geo_advanced | hydro | 2010 | 0.1052 | 40.8311
reg | geo_advanced | hydro | 2012 | 0.050098 | 40.6388
reg | geo_advanced | hydro | 2014 | 0.022233 | 41.4133
reg | geo_advanced | hydro | 2016 | 0.14675 | 41.7362
reg | geo_advanced | hydro | 2018 | 0.053158 | 42.5507
reg | geo_advanced | hydro | 2020 | 0.28216 | 45.569
reg | geo_advanced | hydro | 2022 | 0.28493 | 47.6788
reg | geo_advanced | hydro | 2024 | 0.63186 | 53.1285
reg | geo_advanced | hydro | 2026 | 1.2294 | 57.6725
reg | geo_advanced | hydro | 2028 | 1.1435 | 60.3207
reg | geo_advanced | hydro | 2030 | 2.6717 | 65.3739
reg | geo_advanced | hydro | 2032 | 1.1064 | 67.9463
reg | geo_advanced | hydro | 2034 | 0.97381 | 71.2907
reg | geo_advanced | hydro | 2036 | 0.91315 | 74.3059
reg | geo_advanced | hydro | 2038 | 0.38587 | 76.6259
reg | geo_advanced | hydro | 2040 | 0.30211 | 77.7033
reg | geo_advanced | hydro | 2042 | 0.36618 | 78.9548
reg | geo_advanced | hydro | 2044 | 0.006915 | 80.2495
reg | geo_advanced | hydro | 2046 | 0.059259 | 81.795
reg | geo_advanced | hydro | 2048 | 0.0037815 | 83.0443
reg | geo_advanced | hydro | 2050 | 0.0058138 | 85.3456
reg | geo_advanced | geothermal | 2010 | 0 | 40.8311
reg | geo_advanced | geothermal | 2012 | 0 | 40.6388
reg | geo_advanced | geothermal | 2014 | 0 | 41.4133
reg | geo_advanced | geothermal | 2016 | 0 | 41.7362
reg | geo_advanced | geothermal | 2018 | 0 | 42.5507
reg | geo_advanced | geothermal | 2020 | 0 | 45.569
reg | geo_advanced | geothermal | 2022 | 0 | 47.6788
reg | geo_advanced | geothermal | 2024 | 0 | 53.1285
reg | geo_advanced | geothermal | 2026 | 0 | 57.6725
reg | geo_advanced | geothermal | 2028 | 0 | 60.3207
reg | geo_advanced | geothermal | 2030 | 0 | 65.3739
reg | geo_advanced | geothermal | 2032 | 0 | 67.9463
reg | geo_advanced | geothermal | 2034 | 0 | 71.2907
reg | geo_advanced | geothermal | 2036 | 0 | 74.3059
reg | geo_advanced | geothermal | 2038 | 0 | 76.6259
reg | geo_advanced | geothermal | 2040 | 0 | 77.7033
reg | geo_advanced | geothermal | 2042 | 0 | 78.9548
reg | geo_advanced | geothermal | 2044 | 0 | 80.2495
reg | geo_advanced | geothermal | 2046 | 0 | 81.795
reg | geo_advanced | geothermal | 2048 | 0 | 83.0443
reg | geo_advanced | geothermal | 2050 | 0 | 85.3456
reg | geo_advanced | biopower | 2010 | 0.46799 | 40.8311
reg | geo_advanced | biopower | 2012 | 0.26395 | 40.6388
reg | geo_advanced | biopower | 2014 | 0.30688 | 41.4133
reg | geo_advanced | biopower | 2016 | 0.27307 | 41.7362
reg | geo_advanced | biopower | 2018 | 0.19532 | 42.5507
reg | geo_advanced | biopower | 2020 | 0.087242 | 45.569
reg | geo_advanced | biopower | 2022 | 0.1384 | 47.6788
reg | geo_advanced | biopower | 2024 | 0.20457 | 53.1285
reg | geo_advanced | biopower | 2026 | 0.18215 | 57.6725
reg | geo_advanced | biopower | 2028 | 0.078346 | 60.3207
reg | geo_advanced | biopower | 2030 | 0.081673 | 65.3739
reg | geo_advanced | biopower | 2032 | 0.017109 | 67.9463
reg | geo_advanced | biopower | 2034 | 0.0083867 | 71.2907
reg | geo_advanced | biopower | 2036 | 0.028016 | 74.3059
reg | geo_advanced | biopower | 2038 | 0.0093816 | 76.6259
reg | geo_advanced | biopower | 2040 | 0.0066443 | 77.7033
reg | geo_advanced | biopower | 2042 | 0.00078684 | 78.9548
reg | geo_advanced | biopower | 2044 | 0.0004365 | 80.2495
reg | geo_advanced | biopower | 2046 | 0.001676 | 81.795
reg | geo_advanced | biopower | 2048 | 0.0019983 | 83.0443
reg | geo_advanced | biopower | 2050 | 0.019598 | 85.3456
reg | geo_advanced | lfill-gas | 2010 | 0.0011658 | 40.8311
reg | geo_advanced | lfill-gas | 2012 | 0 | 40.6388
reg | geo_advanced | lfill-gas | 2014 | 0 | 41.4133
reg | geo_advanced | lfill-gas | 2016 | 0.00051814 | 41.7362
reg | geo_advanced | lfill-gas | 2018 | 0.0013439 | 42.5507
reg | geo_advanced | lfill-gas | 2020 | 0.0068499 | 45.569
reg | geo_advanced | lfill-gas | 2022 | 0.0043211 | 47.6788
reg | geo_advanced | lfill-gas | 2024 | 0.027869 | 53.1285
reg | geo_advanced | lfill-gas | 2026 | 0.014018 | 57.6725
reg | geo_advanced | lfill-gas | 2028 | 0.039655 | 60.3207
reg | geo_advanced | lfill-gas | 2030 | 0.035705 | 65.3739
reg | geo_advanced | lfill-gas | 2032 | 0.029123 | 67.9463
reg | geo_advanced | lfill-gas | 2034 | 0.013091 | 71.2907
reg | geo_advanced | lfill-gas | 2036 | 0.017921 | 74.3059
reg | geo_advanced | lfill-gas | 2038 | 0.0064702 | 76.6259
reg | geo_advanced | lfill-gas | 2040 | 0.00023607 | 77.7033
reg | geo_advanced | lfill-gas | 2042 | 0 | 78.9548
reg | geo_advanced | lfill-gas | 2044 | 0 | 80.2495
reg | geo_advanced | lfill-gas | 2046 | 0 | 81.795
reg | geo_advanced | lfill-gas | 2048 | 1.1e-05 | 83.0443
reg | geo_advanced | lfill-gas | 2050 | 0.0012675 | 85.3456
reg | geo_advanced | pvb | 2010 | 0 | 40.8311
reg | geo_advanced | pvb | 2012 | 0.0025622 | 40.6388
reg | geo_advanced | pvb | 2014 | 0.019339 | 41.4133
reg | geo_advanced | pvb | 2016 | 0.46341 | 41.7362
reg | geo_advanced | pvb | 2018 | 0.60152 | 42.5507
reg | geo_advanced | pvb | 2020 | 1.256 | 45.569
reg | geo_advanced | pvb | 2022 | 2.6772 | 47.6788
reg | geo_advanced | pvb | 2024 | 3.3074 | 53.1285
reg | geo_advanced | pvb | 2026 | 1.7202 | 57.6725
reg | geo_advanced | pvb | 2028 | 1.4773 | 60.3207
reg | geo_advanced | pvb | 2030 | 0.66361 | 65.3739
reg | geo_advanced | pvb | 2032 | 0.65633 | 67.9463
reg | geo_advanced | pvb | 2034 | 0.62688 | 71.2907
reg | geo_advanced | pvb | 2036 | 0.77979 | 74.3059
reg | geo_advanced | pvb | 2038 | 1.3522 | 76.6259
reg | geo_advanced | pvb | 2040 | 1.5248 | 77.7033
reg | geo_advanced | pvb | 2042 | 1.9625 | 78.9548
reg | geo_advanced | pvb | 2044 | 2.2365 | 80.2495
reg | geo_advanced | pvb | 2046 | 2.5834 | 81.795
reg | geo_advanced | pvb | 2048 | 2.8806 | 83.0443
reg | geo_advanced | pvb | 2050 | 3.7693 | 85.3456
reg | geo_advanced | battery_2 | 2010 | 0.03926 | 40.8311
reg | geo_advanced | battery_2 | 2012 | 0.17807 | 40.6388
reg | geo_advanced | battery_2 | 2014 | 0.2968 | 41.4133
reg | geo_advanced | battery_2 | 2016 | 0.71888 | 41.7362
reg | geo_advanced | battery_2 | 2018 | 1.1158 | 42.5507
reg | geo_advanced | battery_2 | 2020 | 1.5627 | 45.569
reg | geo_advanced | battery_2 | 2022 | 6.5411 | 47.6788
reg | geo_advanced | battery_2 | 2024 | 16.4908 | 53.1285
reg | geo_advanced | battery_2 | 2026 | 15.5523 | 57.6725
reg | geo_advanced | battery_2 | 2028 | 14.363 | 60.3207
reg | geo_advanced | battery_2 | 2030 | 9.6412 | 65.3739
reg | geo_advanced | battery_2 | 2032 | 8.4727 | 67.9463
reg | geo_advanced | battery_2 | 2034 | 11.6971 | 71.2907
reg | geo_advanced | battery_2 | 2036 | 8.6502 | 74.3059
reg | geo_advanced | battery_2 | 2038 | 4.9427 | 76.6259
reg | geo_advanced | battery_2 | 2040 | 6.9396 | 77.7033
reg | geo_advanced | battery_2 | 2042 | 12.319 | 78.9548
reg | geo_advanced | battery_2 | 2044 | 11.399 | 80.2495
reg | geo_advanced | battery_2 | 2046 | 11.0033 | 81.795
reg | geo_advanced | battery_2 | 2048 | 14.8287 | 83.0443
reg | geo_advanced | battery_2 | 2050 | 9.5156 | 85.3456
reg | geo_advanced | battery_4 | 2010 | 0 | 40.8311
reg | geo_advanced | battery_4 | 2012 | 0.011197 | 40.6388
reg | geo_advanced | battery_4 | 2014 | 0.055916 | 41.4133
reg | geo_advanced | battery_4 | 2016 | 0.5765 | 41.7362
reg | geo_advanced | battery_4 | 2018 | 1.1941 | 42.5507
reg | geo_advanced | battery_4 | 2020 | 2.6122 | 45.569
reg | geo_advanced | battery_4 | 2022 | 3.0925 | 47.6788
reg | geo_advanced | battery_4 | 2024 | 5.6252 | 53.1285
reg | geo_advanced | battery_4 | 2026 | 15.5641 | 57.6725
reg | geo_advanced | battery_4 | 2028 | 24.3754 | 60.3207
reg | geo_advanced | battery_4 | 2030 | 30.5596 | 65.3739
reg | geo_advanced | battery_4 | 2032 | 29.3276 | 67.9463
reg | geo_advanced | battery_4 | 2034 | 23.8853 | 71.2907
reg | geo_advanced | battery_4 | 2036 | 33.4645 | 74.3059
reg | geo_advanced | battery_4 | 2038 | 18.7196 | 76.6259
reg | geo_advanced | battery_4 | 2040 | 34.701 | 77.7033
reg | geo_advanced | battery_4 | 2042 | 29.3598 | 78.9548
reg | geo_advanced | battery_4 | 2044 | 32.9663 | 80.2495
reg | geo_advanced | battery_4 | 2046 | 20.3154 | 81.795
reg | geo_advanced | battery_4 | 2048 | 24.9871 | 83.0443
reg | geo_advanced | battery_4 | 2050 | 29.8896 | 85.3456
reg | geo_advanced | battery_6 | 2010 | 0 | 40.8311
reg | geo_advanced | battery_6 | 2012 | 0 | 40.6388
reg | geo_advanced | battery_6 | 2014 | 0 | 41.4133
reg | geo_advanced | battery_6 | 2016 | 0 | 41.7362
reg | geo_advanced | battery_6 | 2018 | 0 | 42.5507
reg | geo_advanced | battery_6 | 2020 | 0 | 45.569
reg | geo_advanced | battery_6 | 2022 | 0.14797 | 47.6788
reg | geo_advanced | battery_6 | 2024 | 1.7101 | 53.1285
reg | geo_advanced | battery_6 | 2026 | 2.2957 | 57.6725
reg | geo_advanced | battery_6 | 2028 | 8.4556 | 60.3207
reg | geo_advanced | battery_6 | 2030 | 13.2689 | 65.3739
reg | geo_advanced | battery_6 | 2032 | 24.5839 | 67.9463
reg | geo_advanced | battery_6 | 2034 | 29.8591 | 71.2907
reg | geo_advanced | battery_6 | 2036 | 21.0499 | 74.3059
reg | geo_advanced | battery_6 | 2038 | 44.6462 | 76.6259
reg | geo_advanced | battery_6 | 2040 | 23.3049 | 77.7033
reg | geo_advanced | battery_6 | 2042 | 19.5623 | 78.9548
reg | geo_advanced | battery_6 | 2044 | 27.0313 | 80.2495
reg | geo_advanced | battery_6 | 2046 | 31.6925 | 81.795
reg | geo_advanced | battery_6 | 2048 | 26.9084 | 83.0443
reg | geo_advanced | battery_6 | 2050 | 28.5983 | 85.3456
reg | geo_advanced | battery_8 | 2010 | 0 | 40.8311
reg | geo_advanced | battery_8 | 2012 | 0 | 40.6388
reg | geo_advanced | battery_8 | 2014 | 0 | 41.4133
reg | geo_advanced | battery_8 | 2016 | 0 | 41.7362
reg | geo_advanced | battery_8 | 2018 | 0 | 42.5507
reg | geo_advanced | battery_8 | 2020 | 0 | 45.569
reg | geo_advanced | battery_8 | 2022 | 0 | 47.6788
reg | geo_advanced | battery_8 | 2024 | 0 | 53.1285
reg | geo_advanced | battery_8 | 2026 | 0 | 57.6725
reg | geo_advanced | battery_8 | 2028 | 0 | 60.3207
reg | geo_advanced | battery_8 | 2030 | 0 | 65.3739
reg | geo_advanced | battery_8 | 2032 | 0.62417 | 67.9463
reg | geo_advanced | battery_8 | 2034 | 2.1581 | 71.2907
reg | geo_advanced | battery_8 | 2036 | 7.7198 | 74.3059
reg | geo_advanced | battery_8 | 2038 | 5.3356 | 76.6259
reg | geo_advanced | battery_8 | 2040 | 10.2305 | 77.7033
reg | geo_advanced | battery_8 | 2042 | 14.5943 | 78.9548
reg | geo_advanced | battery_8 | 2044 | 6.0256 | 80.2495
reg | geo_advanced | battery_8 | 2046 | 15.4478 | 81.795
reg | geo_advanced | battery_8 | 2048 | 12.9533 | 83.0443
reg | geo_advanced | battery_8 | 2050 | 12.0432 | 85.3456
reg | geo_advanced | pumped-hydro | 2010 | 26.533 | 40.8311
reg | geo_advanced | pumped-hydro | 2012 | 28.9806 | 40.6388
reg | geo_advanced | pumped-hydro | 2014 | 28.3479 | 41.4133
reg | geo_advanced | pumped-hydro | 2016 | 29.1273 | 41.7362
reg | geo_advanced | pumped-hydro | 2018 | 30.0247 | 42.5507
reg | geo_advanced | pumped-hydro | 2020 | 27.0283 | 45.569
reg | geo_advanced | pumped-hydro | 2022 | 27.1236 | 47.6788
reg | geo_advanced | pumped-hydro | 2024 | 17.4713 | 53.1285
reg | geo_advanced | pumped-hydro | 2026 | 12.6418 | 57.6725
reg | geo_advanced | pumped-hydro | 2028 | 4.6036 | 60.3207
reg | geo_advanced | pumped-hydro | 2030 | 2.6683 | 65.3739
reg | geo_advanced | pumped-hydro | 2032 | 0.11583 | 67.9463
reg | geo_advanced | pumped-hydro | 2034 | 0.025482 | 71.2907
reg | geo_advanced | pumped-hydro | 2036 | 0.0016659 | 74.3059
reg | geo_advanced | pumped-hydro | 2038 | 0 | 76.6259
reg | geo_advanced | pumped-hydro | 2040 | 0 | 77.7033
reg | geo_advanced | pumped-hydro | 2042 | 0 | 78.9548
reg | geo_advanced | pumped-hydro | 2044 | 0 | 80.2495
reg | geo_advanced | pumped-hydro | 2046 | 0 | 81.795
reg | geo_advanced | pumped-hydro | 2048 | 0 | 83.0443
reg | geo_advanced | pumped-hydro | 2050 | 0 | 85.3456
spin | geo_advanced | nuclear | 2010 | 0.30747 | 132.9724
spin | geo_advanced | nuclear | 2012 | 0.53108 | 145.5759
spin | geo_advanced | nuclear | 2014 | 0.33987 | 141.4199
spin | geo_advanced | nuclear | 2016 | 0.79985 | 135.0218
spin | geo_advanced | nuclear | 2018 | 1.0103 | 130.5016
spin | geo_advanced | nuclear | 2020 | 1.0666 | 146.8201
spin | geo_advanced | nuclear | 2022 | 1.9874 | 142.9208
spin | geo_advanced | nuclear | 2024 | 5.5895 | 146.3827
spin | geo_advanced | nuclear | 2026 | 4.4951 | 146.2809
spin | geo_advanced | nuclear | 2028 | 5.659 | 178.9905
spin | geo_advanced | nuclear | 2030 | 8.6502 | 173.4797
spin | geo_advanced | nuclear | 2032 | 6.8337 | 187.9319
spin | geo_advanced | nuclear | 2034 | 6.0533 | 157.3808
spin | geo_advanced | nuclear | 2036 | 6.4985 | 189.9064
spin | geo_advanced | nuclear | 2038 | 6.781 | 195.8283
spin | geo_advanced | nuclear | 2040 | 3.8815 | 200.2679
spin | geo_advanced | nuclear | 2042 | 0.90794 | 255.4353
spin | geo_advanced | nuclear | 2044 | 0.025121 | 193.2117
spin | geo_advanced | nuclear | 2046 | 0.13239 | 216.8835
spin | geo_advanced | nuclear | 2048 | 0.83171 | 280.046
spin | geo_advanced | nuclear | 2050 | 0.12078 | 274.1225
spin | geo_advanced | coal | 2010 | 11.8037 | 132.9724
spin | geo_advanced | coal | 2012 | 7.9721 | 145.5759
spin | geo_advanced | coal | 2014 | 8.8608 | 141.4199
spin | geo_advanced | coal | 2016 | 6.4012 | 135.0218
spin | geo_advanced | coal | 2018 | 3.0059 | 130.5016
spin | geo_advanced | coal | 2020 | 5.7362 | 146.8201
spin | geo_advanced | coal | 2022 | 4.6371 | 142.9208
spin | geo_advanced | coal | 2024 | 6.9058 | 146.3827
spin | geo_advanced | coal | 2026 | 8.2161 | 146.2809
spin | geo_advanced | coal | 2028 | 7.5448 | 178.9905
spin | geo_advanced | coal | 2030 | 8.3381 | 173.4797
spin | geo_advanced | coal | 2032 | 5.4118 | 187.9319
spin | geo_advanced | coal | 2034 | 4.7618 | 157.3808
spin | geo_advanced | coal | 2036 | 3.9474 | 189.9064
spin | geo_advanced | coal | 2038 | 2.4828 | 195.8283
spin | geo_advanced | coal | 2040 | 1.3776 | 200.2679
spin | geo_advanced | coal | 2042 | 2.0423 | 255.4353
spin | geo_advanced | coal | 2044 | 1.8761 | 193.2117
spin | geo_advanced | coal | 2046 | 2.0317 | 216.8835
spin | geo_advanced | coal | 2048 | 1.4293 | 280.046
spin | geo_advanced | coal | 2050 | 1.9956 | 274.1225
spin | geo_advanced | gas-cc | 2010 | 18.4322 | 132.9724
spin | geo_advanced | gas-cc | 2012 | 21.7818 | 145.5759
spin | geo_advanced | gas-cc | 2014 | 20.2722 | 141.4199
spin | geo_advanced | gas-cc | 2016 | 21.5539 | 135.0218
spin | geo_advanced | gas-cc | 2018 | 25.7158 | 130.5016
spin | geo_advanced | gas-cc | 2020 | 26.6308 | 146.8201
spin | geo_advanced | gas-cc | 2022 | 26.4321 | 142.9208
spin | geo_advanced | gas-cc | 2024 | 23.6223 | 146.3827
spin | geo_advanced | gas-cc | 2026 | 25.7911 | 146.2809
spin | geo_advanced | gas-cc | 2028 | 18.9651 | 178.9905
spin | geo_advanced | gas-cc | 2030 | 21.3964 | 173.4797
spin | geo_advanced | gas-cc | 2032 | 13.7965 | 187.9319
spin | geo_advanced | gas-cc | 2034 | 9.9427 | 157.3808
spin | geo_advanced | gas-cc | 2036 | 9.1275 | 189.9064
spin | geo_advanced | gas-cc | 2038 | 6.9765 | 195.8283
spin | geo_advanced | gas-cc | 2040 | 4.6239 | 200.2679
spin | geo_advanced | gas-cc | 2042 | 5.9596 | 255.4353
spin | geo_advanced | gas-cc | 2044 | 7.0181 | 193.2117
spin | geo_advanced | gas-cc | 2046 | 4.6517 | 216.8835
spin | geo_advanced | gas-cc | 2048 | 4.7448 | 280.046
spin | geo_advanced | gas-cc | 2050 | 4.8528 | 274.1225
spin | geo_advanced | gas-cc-ccs_mod_upgrade | 2010 | 0 | 132.9724
spin | geo_advanced | gas-cc-ccs_mod_upgrade | 2012 | 0 | 145.5759
spin | geo_advanced | gas-cc-ccs_mod_upgrade | 2014 | 0 | 141.4199
spin | geo_advanced | gas-cc-ccs_mod_upgrade | 2016 | 0 | 135.0218
spin | geo_advanced | gas-cc-ccs_mod_upgrade | 2018 | 0 | 130.5016
spin | geo_advanced | gas-cc-ccs_mod_upgrade | 2020 | 0 | 146.8201
spin | geo_advanced | gas-cc-ccs_mod_upgrade | 2022 | 0 | 142.9208
spin | geo_advanced | gas-cc-ccs_mod_upgrade | 2024 | 0 | 146.3827
spin | geo_advanced | gas-cc-ccs_mod_upgrade | 2026 | 0 | 146.2809
spin | geo_advanced | gas-cc-ccs_mod_upgrade | 2028 | 0 | 178.9905
spin | geo_advanced | gas-cc-ccs_mod_upgrade | 2030 | 0 | 173.4797
spin | geo_advanced | gas-cc-ccs_mod_upgrade | 2032 | 0 | 187.9319
spin | geo_advanced | gas-cc-ccs_mod_upgrade | 2034 | 0 | 157.3808
spin | geo_advanced | gas-cc-ccs_mod_upgrade | 2036 | 0 | 189.9064
spin | geo_advanced | gas-cc-ccs_mod_upgrade | 2038 | 0 | 195.8283
spin | geo_advanced | gas-cc-ccs_mod_upgrade | 2040 | 0.034254 | 200.2679
spin | geo_advanced | gas-cc-ccs_mod_upgrade | 2042 | 0.094647 | 255.4353
spin | geo_advanced | gas-cc-ccs_mod_upgrade | 2044 | 0.38425 | 193.2117
spin | geo_advanced | gas-cc-ccs_mod_upgrade | 2046 | 0.29453 | 216.8835
spin | geo_advanced | gas-cc-ccs_mod_upgrade | 2048 | 0.25627 | 280.046
spin | geo_advanced | gas-cc-ccs_mod_upgrade | 2050 | 0.3632 | 274.1225
spin | geo_advanced | gas-ct | 2010 | 0.22087 | 132.9724
spin | geo_advanced | gas-ct | 2012 | 0.42425 | 145.5759
spin | geo_advanced | gas-ct | 2014 | 0.25464 | 141.4199
spin | geo_advanced | gas-ct | 2016 | 0.42496 | 135.0218
spin | geo_advanced | gas-ct | 2018 | 1.1977 | 130.5016
spin | geo_advanced | gas-ct | 2020 | 2.3268 | 146.8201
spin | geo_advanced | gas-ct | 2022 | 0.47918 | 142.9208
spin | geo_advanced | gas-ct | 2024 | 0.082187 | 146.3827
spin | geo_advanced | gas-ct | 2026 | 0.16108 | 146.2809
spin | geo_advanced | gas-ct | 2028 | 0.18628 | 178.9905
spin | geo_advanced | gas-ct | 2030 | 0.094891 | 173.4797
spin | geo_advanced | gas-ct | 2032 | 0.03972 | 187.9319
spin | geo_advanced | gas-ct | 2034 | 0.14617 | 157.3808
spin | geo_advanced | gas-ct | 2036 | 0.021644 | 189.9064
spin | geo_advanced | gas-ct | 2038 | 0.13872 | 195.8283
spin | geo_advanced | gas-ct | 2040 | 0.019567 | 200.2679
spin | geo_advanced | gas-ct | 2042 | 0.029816 | 255.4353
spin | geo_advanced | gas-ct | 2044 | 0.086058 | 193.2117
spin | geo_advanced | gas-ct | 2046 | 0.19079 | 216.8835
spin | geo_advanced | gas-ct | 2048 | 0.14472 | 280.046
spin | geo_advanced | gas-ct | 2050 | 0.17368 | 274.1225
spin | geo_advanced | o-g-s | 2010 | 0.8324 | 132.9724
spin | geo_advanced | o-g-s | 2012 | 2.3337 | 145.5759
spin | geo_advanced | o-g-s | 2014 | 0.6569 | 141.4199
spin | geo_advanced | o-g-s | 2016 | 2.4518 | 135.0218
spin | geo_advanced | o-g-s | 2018 | 0.50672 | 130.5016
spin | geo_advanced | o-g-s | 2020 | 0.7607 | 146.8201
spin | geo_advanced | o-g-s | 2022 | 0.22868 | 142.9208
spin | geo_advanced | o-g-s | 2024 | 0.25454 | 146.3827
spin | geo_advanced | o-g-s | 2026 | 0.30496 | 146.2809
spin | geo_advanced | o-g-s | 2028 | 0.088851 | 178.9905
spin | geo_advanced | o-g-s | 2030 | 0.072213 | 173.4797
spin | geo_advanced | o-g-s | 2032 | 0.0068508 | 187.9319
spin | geo_advanced | o-g-s | 2034 | 0.047954 | 157.3808
spin | geo_advanced | o-g-s | 2036 | 0.0098433 | 189.9064
spin | geo_advanced | o-g-s | 2038 | 0.0090506 | 195.8283
spin | geo_advanced | o-g-s | 2040 | 0.045035 | 200.2679
spin | geo_advanced | o-g-s | 2042 | 0.029124 | 255.4353
spin | geo_advanced | o-g-s | 2044 | 0.019409 | 193.2117
spin | geo_advanced | o-g-s | 2046 | 0.021695 | 216.8835
spin | geo_advanced | o-g-s | 2048 | 0.008134 | 280.046
spin | geo_advanced | o-g-s | 2050 | 0.0055384 | 274.1225
spin | geo_advanced | hydro | 2010 | 52.2221 | 132.9724
spin | geo_advanced | hydro | 2012 | 50.63 | 145.5759
spin | geo_advanced | hydro | 2014 | 50.2491 | 141.4199
spin | geo_advanced | hydro | 2016 | 47.3616 | 135.0218
spin | geo_advanced | hydro | 2018 | 49.6859 | 130.5016
spin | geo_advanced | hydro | 2020 | 57.9459 | 146.8201
spin | geo_advanced | hydro | 2022 | 53.3137 | 142.9208
spin | geo_advanced | hydro | 2024 | 45.5004 | 146.3827
spin | geo_advanced | hydro | 2026 | 47.4396 | 146.2809
spin | geo_advanced | hydro | 2028 | 54.316 | 178.9905
spin | geo_advanced | hydro | 2030 | 49.1835 | 173.4797
spin | geo_advanced | hydro | 2032 | 44.7622 | 187.9319
spin | geo_advanced | hydro | 2034 | 38.567 | 157.3808
spin | geo_advanced | hydro | 2036 | 57.2279 | 189.9064
spin | geo_advanced | hydro | 2038 | 40.2529 | 195.8283
spin | geo_advanced | hydro | 2040 | 40.439 | 200.2679
spin | geo_advanced | hydro | 2042 | 67.0383 | 255.4353
spin | geo_advanced | hydro | 2044 | 44.6254 | 193.2117
spin | geo_advanced | hydro | 2046 | 50.5085 | 216.8835
spin | geo_advanced | hydro | 2048 | 66.0498 | 280.046
spin | geo_advanced | hydro | 2050 | 60.9375 | 274.1225
spin | geo_advanced | geothermal | 2010 | 0 | 132.9724
spin | geo_advanced | geothermal | 2012 | 0 | 145.5759
spin | geo_advanced | geothermal | 2014 | 0 | 141.4199
spin | geo_advanced | geothermal | 2016 | 0 | 135.0218
spin | geo_advanced | geothermal | 2018 | 0 | 130.5016
spin | geo_advanced | geothermal | 2020 | 0 | 146.8201
spin | geo_advanced | geothermal | 2022 | 0 | 142.9208
spin | geo_advanced | geothermal | 2024 | 0 | 146.3827
spin | geo_advanced | geothermal | 2026 | 0 | 146.2809
spin | geo_advanced | geothermal | 2028 | 0 | 178.9905
spin | geo_advanced | geothermal | 2030 | 0 | 173.4797
spin | geo_advanced | geothermal | 2032 | 0.0025209 | 187.9319
spin | geo_advanced | geothermal | 2034 | 0.011735 | 157.3808
spin | geo_advanced | geothermal | 2036 | 0.014602 | 189.9064
spin | geo_advanced | geothermal | 2038 | 0 | 195.8283
spin | geo_advanced | geothermal | 2040 | 0 | 200.2679
spin | geo_advanced | geothermal | 2042 | 0 | 255.4353
spin | geo_advanced | geothermal | 2044 | 0 | 193.2117
spin | geo_advanced | geothermal | 2046 | 0.0077194 | 216.8835
spin | geo_advanced | geothermal | 2048 | 0 | 280.046
spin | geo_advanced | geothermal | 2050 | 0 | 274.1225
spin | geo_advanced | biopower | 2010 | 1.0497 | 132.9724
spin | geo_advanced | biopower | 2012 | 0.89813 | 145.5759
spin | geo_advanced | biopower | 2014 | 0.8955 | 141.4199
spin | geo_advanced | biopower | 2016 | 0.91957 | 135.0218
spin | geo_advanced | biopower | 2018 | 0.76657 | 130.5016
spin | geo_advanced | biopower | 2020 | 0.49762 | 146.8201
spin | geo_advanced | biopower | 2022 | 0.8121 | 142.9208
spin | geo_advanced | biopower | 2024 | 0.71303 | 146.3827
spin | geo_advanced | biopower | 2026 | 0.58992 | 146.2809
spin | geo_advanced | biopower | 2028 | 0.24454 | 178.9905
spin | geo_advanced | biopower | 2030 | 0.20574 | 173.4797
spin | geo_advanced | biopower | 2032 | 0.19678 | 187.9319
spin | geo_advanced | biopower | 2034 | 0.097057 | 157.3808
spin | geo_advanced | biopower | 2036 | 0.16135 | 189.9064
spin | geo_advanced | biopower | 2038 | 0.068524 | 195.8283
spin | geo_advanced | biopower | 2040 | 0.073614 | 200.2679
spin | geo_advanced | biopower | 2042 | 0.08574 | 255.4353
spin | geo_advanced | biopower | 2044 | 0.067038 | 193.2117
spin | geo_advanced | biopower | 2046 | 0.092587 | 216.8835
spin | geo_advanced | biopower | 2048 | 0.10877 | 280.046
spin | geo_advanced | biopower | 2050 | 0.13168 | 274.1225
spin | geo_advanced | lfill-gas | 2010 | 0.0023316 | 132.9724
spin | geo_advanced | lfill-gas | 2012 | 0.026723 | 145.5759
spin | geo_advanced | lfill-gas | 2014 | 0.0034246 | 141.4199
spin | geo_advanced | lfill-gas | 2016 | 0.024381 | 135.0218
spin | geo_advanced | lfill-gas | 2018 | 0.024391 | 130.5016
spin | geo_advanced | lfill-gas | 2020 | 0.067545 | 146.8201
spin | geo_advanced | lfill-gas | 2022 | 0.027205 | 142.9208
spin | geo_advanced | lfill-gas | 2024 | 0.055933 | 146.3827
spin | geo_advanced | lfill-gas | 2026 | 0.034913 | 146.2809
spin | geo_advanced | lfill-gas | 2028 | 0.069558 | 178.9905
spin | geo_advanced | lfill-gas | 2030 | 0.084218 | 173.4797
spin | geo_advanced | lfill-gas | 2032 | 0.084433 | 187.9319
spin | geo_advanced | lfill-gas | 2034 | 0.036134 | 157.3808
spin | geo_advanced | lfill-gas | 2036 | 0.059324 | 189.9064
spin | geo_advanced | lfill-gas | 2038 | 0.040197 | 195.8283
spin | geo_advanced | lfill-gas | 2040 | 0.013162 | 200.2679
spin | geo_advanced | lfill-gas | 2042 | 0.022842 | 255.4353
spin | geo_advanced | lfill-gas | 2044 | 0.0052655 | 193.2117
spin | geo_advanced | lfill-gas | 2046 | 0.01363 | 216.8835
spin | geo_advanced | lfill-gas | 2048 | 0.018484 | 280.046
spin | geo_advanced | lfill-gas | 2050 | 0.0082392 | 274.1225
spin | geo_advanced | pvb | 2010 | 0 | 132.9724
spin | geo_advanced | pvb | 2012 | 0 | 145.5759
spin | geo_advanced | pvb | 2014 | 0.0015423 | 141.4199
spin | geo_advanced | pvb | 2016 | 0.0022114 | 135.0218
spin | geo_advanced | pvb | 2018 | 0.014814 | 130.5016
spin | geo_advanced | pvb | 2020 | 0.056007 | 146.8201
spin | geo_advanced | pvb | 2022 | 0.030542 | 142.9208
spin | geo_advanced | pvb | 2024 | 0.81011 | 146.3827
spin | geo_advanced | pvb | 2026 | 0.64905 | 146.2809
spin | geo_advanced | pvb | 2028 | 0.15235 | 178.9905
spin | geo_advanced | pvb | 2030 | 0.39208 | 173.4797
spin | geo_advanced | pvb | 2032 | 0.39611 | 187.9319
spin | geo_advanced | pvb | 2034 | 0.46198 | 157.3808
spin | geo_advanced | pvb | 2036 | 0.42943 | 189.9064
spin | geo_advanced | pvb | 2038 | 0.43475 | 195.8283
spin | geo_advanced | pvb | 2040 | 1.2867 | 200.2679
spin | geo_advanced | pvb | 2042 | 1.6467 | 255.4353
spin | geo_advanced | pvb | 2044 | 3.0521 | 193.2117
spin | geo_advanced | pvb | 2046 | 3.5135 | 216.8835
spin | geo_advanced | pvb | 2048 | 2.556 | 280.046
spin | geo_advanced | pvb | 2050 | 3.7875 | 274.1225
spin | geo_advanced | battery_2 | 2010 | 0.00019611 | 132.9724
spin | geo_advanced | battery_2 | 2012 | 0.0024128 | 145.5759
spin | geo_advanced | battery_2 | 2014 | 0.0071049 | 141.4199
spin | geo_advanced | battery_2 | 2016 | 0.22697 | 135.0218
spin | geo_advanced | battery_2 | 2018 | 0.17071 | 130.5016
spin | geo_advanced | battery_2 | 2020 | 0.18168 | 146.8201
spin | geo_advanced | battery_2 | 2022 | 0.22534 | 142.9208
spin | geo_advanced | battery_2 | 2024 | 1.0841 | 146.3827
spin | geo_advanced | battery_2 | 2026 | 2.2418 | 146.2809
spin | geo_advanced | battery_2 | 2028 | 2.3907 | 178.9905
spin | geo_advanced | battery_2 | 2030 | 2.9197 | 173.4797
spin | geo_advanced | battery_2 | 2032 | 2.6638 | 187.9319
spin | geo_advanced | battery_2 | 2034 | 1.7754 | 157.3808
spin | geo_advanced | battery_2 | 2036 | 2.596 | 189.9064
spin | geo_advanced | battery_2 | 2038 | 2.4743 | 195.8283
spin | geo_advanced | battery_2 | 2040 | 1.3318 | 200.2679
spin | geo_advanced | battery_2 | 2042 | 3.1257 | 255.4353
spin | geo_advanced | battery_2 | 2044 | 2.5766 | 193.2117
spin | geo_advanced | battery_2 | 2046 | 6.4054 | 216.8835
spin | geo_advanced | battery_2 | 2048 | 5.9043 | 280.046
spin | geo_advanced | battery_2 | 2050 | 5.3357 | 274.1225
spin | geo_advanced | battery_4 | 2010 | 0 | 132.9724
spin | geo_advanced | battery_4 | 2012 | 0 | 145.5759
spin | geo_advanced | battery_4 | 2014 | 0 | 141.4199
spin | geo_advanced | battery_4 | 2016 | 0 | 135.0218
spin | geo_advanced | battery_4 | 2018 | 0 | 130.5016
spin | geo_advanced | battery_4 | 2020 | 0 | 146.8201
spin | geo_advanced | battery_4 | 2022 | 0.30362 | 142.9208
spin | geo_advanced | battery_4 | 2024 | 1.7211 | 146.3827
spin | geo_advanced | battery_4 | 2026 | 4.4992 | 146.2809
spin | geo_advanced | battery_4 | 2028 | 18.7232 | 178.9905
spin | geo_advanced | battery_4 | 2030 | 19.8485 | 173.4797
spin | geo_advanced | battery_4 | 2032 | 29.6666 | 187.9319
spin | geo_advanced | battery_4 | 2034 | 31.5156 | 157.3808
spin | geo_advanced | battery_4 | 2036 | 34.3106 | 189.9064
spin | geo_advanced | battery_4 | 2038 | 39.5926 | 195.8283
spin | geo_advanced | battery_4 | 2040 | 43.0559 | 200.2679
spin | geo_advanced | battery_4 | 2042 | 35.3141 | 255.4353
spin | geo_advanced | battery_4 | 2044 | 31.0001 | 193.2117
spin | geo_advanced | battery_4 | 2046 | 44.5603 | 216.8835
spin | geo_advanced | battery_4 | 2048 | 52.8697 | 280.046
spin | geo_advanced | battery_4 | 2050 | 58.8214 | 274.1225
spin | geo_advanced | battery_6 | 2010 | 0 | 132.9724
spin | geo_advanced | battery_6 | 2012 | 0 | 145.5759
spin | geo_advanced | battery_6 | 2014 | 0 | 141.4199
spin | geo_advanced | battery_6 | 2016 | 0 | 135.0218
spin | geo_advanced | battery_6 | 2018 | 0 | 130.5016
spin | geo_advanced | battery_6 | 2020 | 0 | 146.8201
spin | geo_advanced | battery_6 | 2022 | 0.019276 | 142.9208
spin | geo_advanced | battery_6 | 2024 | 0.21145 | 146.3827
spin | geo_advanced | battery_6 | 2026 | 0.28171 | 146.2809
spin | geo_advanced | battery_6 | 2028 | 1.9833 | 178.9905
spin | geo_advanced | battery_6 | 2030 | 10.8866 | 173.4797
spin | geo_advanced | battery_6 | 2032 | 23.3055 | 187.9319
spin | geo_advanced | battery_6 | 2034 | 21.4824 | 157.3808
spin | geo_advanced | battery_6 | 2036 | 17.9017 | 189.9064
spin | geo_advanced | battery_6 | 2038 | 36.9984 | 195.8283
spin | geo_advanced | battery_6 | 2040 | 48.2715 | 200.2679
spin | geo_advanced | battery_6 | 2042 | 43.8144 | 255.4353
spin | geo_advanced | battery_6 | 2044 | 32.6477 | 193.2117
spin | geo_advanced | battery_6 | 2046 | 35.2902 | 216.8835
spin | geo_advanced | battery_6 | 2048 | 41.2563 | 280.046
spin | geo_advanced | battery_6 | 2050 | 50.9591 | 274.1225
spin | geo_advanced | battery_8 | 2010 | 0 | 132.9724
spin | geo_advanced | battery_8 | 2012 | 0 | 145.5759
spin | geo_advanced | battery_8 | 2014 | 0 | 141.4199
spin | geo_advanced | battery_8 | 2016 | 0 | 135.0218
spin | geo_advanced | battery_8 | 2018 | 0 | 130.5016
spin | geo_advanced | battery_8 | 2020 | 0 | 146.8201
spin | geo_advanced | battery_8 | 2022 | 0 | 142.9208
spin | geo_advanced | battery_8 | 2024 | 0 | 146.3827
spin | geo_advanced | battery_8 | 2026 | 0 | 146.2809
spin | geo_advanced | battery_8 | 2028 | 0 | 178.9905
spin | geo_advanced | battery_8 | 2030 | 0 | 173.4797
spin | geo_advanced | battery_8 | 2032 | 0.3362 | 187.9319
spin | geo_advanced | battery_8 | 2034 | 1.6752 | 157.3808
spin | geo_advanced | battery_8 | 2036 | 7.1026 | 189.9064
spin | geo_advanced | battery_8 | 2038 | 7.5499 | 195.8283
spin | geo_advanced | battery_8 | 2040 | 9.7639 | 200.2679
spin | geo_advanced | battery_8 | 2042 | 27.0772 | 255.4353
spin | geo_advanced | battery_8 | 2044 | 15.2233 | 193.2117
spin | geo_advanced | battery_8 | 2046 | 16.2313 | 216.8835
spin | geo_advanced | battery_8 | 2048 | 30.7185 | 280.046
spin | geo_advanced | battery_8 | 2050 | 15.5773 | 274.1225
spin | geo_advanced | pumped-hydro | 2010 | 48.1014 | 132.9724
spin | geo_advanced | pumped-hydro | 2012 | 60.9758 | 145.5759
spin | geo_advanced | pumped-hydro | 2014 | 59.8788 | 141.4199
spin | geo_advanced | pumped-hydro | 2016 | 54.8553 | 135.0218
spin | geo_advanced | pumped-hydro | 2018 | 48.4029 | 130.5016
spin | geo_advanced | pumped-hydro | 2020 | 51.5503 | 146.8201
spin | geo_advanced | pumped-hydro | 2022 | 54.4245 | 142.9208
spin | geo_advanced | pumped-hydro | 2024 | 59.8322 | 146.3827
spin | geo_advanced | pumped-hydro | 2026 | 51.5764 | 146.2809
spin | geo_advanced | pumped-hydro | 2028 | 68.6668 | 178.9905
spin | geo_advanced | pumped-hydro | 2030 | 51.4075 | 173.4797
spin | geo_advanced | pumped-hydro | 2032 | 60.4292 | 187.9319
spin | geo_advanced | pumped-hydro | 2034 | 40.8063 | 157.3808
spin | geo_advanced | pumped-hydro | 2036 | 50.498 | 189.9064
spin | geo_advanced | pumped-hydro | 2038 | 52.0286 | 195.8283
spin | geo_advanced | pumped-hydro | 2040 | 46.0505 | 200.2679
spin | geo_advanced | pumped-hydro | 2042 | 68.2471 | 255.4353
spin | geo_advanced | pumped-hydro | 2044 | 54.6052 | 193.2117
spin | geo_advanced | pumped-hydro | 2046 | 52.9375 | 216.8835
spin | geo_advanced | pumped-hydro | 2048 | 73.1492 | 280.046
spin | geo_advanced | pumped-hydro | 2050 | 71.0527 | 274.1225

## 10_Final OpRes by timeslice (GW
ortype | scenario | tech | timeslice | Reserves (GW) | Net Level Reserves (GW)
flex | geo_advanced | nuclear | h01 (Summer 10pm-6am) | 0 | 33.6187
flex | geo_advanced | nuclear | h02 (Summer 6am-1pm) | 0 | 54.8205
flex | geo_advanced | nuclear | h03 (Summer 1pm-5pm) | 0 | 62.9902
flex | geo_advanced | nuclear | h04 (Summer 5pm-10pm) | 0 | 62.5811
flex | geo_advanced | nuclear | h05 (Fall 10pm-6am) | 0 | 34.6327
flex | geo_advanced | nuclear | h06 (Fall 6am-1pm) | 0.065001 | 59.9357
flex | geo_advanced | nuclear | h07 (Fall 1pm-5pm) | 0 | 64.8204
flex | geo_advanced | nuclear | h08 (Fall 5pm-10pm) | 0 | 62.6251
flex | geo_advanced | nuclear | h09 (Winter 10pm-6am) | 0 | 37.0636
flex | geo_advanced | nuclear | h10 (Winter 6am-1pm) | 0.043631 | 70.0393
flex | geo_advanced | nuclear | h11 (Winter 1pm-5pm) | 0 | 72.0959
flex | geo_advanced | nuclear | h12 (Winter 5pm-10pm) | 0 | 67.614
flex | geo_advanced | nuclear | h13 (Spring 10pm-6am) | 0 | 37.2957
flex | geo_advanced | nuclear | h14 (Spring 6am-1pm) | 0 | 62.6099
flex | geo_advanced | nuclear | h15 (Spring 1pm-5pm) | 0 | 68.1486
flex | geo_advanced | nuclear | h16 (Spring 5pm-10pm) | 0 | 64.4143
flex | geo_advanced | nuclear | h17 (Summer Peak) | 0 | 52.3197
flex | geo_advanced | coal | h01 (Summer 10pm-6am) | 3.185 | 33.6187
flex | geo_advanced | coal | h02 (Summer 6am-1pm) | 1.0195 | 54.8205
flex | geo_advanced | coal | h03 (Summer 1pm-5pm) | 1.6104 | 62.9902
flex | geo_advanced | coal | h04 (Summer 5pm-10pm) | 2.9287 | 62.5811
flex | geo_advanced | coal | h05 (Fall 10pm-6am) | 1.2894 | 34.6327
flex | geo_advanced | coal | h06 (Fall 6am-1pm) | 2.1821 | 59.9357
flex | geo_advanced | coal | h07 (Fall 1pm-5pm) | 0.57507 | 64.8204
flex | geo_advanced | coal | h08 (Fall 5pm-10pm) | 1.6899 | 62.6251
flex | geo_advanced | coal | h09 (Winter 10pm-6am) | 4.9386 | 37.0636
flex | geo_advanced | coal | h10 (Winter 6am-1pm) | 6.4178 | 70.0393
flex | geo_advanced | coal | h11 (Winter 1pm-5pm) | 2.1688 | 72.0959
flex | geo_advanced | coal | h12 (Winter 5pm-10pm) | 3.4631 | 67.614
flex | geo_advanced | coal | h13 (Spring 10pm-6am) | 1.3496 | 37.2957
flex | geo_advanced | coal | h14 (Spring 6am-1pm) | 0.57104 | 62.6099
flex | geo_advanced | coal | h15 (Spring 1pm-5pm) | 0.34097 | 68.1486
flex | geo_advanced | coal | h16 (Spring 5pm-10pm) | 1.7535 | 64.4143
flex | geo_advanced | coal | h17 (Summer Peak) | 1.6369 | 52.3197
flex | geo_advanced | gas-cc | h01 (Summer 10pm-6am) | 2.7002 | 33.6187
flex | geo_advanced | gas-cc | h02 (Summer 6am-1pm) | 5.2643 | 54.8205
flex | geo_advanced | gas-cc | h03 (Summer 1pm-5pm) | 0.90937 | 62.9902
flex | geo_advanced | gas-cc | h04 (Summer 5pm-10pm) | 2.5638 | 62.5811
flex | geo_advanced | gas-cc | h05 (Fall 10pm-6am) | 6.7921 | 34.6327
flex | geo_advanced | gas-cc | h06 (Fall 6am-1pm) | 15.7076 | 59.9357
flex | geo_advanced | gas-cc | h07 (Fall 1pm-5pm) | 1.4264 | 64.8204
flex | geo_advanced | gas-cc | h08 (Fall 5pm-10pm) | 2.9254 | 62.6251
flex | geo_advanced | gas-cc | h09 (Winter 10pm-6am) | 4.3467 | 37.0636
flex | geo_advanced | gas-cc | h10 (Winter 6am-1pm) | 9.9607 | 70.0393
flex | geo_advanced | gas-cc | h11 (Winter 1pm-5pm) | 1.4708 | 72.0959
flex | geo_advanced | gas-cc | h12 (Winter 5pm-10pm) | 3.4263 | 67.614
flex | geo_advanced | gas-cc | h13 (Spring 10pm-6am) | 14.3959 | 37.2957
flex | geo_advanced | gas-cc | h14 (Spring 6am-1pm) | 24.4957 | 62.6099
flex | geo_advanced | gas-cc | h15 (Spring 1pm-5pm) | 12.2439 | 68.1486
flex | geo_advanced | gas-cc | h16 (Spring 5pm-10pm) | 19.1861 | 64.4143
flex | geo_advanced | gas-cc | h17 (Summer Peak) | 2.0437 | 52.3197
flex | geo_advanced | gas-cc-ccs_mod_upgrade | h01 (Summer 10pm-6am) | 1.0276 | 33.6187
flex | geo_advanced | gas-cc-ccs_mod_upgrade | h02 (Summer 6am-1pm) | 1.152 | 54.8205
flex | geo_advanced | gas-cc-ccs_mod_upgrade | h03 (Summer 1pm-5pm) | 0.54003 | 62.9902
flex | geo_advanced | gas-cc-ccs_mod_upgrade | h04 (Summer 5pm-10pm) | 1.5045 | 62.5811
flex | geo_advanced | gas-cc-ccs_mod_upgrade | h05 (Fall 10pm-6am) | 0 | 34.6327
flex | geo_advanced | gas-cc-ccs_mod_upgrade | h06 (Fall 6am-1pm) | 0 | 59.9357
flex | geo_advanced | gas-cc-ccs_mod_upgrade | h07 (Fall 1pm-5pm) | 0 | 64.8204
flex | geo_advanced | gas-cc-ccs_mod_upgrade | h08 (Fall 5pm-10pm) | 0.21254 | 62.6251
flex | geo_advanced | gas-cc-ccs_mod_upgrade | h09 (Winter 10pm-6am) | 0 | 37.0636
flex | geo_advanced | gas-cc-ccs_mod_upgrade | h10 (Winter 6am-1pm) | 0 | 70.0393
flex | geo_advanced | gas-cc-ccs_mod_upgrade | h11 (Winter 1pm-5pm) | 0 | 72.0959
flex | geo_advanced | gas-cc-ccs_mod_upgrade | h12 (Winter 5pm-10pm) | 0 | 67.614
flex | geo_advanced | gas-cc-ccs_mod_upgrade | h13 (Spring 10pm-6am) | 0 | 37.2957
flex | geo_advanced | gas-cc-ccs_mod_upgrade | h14 (Spring 6am-1pm) | 0 | 62.6099
flex | geo_advanced | gas-cc-ccs_mod_upgrade | h15 (Spring 1pm-5pm) | 0 | 68.1486
flex | geo_advanced | gas-cc-ccs_mod_upgrade | h16 (Spring 5pm-10pm) | 0.0040215 | 64.4143
flex | geo_advanced | gas-cc-ccs_mod_upgrade | h17 (Summer Peak) | 0.98422 | 52.3197
flex | geo_advanced | gas-ct | h01 (Summer 10pm-6am) | 15.5582 | 33.6187
flex | geo_advanced | gas-ct | h02 (Summer 6am-1pm) | 30.0741 | 54.8205
flex | geo_advanced | gas-ct | h03 (Summer 1pm-5pm) | 17.7995 | 62.9902
flex | geo_advanced | gas-ct | h04 (Summer 5pm-10pm) | 28.6437 | 62.5811
flex | geo_advanced | gas-ct | h05 (Fall 10pm-6am) | 13.0257 | 34.6327
flex | geo_advanced | gas-ct | h06 (Fall 6am-1pm) | 16.9202 | 59.9357
flex | geo_advanced | gas-ct | h07 (Fall 1pm-5pm) | 13.0136 | 64.8204
flex | geo_advanced | gas-ct | h08 (Fall 5pm-10pm) | 21.9936 | 62.6251
flex | geo_advanced | gas-ct | h09 (Winter 10pm-6am) | 3.966 | 37.0636
flex | geo_advanced | gas-ct | h10 (Winter 6am-1pm) | 6.5731 | 70.0393
flex | geo_advanced | gas-ct | h11 (Winter 1pm-5pm) | 3.665 | 72.0959
flex | geo_advanced | gas-ct | h12 (Winter 5pm-10pm) | 5.7607 | 67.614
flex | geo_advanced | gas-ct | h13 (Spring 10pm-6am) | 2.3285 | 37.2957
flex | geo_advanced | gas-ct | h14 (Spring 6am-1pm) | 2.5385 | 62.6099
flex | geo_advanced | gas-ct | h15 (Spring 1pm-5pm) | 0.58242 | 68.1486
flex | geo_advanced | gas-ct | h16 (Spring 5pm-10pm) | 2.7872 | 64.4143
flex | geo_advanced | gas-ct | h17 (Summer Peak) | 27.5235 | 52.3197
flex | geo_advanced | o-g-s | h01 (Summer 10pm-6am) | 0 | 33.6187
flex | geo_advanced | o-g-s | h02 (Summer 6am-1pm) | 0.13846 | 54.8205
flex | geo_advanced | o-g-s | h03 (Summer 1pm-5pm) | 0 | 62.9902
flex | geo_advanced | o-g-s | h04 (Summer 5pm-10pm) | 0.14924 | 62.5811
flex | geo_advanced | o-g-s | h05 (Fall 10pm-6am) | 0.0013736 | 34.6327
flex | geo_advanced | o-g-s | h06 (Fall 6am-1pm) | 0 | 59.9357
flex | geo_advanced | o-g-s | h07 (Fall 1pm-5pm) | 0 | 64.8204
flex | geo_advanced | o-g-s | h08 (Fall 5pm-10pm) | 0.17451 | 62.6251
flex | geo_advanced | o-g-s | h09 (Winter 10pm-6am) | 0.17583 | 37.0636
flex | geo_advanced | o-g-s | h10 (Winter 6am-1pm) | 0 | 70.0393
flex | geo_advanced | o-g-s | h11 (Winter 1pm-5pm) | 0.17583 | 72.0959
flex | geo_advanced | o-g-s | h12 (Winter 5pm-10pm) | 0.64195 | 67.614
flex | geo_advanced | o-g-s | h13 (Spring 10pm-6am) | 0 | 37.2957
flex | geo_advanced | o-g-s | h14 (Spring 6am-1pm) | 0 | 62.6099
flex | geo_advanced | o-g-s | h15 (Spring 1pm-5pm) | 0 | 68.1486
flex | geo_advanced | o-g-s | h16 (Spring 5pm-10pm) | 0.096354 | 64.4143
flex | geo_advanced | o-g-s | h17 (Summer Peak) | 0.010778 | 52.3197
flex | geo_advanced | hydro | h01 (Summer 10pm-6am) | 5.1237 | 33.6187
flex | geo_advanced | hydro | h02 (Summer 6am-1pm) | 6.4104 | 54.8205
flex | geo_advanced | hydro | h03 (Summer 1pm-5pm) | 3.7779 | 62.9902
flex | geo_advanced | hydro | h04 (Summer 5pm-10pm) | 5.4935 | 62.5811
flex | geo_advanced | hydro | h05 (Fall 10pm-6am) | 4.2225 | 34.6327
flex | geo_advanced | hydro | h06 (Fall 6am-1pm) | 7.8224 | 59.9357
flex | geo_advanced | hydro | h07 (Fall 1pm-5pm) | 5.8046 | 64.8204
flex | geo_advanced | hydro | h08 (Fall 5pm-10pm) | 9.632 | 62.6251
flex | geo_advanced | hydro | h09 (Winter 10pm-6am) | 6.3889 | 37.0636
flex | geo_advanced | hydro | h10 (Winter 6am-1pm) | 13.5651 | 70.0393
flex | geo_advanced | hydro | h11 (Winter 1pm-5pm) | 5.886 | 72.0959
flex | geo_advanced | hydro | h12 (Winter 5pm-10pm) | 7.849 | 67.614
flex | geo_advanced | hydro | h13 (Spring 10pm-6am) | 6.4034 | 37.2957
flex | geo_advanced | hydro | h14 (Spring 6am-1pm) | 8.9755 | 62.6099
flex | geo_advanced | hydro | h15 (Spring 1pm-5pm) | 4.5195 | 68.1486
flex | geo_advanced | hydro | h16 (Spring 5pm-10pm) | 9.4539 | 64.4143
flex | geo_advanced | hydro | h17 (Summer Peak) | 3.9134 | 52.3197
flex | geo_advanced | geothermal | h01 (Summer 10pm-6am) | 0 | 33.6187
flex | geo_advanced | geothermal | h02 (Summer 6am-1pm) | 0 | 54.8205
flex | geo_advanced | geothermal | h03 (Summer 1pm-5pm) | 0 | 62.9902
flex | geo_advanced | geothermal | h04 (Summer 5pm-10pm) | 0 | 62.5811
flex | geo_advanced | geothermal | h05 (Fall 10pm-6am) | 0 | 34.6327
flex | geo_advanced | geothermal | h06 (Fall 6am-1pm) | 0 | 59.9357
flex | geo_advanced | geothermal | h07 (Fall 1pm-5pm) | 0 | 64.8204
flex | geo_advanced | geothermal | h08 (Fall 5pm-10pm) | 0 | 62.6251
flex | geo_advanced | geothermal | h09 (Winter 10pm-6am) | 0 | 37.0636
flex | geo_advanced | geothermal | h10 (Winter 6am-1pm) | 0 | 70.0393
flex | geo_advanced | geothermal | h11 (Winter 1pm-5pm) | 0 | 72.0959
flex | geo_advanced | geothermal | h12 (Winter 5pm-10pm) | 0 | 67.614
flex | geo_advanced | geothermal | h13 (Spring 10pm-6am) | 0 | 37.2957
flex | geo_advanced | geothermal | h14 (Spring 6am-1pm) | 0 | 62.6099
flex | geo_advanced | geothermal | h15 (Spring 1pm-5pm) | 0 | 68.1486
flex | geo_advanced | geothermal | h16 (Spring 5pm-10pm) | 0 | 64.4143
flex | geo_advanced | geothermal | h17 (Summer Peak) | 0.031524 | 52.3197
flex | geo_advanced | biopower | h01 (Summer 10pm-6am) | 0 | 33.6187
flex | geo_advanced | biopower | h02 (Summer 6am-1pm) | 0.0012409 | 54.8205
flex | geo_advanced | biopower | h03 (Summer 1pm-5pm) | 0 | 62.9902
flex | geo_advanced | biopower | h04 (Summer 5pm-10pm) | 0.023674 | 62.5811
flex | geo_advanced | biopower | h05 (Fall 10pm-6am) | 0 | 34.6327
flex | geo_advanced | biopower | h06 (Fall 6am-1pm) | 0.0011148 | 59.9357
flex | geo_advanced | biopower | h07 (Fall 1pm-5pm) | 0 | 64.8204
flex | geo_advanced | biopower | h08 (Fall 5pm-10pm) | 0.011334 | 62.6251
flex | geo_advanced | biopower | h09 (Winter 10pm-6am) | 0 | 37.0636
flex | geo_advanced | biopower | h10 (Winter 6am-1pm) | 0.056854 | 70.0393
flex | geo_advanced | biopower | h11 (Winter 1pm-5pm) | 0.036235 | 72.0959
flex | geo_advanced | biopower | h12 (Winter 5pm-10pm) | 0.055654 | 67.614
flex | geo_advanced | biopower | h13 (Spring 10pm-6am) | 0.00061313 | 37.2957
flex | geo_advanced | biopower | h14 (Spring 6am-1pm) | 0.00061313 | 62.6099
flex | geo_advanced | biopower | h15 (Spring 1pm-5pm) | 0 | 68.1486
flex | geo_advanced | biopower | h16 (Spring 5pm-10pm) | 0.00061313 | 64.4143
flex | geo_advanced | biopower | h17 (Summer Peak) | 0.033259 | 52.3197
flex | geo_advanced | lfill-gas | h01 (Summer 10pm-6am) | 0.001419 | 33.6187
flex | geo_advanced | lfill-gas | h02 (Summer 6am-1pm) | 0.001419 | 54.8205
flex | geo_advanced | lfill-gas | h03 (Summer 1pm-5pm) | 0 | 62.9902
flex | geo_advanced | lfill-gas | h04 (Summer 5pm-10pm) | 0 | 62.5811
flex | geo_advanced | lfill-gas | h05 (Fall 10pm-6am) | 0 | 34.6327
flex | geo_advanced | lfill-gas | h06 (Fall 6am-1pm) | 0.008591 | 59.9357
flex | geo_advanced | lfill-gas | h07 (Fall 1pm-5pm) | 0 | 64.8204
flex | geo_advanced | lfill-gas | h08 (Fall 5pm-10pm) | 0.0010777 | 62.6251
flex | geo_advanced | lfill-gas | h09 (Winter 10pm-6am) | 0 | 37.0636
flex | geo_advanced | lfill-gas | h10 (Winter 6am-1pm) | 0.0030487 | 70.0393
flex | geo_advanced | lfill-gas | h11 (Winter 1pm-5pm) | 0 | 72.0959
flex | geo_advanced | lfill-gas | h12 (Winter 5pm-10pm) | 0.00034213 | 67.614
flex | geo_advanced | lfill-gas | h13 (Spring 10pm-6am) | 0 | 37.2957
flex | geo_advanced | lfill-gas | h14 (Spring 6am-1pm) | 0.023417 | 62.6099
flex | geo_advanced | lfill-gas | h15 (Spring 1pm-5pm) | 0 | 68.1486
flex | geo_advanced | lfill-gas | h16 (Spring 5pm-10pm) | 0.0028483 | 64.4143
flex | geo_advanced | lfill-gas | h17 (Summer Peak) | 0.001672 | 52.3197
flex | geo_advanced | pvb | h01 (Summer 10pm-6am) | 0 | 33.6187
flex | geo_advanced | pvb | h02 (Summer 6am-1pm) | 0 | 54.8205
flex | geo_advanced | pvb | h03 (Summer 1pm-5pm) | 0.12053 | 62.9902
flex | geo_advanced | pvb | h04 (Summer 5pm-10pm) | 0.0026331 | 62.5811
flex | geo_advanced | pvb | h05 (Fall 10pm-6am) | 0 | 34.6327
flex | geo_advanced | pvb | h06 (Fall 6am-1pm) | 0.021968 | 59.9357
flex | geo_advanced | pvb | h07 (Fall 1pm-5pm) | 1.4229 | 64.8204
flex | geo_advanced | pvb | h08 (Fall 5pm-10pm) | 0.034332 | 62.6251
flex | geo_advanced | pvb | h09 (Winter 10pm-6am) | 0.25288 | 37.0636
flex | geo_advanced | pvb | h10 (Winter 6am-1pm) | 0.61797 | 70.0393
flex | geo_advanced | pvb | h11 (Winter 1pm-5pm) | 1.4912 | 72.0959
flex | geo_advanced | pvb | h12 (Winter 5pm-10pm) | 1.7278 | 67.614
flex | geo_advanced | pvb | h13 (Spring 10pm-6am) | 0.17653 | 37.2957
flex | geo_advanced | pvb | h14 (Spring 6am-1pm) | 0.55727 | 62.6099
flex | geo_advanced | pvb | h15 (Spring 1pm-5pm) | 0.61385 | 68.1486
flex | geo_advanced | pvb | h16 (Spring 5pm-10pm) | 0.6691 | 64.4143
flex | geo_advanced | pvb | h17 (Summer Peak) | 1.8917 | 52.3197
flex | geo_advanced | battery_2 | h01 (Summer 10pm-6am) | 0.042178 | 33.6187
flex | geo_advanced | battery_2 | h02 (Summer 6am-1pm) | 0.19738 | 54.8205
flex | geo_advanced | battery_2 | h03 (Summer 1pm-5pm) | 1.75 | 62.9902
flex | geo_advanced | battery_2 | h04 (Summer 5pm-10pm) | 0.53968 | 62.5811
flex | geo_advanced | battery_2 | h05 (Fall 10pm-6am) | 0.4077 | 34.6327
flex | geo_advanced | battery_2 | h06 (Fall 6am-1pm) | 0.28603 | 59.9357
flex | geo_advanced | battery_2 | h07 (Fall 1pm-5pm) | 1.4942 | 64.8204
flex | geo_advanced | battery_2 | h08 (Fall 5pm-10pm) | 0.75539 | 62.6251
flex | geo_advanced | battery_2 | h09 (Winter 10pm-6am) | 0.037906 | 37.0636
flex | geo_advanced | battery_2 | h10 (Winter 6am-1pm) | 0.049973 | 70.0393
flex | geo_advanced | battery_2 | h11 (Winter 1pm-5pm) | 2.2836 | 72.0959
flex | geo_advanced | battery_2 | h12 (Winter 5pm-10pm) | 1.3288 | 67.614
flex | geo_advanced | battery_2 | h13 (Spring 10pm-6am) | 0.10116 | 37.2957
flex | geo_advanced | battery_2 | h14 (Spring 6am-1pm) | 0.16393 | 62.6099
flex | geo_advanced | battery_2 | h15 (Spring 1pm-5pm) | 1.2093 | 68.1486
flex | geo_advanced | battery_2 | h16 (Spring 5pm-10pm) | 0.80433 | 64.4143
flex | geo_advanced | battery_2 | h17 (Summer Peak) | 0.23933 | 52.3197
flex | geo_advanced | battery_4 | h01 (Summer 10pm-6am) | 1.1506 | 33.6187
flex | geo_advanced | battery_4 | h02 (Summer 6am-1pm) | 0.89208 | 54.8205
flex | geo_advanced | battery_4 | h03 (Summer 1pm-5pm) | 11.6172 | 62.9902
flex | geo_advanced | battery_4 | h04 (Summer 5pm-10pm) | 4.6716 | 62.5811
flex | geo_advanced | battery_4 | h05 (Fall 10pm-6am) | 3.0035 | 34.6327
flex | geo_advanced | battery_4 | h06 (Fall 6am-1pm) | 3.8802 | 59.9357
flex | geo_advanced | battery_4 | h07 (Fall 1pm-5pm) | 20.7208 | 64.8204
flex | geo_advanced | battery_4 | h08 (Fall 5pm-10pm) | 8.9825 | 62.6251
flex | geo_advanced | battery_4 | h09 (Winter 10pm-6am) | 4.1618 | 37.0636
flex | geo_advanced | battery_4 | h10 (Winter 6am-1pm) | 9.1276 | 70.0393
flex | geo_advanced | battery_4 | h11 (Winter 1pm-5pm) | 22.7537 | 72.0959
flex | geo_advanced | battery_4 | h12 (Winter 5pm-10pm) | 16.4425 | 67.614
flex | geo_advanced | battery_4 | h13 (Spring 10pm-6am) | 3.6615 | 37.2957
flex | geo_advanced | battery_4 | h14 (Spring 6am-1pm) | 4.9063 | 62.6099
flex | geo_advanced | battery_4 | h15 (Spring 1pm-5pm) | 23.4408 | 68.1486
flex | geo_advanced | battery_4 | h16 (Spring 5pm-10pm) | 10.0298 | 64.4143
flex | geo_advanced | battery_4 | h17 (Summer Peak) | 5.1603 | 52.3197
flex | geo_advanced | battery_6 | h01 (Summer 10pm-6am) | 1.8733 | 33.6187
flex | geo_advanced | battery_6 | h02 (Summer 6am-1pm) | 3.2471 | 54.8205
flex | geo_advanced | battery_6 | h03 (Summer 1pm-5pm) | 15.2813 | 62.9902
flex | geo_advanced | battery_6 | h04 (Summer 5pm-10pm) | 4.7631 | 62.5811
flex | geo_advanced | battery_6 | h05 (Fall 10pm-6am) | 1.1516 | 34.6327
flex | geo_advanced | battery_6 | h06 (Fall 6am-1pm) | 5.8962 | 59.9357
flex | geo_advanced | battery_6 | h07 (Fall 1pm-5pm) | 7.4683 | 64.8204
flex | geo_advanced | battery_6 | h08 (Fall 5pm-10pm) | 2.8556 | 62.6251
flex | geo_advanced | battery_6 | h09 (Winter 10pm-6am) | 5.4345 | 37.0636
flex | geo_advanced | battery_6 | h10 (Winter 6am-1pm) | 10.2387 | 70.0393
flex | geo_advanced | battery_6 | h11 (Winter 1pm-5pm) | 17.514 | 72.0959
flex | geo_advanced | battery_6 | h12 (Winter 5pm-10pm) | 7.069 | 67.614
flex | geo_advanced | battery_6 | h13 (Spring 10pm-6am) | 2.3424 | 37.2957
flex | geo_advanced | battery_6 | h14 (Spring 6am-1pm) | 5.3816 | 62.6099
flex | geo_advanced | battery_6 | h15 (Spring 1pm-5pm) | 11.8452 | 68.1486
flex | geo_advanced | battery_6 | h16 (Spring 5pm-10pm) | 4.7547 | 64.4143
flex | geo_advanced | battery_6 | h17 (Summer Peak) | 1.5805 | 52.3197
flex | geo_advanced | battery_8 | h01 (Summer 10pm-6am) | 0.42077 | 33.6187
flex | geo_advanced | battery_8 | h02 (Summer 6am-1pm) | 0.51041 | 54.8205
flex | geo_advanced | battery_8 | h03 (Summer 1pm-5pm) | 3.3153 | 62.9902
flex | geo_advanced | battery_8 | h04 (Summer 5pm-10pm) | 0.40468 | 62.5811
flex | geo_advanced | battery_8 | h05 (Fall 10pm-6am) | 1.5504 | 34.6327
flex | geo_advanced | battery_8 | h06 (Fall 6am-1pm) | 1.4989 | 59.9357
flex | geo_advanced | battery_8 | h07 (Fall 1pm-5pm) | 5.1971 | 64.8204
flex | geo_advanced | battery_8 | h08 (Fall 5pm-10pm) | 2.222 | 62.6251
flex | geo_advanced | battery_8 | h09 (Winter 10pm-6am) | 1.9486 | 37.0636
flex | geo_advanced | battery_8 | h10 (Winter 6am-1pm) | 6.2822 | 70.0393
flex | geo_advanced | battery_8 | h11 (Winter 1pm-5pm) | 7.2112 | 72.0959
flex | geo_advanced | battery_8 | h12 (Winter 5pm-10pm) | 5.0908 | 67.614
flex | geo_advanced | battery_8 | h13 (Spring 10pm-6am) | 1.1108 | 37.2957
flex | geo_advanced | battery_8 | h14 (Spring 6am-1pm) | 2.5758 | 62.6099
flex | geo_advanced | battery_8 | h15 (Spring 1pm-5pm) | 3.767 | 68.1486
flex | geo_advanced | battery_8 | h16 (Spring 5pm-10pm) | 1.5869 | 64.4143
flex | geo_advanced | battery_8 | h17 (Summer Peak) | 0.37406 | 52.3197
flex | geo_advanced | pumped-hydro | h01 (Summer 10pm-6am) | 2.5356 | 33.6187
flex | geo_advanced | pumped-hydro | h02 (Summer 6am-1pm) | 5.9122 | 54.8205
flex | geo_advanced | pumped-hydro | h03 (Summer 1pm-5pm) | 6.2687 | 62.9902
flex | geo_advanced | pumped-hydro | h04 (Summer 5pm-10pm) | 10.8923 | 62.5811
flex | geo_advanced | pumped-hydro | h05 (Fall 10pm-6am) | 3.1885 | 34.6327
flex | geo_advanced | pumped-hydro | h06 (Fall 6am-1pm) | 5.6453 | 59.9357
flex | geo_advanced | pumped-hydro | h07 (Fall 1pm-5pm) | 7.6974 | 64.8204
flex | geo_advanced | pumped-hydro | h08 (Fall 5pm-10pm) | 11.135 | 62.6251
flex | geo_advanced | pumped-hydro | h09 (Winter 10pm-6am) | 5.4118 | 37.0636
flex | geo_advanced | pumped-hydro | h10 (Winter 6am-1pm) | 7.1027 | 70.0393
flex | geo_advanced | pumped-hydro | h11 (Winter 1pm-5pm) | 7.4396 | 72.0959
flex | geo_advanced | pumped-hydro | h12 (Winter 5pm-10pm) | 14.758 | 67.614
flex | geo_advanced | pumped-hydro | h13 (Spring 10pm-6am) | 5.4252 | 37.2957
flex | geo_advanced | pumped-hydro | h14 (Spring 6am-1pm) | 12.4202 | 62.6099
flex | geo_advanced | pumped-hydro | h15 (Spring 1pm-5pm) | 9.5856 | 68.1486
flex | geo_advanced | pumped-hydro | h16 (Spring 5pm-10pm) | 13.2849 | 64.4143
flex | geo_advanced | pumped-hydro | h17 (Summer Peak) | 6.8949 | 52.3197
reg | geo_advanced | nuclear | h01 (Summer 10pm-6am) | 0 | 6.9878
reg | geo_advanced | nuclear | h02 (Summer 6am-1pm) | 0 | 11.3046
reg | geo_advanced | nuclear | h03 (Summer 1pm-5pm) | 0 | 13.455
reg | geo_advanced | nuclear | h04 (Summer 5pm-10pm) | 0 | 12.3075
reg | geo_advanced | nuclear | h05 (Fall 10pm-6am) | 0 | 6.5715
reg | geo_advanced | nuclear | h06 (Fall 6am-1pm) | 0 | 10.3185
reg | geo_advanced | nuclear | h07 (Fall 1pm-5pm) | 0 | 11.9934
reg | geo_advanced | nuclear | h08 (Fall 5pm-10pm) | 0 | 11.2477
reg | geo_advanced | nuclear | h09 (Winter 10pm-6am) | 0 | 6.8348
reg | geo_advanced | nuclear | h10 (Winter 6am-1pm) | 0 | 10.514
reg | geo_advanced | nuclear | h11 (Winter 1pm-5pm) | 0 | 11.2193
reg | geo_advanced | nuclear | h12 (Winter 5pm-10pm) | 0 | 11.3113
reg | geo_advanced | nuclear | h13 (Spring 10pm-6am) | 0 | 6.4168
reg | geo_advanced | nuclear | h14 (Spring 6am-1pm) | 0 | 10.2735
reg | geo_advanced | nuclear | h15 (Spring 1pm-5pm) | 0 | 11.5699
reg | geo_advanced | nuclear | h16 (Spring 5pm-10pm) | 0 | 11.0518
reg | geo_advanced | nuclear | h17 (Summer Peak) | 0 | 15.8037
reg | geo_advanced | coal | h01 (Summer 10pm-6am) | 0 | 6.9878
reg | geo_advanced | coal | h02 (Summer 6am-1pm) | 0 | 11.3046
reg | geo_advanced | coal | h03 (Summer 1pm-5pm) | 0 | 13.455
reg | geo_advanced | coal | h04 (Summer 5pm-10pm) | 0 | 12.3075
reg | geo_advanced | coal | h05 (Fall 10pm-6am) | 0 | 6.5715
reg | geo_advanced | coal | h06 (Fall 6am-1pm) | 0 | 10.3185
reg | geo_advanced | coal | h07 (Fall 1pm-5pm) | 0 | 11.9934
reg | geo_advanced | coal | h08 (Fall 5pm-10pm) | 0 | 11.2477
reg | geo_advanced | coal | h09 (Winter 10pm-6am) | 0 | 6.8348
reg | geo_advanced | coal | h10 (Winter 6am-1pm) | 0 | 10.514
reg | geo_advanced | coal | h11 (Winter 1pm-5pm) | 0 | 11.2193
reg | geo_advanced | coal | h12 (Winter 5pm-10pm) | 0 | 11.3113
reg | geo_advanced | coal | h13 (Spring 10pm-6am) | 0 | 6.4168
reg | geo_advanced | coal | h14 (Spring 6am-1pm) | 0 | 10.2735
reg | geo_advanced | coal | h15 (Spring 1pm-5pm) | 0 | 11.5699
reg | geo_advanced | coal | h16 (Spring 5pm-10pm) | 0 | 11.0518
reg | geo_advanced | coal | h17 (Summer Peak) | 0.15794 | 15.8037
reg | geo_advanced | gas-cc | h01 (Summer 10pm-6am) | 0 | 6.9878
reg | geo_advanced | gas-cc | h02 (Summer 6am-1pm) | 0.0013969 | 11.3046
reg | geo_advanced | gas-cc | h03 (Summer 1pm-5pm) | 0 | 13.455
reg | geo_advanced | gas-cc | h04 (Summer 5pm-10pm) | 0 | 12.3075
reg | geo_advanced | gas-cc | h05 (Fall 10pm-6am) | 0.14888 | 6.5715
reg | geo_advanced | gas-cc | h06 (Fall 6am-1pm) | 0.001327 | 10.3185
reg | geo_advanced | gas-cc | h07 (Fall 1pm-5pm) | 0 | 11.9934
reg | geo_advanced | gas-cc | h08 (Fall 5pm-10pm) | 0 | 11.2477
reg | geo_advanced | gas-cc | h09 (Winter 10pm-6am) | 0 | 6.8348
reg | geo_advanced | gas-cc | h10 (Winter 6am-1pm) | 0.0047204 | 10.514
reg | geo_advanced | gas-cc | h11 (Winter 1pm-5pm) | 0 | 11.2193
reg | geo_advanced | gas-cc | h12 (Winter 5pm-10pm) | 0 | 11.3113
reg | geo_advanced | gas-cc | h13 (Spring 10pm-6am) | 0 | 6.4168
reg | geo_advanced | gas-cc | h14 (Spring 6am-1pm) | 0.0085895 | 10.2735
reg | geo_advanced | gas-cc | h15 (Spring 1pm-5pm) | 0.00049046 | 11.5699
reg | geo_advanced | gas-cc | h16 (Spring 5pm-10pm) | 0.0037808 | 11.0518
reg | geo_advanced | gas-cc | h17 (Summer Peak) | 0 | 15.8037
reg | geo_advanced | gas-cc-ccs_mod_upgrade | h01 (Summer 10pm-6am) | 0 | 6.9878
reg | geo_advanced | gas-cc-ccs_mod_upgrade | h02 (Summer 6am-1pm) | 0 | 11.3046
reg | geo_advanced | gas-cc-ccs_mod_upgrade | h03 (Summer 1pm-5pm) | 0 | 13.455
reg | geo_advanced | gas-cc-ccs_mod_upgrade | h04 (Summer 5pm-10pm) | 0 | 12.3075
reg | geo_advanced | gas-cc-ccs_mod_upgrade | h05 (Fall 10pm-6am) | 0 | 6.5715
reg | geo_advanced | gas-cc-ccs_mod_upgrade | h06 (Fall 6am-1pm) | 0 | 10.3185
reg | geo_advanced | gas-cc-ccs_mod_upgrade | h07 (Fall 1pm-5pm) | 0 | 11.9934
reg | geo_advanced | gas-cc-ccs_mod_upgrade | h08 (Fall 5pm-10pm) | 0 | 11.2477
reg | geo_advanced | gas-cc-ccs_mod_upgrade | h09 (Winter 10pm-6am) | 0 | 6.8348
reg | geo_advanced | gas-cc-ccs_mod_upgrade | h10 (Winter 6am-1pm) | 0 | 10.514
reg | geo_advanced | gas-cc-ccs_mod_upgrade | h11 (Winter 1pm-5pm) | 0 | 11.2193
reg | geo_advanced | gas-cc-ccs_mod_upgrade | h12 (Winter 5pm-10pm) | 0 | 11.3113
reg | geo_advanced | gas-cc-ccs_mod_upgrade | h13 (Spring 10pm-6am) | 0 | 6.4168
reg | geo_advanced | gas-cc-ccs_mod_upgrade | h14 (Spring 6am-1pm) | 0 | 10.2735
reg | geo_advanced | gas-cc-ccs_mod_upgrade | h15 (Spring 1pm-5pm) | 0 | 11.5699
reg | geo_advanced | gas-cc-ccs_mod_upgrade | h16 (Spring 5pm-10pm) | 0 | 11.0518
reg | geo_advanced | gas-cc-ccs_mod_upgrade | h17 (Summer Peak) | 0 | 15.8037
reg | geo_advanced | gas-ct | h01 (Summer 10pm-6am) | 0.44706 | 6.9878
reg | geo_advanced | gas-ct | h02 (Summer 6am-1pm) | 0.52985 | 11.3046
reg | geo_advanced | gas-ct | h03 (Summer 1pm-5pm) | 0.48948 | 13.455
reg | geo_advanced | gas-ct | h04 (Summer 5pm-10pm) | 0.0047672 | 12.3075
reg | geo_advanced | gas-ct | h05 (Fall 10pm-6am) | 0 | 6.5715
reg | geo_advanced | gas-ct | h06 (Fall 6am-1pm) | 0.0079193 | 10.3185
reg | geo_advanced | gas-ct | h07 (Fall 1pm-5pm) | 0.071939 | 11.9934
reg | geo_advanced | gas-ct | h08 (Fall 5pm-10pm) | 0.2565 | 11.2477
reg | geo_advanced | gas-ct | h09 (Winter 10pm-6am) | 0.000774 | 6.8348
reg | geo_advanced | gas-ct | h10 (Winter 6am-1pm) | 0.0042534 | 10.514
reg | geo_advanced | gas-ct | h11 (Winter 1pm-5pm) | 0.11123 | 11.2193
reg | geo_advanced | gas-ct | h12 (Winter 5pm-10pm) | 0.0035025 | 11.3113
reg | geo_advanced | gas-ct | h13 (Spring 10pm-6am) | 0 | 6.4168
reg | geo_advanced | gas-ct | h14 (Spring 6am-1pm) | 0 | 10.2735
reg | geo_advanced | gas-ct | h15 (Spring 1pm-5pm) | 0.10243 | 11.5699
reg | geo_advanced | gas-ct | h16 (Spring 5pm-10pm) | 0.41424 | 11.0518
reg | geo_advanced | gas-ct | h17 (Summer Peak) | 4.7312 | 15.8037
reg | geo_advanced | o-g-s | h01 (Summer 10pm-6am) | 0 | 6.9878
reg | geo_advanced | o-g-s | h02 (Summer 6am-1pm) | 0 | 11.3046
reg | geo_advanced | o-g-s | h03 (Summer 1pm-5pm) | 0 | 13.455
reg | geo_advanced | o-g-s | h04 (Summer 5pm-10pm) | 0 | 12.3075
reg | geo_advanced | o-g-s | h05 (Fall 10pm-6am) | 0 | 6.5715
reg | geo_advanced | o-g-s | h06 (Fall 6am-1pm) | 0 | 10.3185
reg | geo_advanced | o-g-s | h07 (Fall 1pm-5pm) | 0 | 11.9934
reg | geo_advanced | o-g-s | h08 (Fall 5pm-10pm) | 0 | 11.2477
reg | geo_advanced | o-g-s | h09 (Winter 10pm-6am) | 0 | 6.8348
reg | geo_advanced | o-g-s | h10 (Winter 6am-1pm) | 0 | 10.514
reg | geo_advanced | o-g-s | h11 (Winter 1pm-5pm) | 0 | 11.2193
reg | geo_advanced | o-g-s | h12 (Winter 5pm-10pm) | 0 | 11.3113
reg | geo_advanced | o-g-s | h13 (Spring 10pm-6am) | 0 | 6.4168
reg | geo_advanced | o-g-s | h14 (Spring 6am-1pm) | 0 | 10.2735
reg | geo_advanced | o-g-s | h15 (Spring 1pm-5pm) | 0 | 11.5699
reg | geo_advanced | o-g-s | h16 (Spring 5pm-10pm) | 0.0035166 | 11.0518
reg | geo_advanced | o-g-s | h17 (Summer Peak) | 0 | 15.8037
reg | geo_advanced | hydro | h01 (Summer 10pm-6am) | 0 | 6.9878
reg | geo_advanced | hydro | h02 (Summer 6am-1pm) | 0 | 11.3046
reg | geo_advanced | hydro | h03 (Summer 1pm-5pm) | 0 | 13.455
reg | geo_advanced | hydro | h04 (Summer 5pm-10pm) | 0 | 12.3075
reg | geo_advanced | hydro | h05 (Fall 10pm-6am) | 0 | 6.5715
reg | geo_advanced | hydro | h06 (Fall 6am-1pm) | 0 | 10.3185
reg | geo_advanced | hydro | h07 (Fall 1pm-5pm) | 0 | 11.9934
reg | geo_advanced | hydro | h08 (Fall 5pm-10pm) | 0 | 11.2477
reg | geo_advanced | hydro | h09 (Winter 10pm-6am) | 0 | 6.8348
reg | geo_advanced | hydro | h10 (Winter 6am-1pm) | 0 | 10.514
reg | geo_advanced | hydro | h11 (Winter 1pm-5pm) | 0 | 11.2193
reg | geo_advanced | hydro | h12 (Winter 5pm-10pm) | 0 | 11.3113
reg | geo_advanced | hydro | h13 (Spring 10pm-6am) | 0 | 6.4168
reg | geo_advanced | hydro | h14 (Spring 6am-1pm) | 0 | 10.2735
reg | geo_advanced | hydro | h15 (Spring 1pm-5pm) | 0 | 11.5699
reg | geo_advanced | hydro | h16 (Spring 5pm-10pm) | 0.012639 | 11.0518
reg | geo_advanced | hydro | h17 (Summer Peak) | 0 | 15.8037
reg | geo_advanced | geothermal | h01 (Summer 10pm-6am) | 0 | 6.9878
reg | geo_advanced | geothermal | h02 (Summer 6am-1pm) | 0 | 11.3046
reg | geo_advanced | geothermal | h03 (Summer 1pm-5pm) | 0 | 13.455
reg | geo_advanced | geothermal | h04 (Summer 5pm-10pm) | 0 | 12.3075
reg | geo_advanced | geothermal | h05 (Fall 10pm-6am) | 0 | 6.5715
reg | geo_advanced | geothermal | h06 (Fall 6am-1pm) | 0 | 10.3185
reg | geo_advanced | geothermal | h07 (Fall 1pm-5pm) | 0 | 11.9934
reg | geo_advanced | geothermal | h08 (Fall 5pm-10pm) | 0 | 11.2477
reg | geo_advanced | geothermal | h09 (Winter 10pm-6am) | 0 | 6.8348
reg | geo_advanced | geothermal | h10 (Winter 6am-1pm) | 0 | 10.514
reg | geo_advanced | geothermal | h11 (Winter 1pm-5pm) | 0 | 11.2193
reg | geo_advanced | geothermal | h12 (Winter 5pm-10pm) | 0 | 11.3113
reg | geo_advanced | geothermal | h13 (Spring 10pm-6am) | 0 | 6.4168
reg | geo_advanced | geothermal | h14 (Spring 6am-1pm) | 0 | 10.2735
reg | geo_advanced | geothermal | h15 (Spring 1pm-5pm) | 0 | 11.5699
reg | geo_advanced | geothermal | h16 (Spring 5pm-10pm) | 0 | 11.0518
reg | geo_advanced | geothermal | h17 (Summer Peak) | 0 | 15.8037
reg | geo_advanced | biopower | h01 (Summer 10pm-6am) | 0.0053799 | 6.9878
reg | geo_advanced | biopower | h02 (Summer 6am-1pm) | 0.010081 | 11.3046
reg | geo_advanced | biopower | h03 (Summer 1pm-5pm) | 0.0095844 | 13.455
reg | geo_advanced | biopower | h04 (Summer 5pm-10pm) | 0 | 12.3075
reg | geo_advanced | biopower | h05 (Fall 10pm-6am) | 0 | 6.5715
reg | geo_advanced | biopower | h06 (Fall 6am-1pm) | 0.00044591 | 10.3185
reg | geo_advanced | biopower | h07 (Fall 1pm-5pm) | 0 | 11.9934
reg | geo_advanced | biopower | h08 (Fall 5pm-10pm) | 0.010219 | 11.2477
reg | geo_advanced | biopower | h09 (Winter 10pm-6am) | 0 | 6.8348
reg | geo_advanced | biopower | h10 (Winter 6am-1pm) | 0.0012974 | 10.514
reg | geo_advanced | biopower | h11 (Winter 1pm-5pm) | 0.0010911 | 11.2193
reg | geo_advanced | biopower | h12 (Winter 5pm-10pm) | 0 | 11.3113
reg | geo_advanced | biopower | h13 (Spring 10pm-6am) | 0 | 6.4168
reg | geo_advanced | biopower | h14 (Spring 6am-1pm) | 0.00061313 | 10.2735
reg | geo_advanced | biopower | h15 (Spring 1pm-5pm) | 0 | 11.5699
reg | geo_advanced | biopower | h16 (Spring 5pm-10pm) | 0.00061313 | 11.0518
reg | geo_advanced | biopower | h17 (Summer Peak) | 0.01012 | 15.8037
reg | geo_advanced | lfill-gas | h01 (Summer 10pm-6am) | 0 | 6.9878
reg | geo_advanced | lfill-gas | h02 (Summer 6am-1pm) | 0 | 11.3046
reg | geo_advanced | lfill-gas | h03 (Summer 1pm-5pm) | 0 | 13.455
reg | geo_advanced | lfill-gas | h04 (Summer 5pm-10pm) | 0 | 12.3075
reg | geo_advanced | lfill-gas | h05 (Fall 10pm-6am) | 0 | 6.5715
reg | geo_advanced | lfill-gas | h06 (Fall 6am-1pm) | 0 | 10.3185
reg | geo_advanced | lfill-gas | h07 (Fall 1pm-5pm) | 0 | 11.9934
reg | geo_advanced | lfill-gas | h08 (Fall 5pm-10pm) | 0 | 11.2477
reg | geo_advanced | lfill-gas | h09 (Winter 10pm-6am) | 0 | 6.8348
reg | geo_advanced | lfill-gas | h10 (Winter 6am-1pm) | 0 | 10.514
reg | geo_advanced | lfill-gas | h11 (Winter 1pm-5pm) | 0 | 11.2193
reg | geo_advanced | lfill-gas | h12 (Winter 5pm-10pm) | 0 | 11.3113
reg | geo_advanced | lfill-gas | h13 (Spring 10pm-6am) | 0 | 6.4168
reg | geo_advanced | lfill-gas | h14 (Spring 6am-1pm) | 0 | 10.2735
reg | geo_advanced | lfill-gas | h15 (Spring 1pm-5pm) | 0 | 11.5699
reg | geo_advanced | lfill-gas | h16 (Spring 5pm-10pm) | 0.0026943 | 11.0518
reg | geo_advanced | lfill-gas | h17 (Summer Peak) | 0.000704 | 15.8037
reg | geo_advanced | pvb | h01 (Summer 10pm-6am) | 0.13164 | 6.9878
reg | geo_advanced | pvb | h02 (Summer 6am-1pm) | 0.3164 | 11.3046
reg | geo_advanced | pvb | h03 (Summer 1pm-5pm) | 0.069622 | 13.455
reg | geo_advanced | pvb | h04 (Summer 5pm-10pm) | 0.32209 | 12.3075
reg | geo_advanced | pvb | h05 (Fall 10pm-6am) | 0.15002 | 6.5715
reg | geo_advanced | pvb | h06 (Fall 6am-1pm) | 0.2234 | 10.3185
reg | geo_advanced | pvb | h07 (Fall 1pm-5pm) | 0.26341 | 11.9934
reg | geo_advanced | pvb | h08 (Fall 5pm-10pm) | 0.43062 | 11.2477
reg | geo_advanced | pvb | h09 (Winter 10pm-6am) | 0.59337 | 6.8348
reg | geo_advanced | pvb | h10 (Winter 6am-1pm) | 0.41538 | 10.514
reg | geo_advanced | pvb | h11 (Winter 1pm-5pm) | 0.30309 | 11.2193
reg | geo_advanced | pvb | h12 (Winter 5pm-10pm) | 0.52262 | 11.3113
reg | geo_advanced | pvb | h13 (Spring 10pm-6am) | 0.18397 | 6.4168
reg | geo_advanced | pvb | h14 (Spring 6am-1pm) | 0.16663 | 10.2735
reg | geo_advanced | pvb | h15 (Spring 1pm-5pm) | 2.7036 | 11.5699
reg | geo_advanced | pvb | h16 (Spring 5pm-10pm) | 0.61433 | 11.0518
reg | geo_advanced | pvb | h17 (Summer Peak) | 0.88927 | 15.8037
reg | geo_advanced | battery_2 | h01 (Summer 10pm-6am) | 0.56257 | 6.9878
reg | geo_advanced | battery_2 | h02 (Summer 6am-1pm) | 1.2473 | 11.3046
reg | geo_advanced | battery_2 | h03 (Summer 1pm-5pm) | 2.0928 | 13.455
reg | geo_advanced | battery_2 | h04 (Summer 5pm-10pm) | 0.58189 | 12.3075
reg | geo_advanced | battery_2 | h05 (Fall 10pm-6am) | 0.95023 | 6.5715
reg | geo_advanced | battery_2 | h06 (Fall 6am-1pm) | 1.3203 | 10.3185
reg | geo_advanced | battery_2 | h07 (Fall 1pm-5pm) | 1.7744 | 11.9934
reg | geo_advanced | battery_2 | h08 (Fall 5pm-10pm) | 1.1885 | 11.2477
reg | geo_advanced | battery_2 | h09 (Winter 10pm-6am) | 0.46848 | 6.8348
reg | geo_advanced | battery_2 | h10 (Winter 6am-1pm) | 1.4419 | 10.514
reg | geo_advanced | battery_2 | h11 (Winter 1pm-5pm) | 2.4471 | 11.2193
reg | geo_advanced | battery_2 | h12 (Winter 5pm-10pm) | 0.44462 | 11.3113
reg | geo_advanced | battery_2 | h13 (Spring 10pm-6am) | 0.32877 | 6.4168
reg | geo_advanced | battery_2 | h14 (Spring 6am-1pm) | 1.5223 | 10.2735
reg | geo_advanced | battery_2 | h15 (Spring 1pm-5pm) | 1.751 | 11.5699
reg | geo_advanced | battery_2 | h16 (Spring 5pm-10pm) | 1.1258 | 11.0518
reg | geo_advanced | battery_2 | h17 (Summer Peak) | 0.86 | 15.8037
reg | geo_advanced | battery_4 | h01 (Summer 10pm-6am) | 1.634 | 6.9878
reg | geo_advanced | battery_4 | h02 (Summer 6am-1pm) | 4.7034 | 11.3046
reg | geo_advanced | battery_4 | h03 (Summer 1pm-5pm) | 4.4504 | 13.455
reg | geo_advanced | battery_4 | h04 (Summer 5pm-10pm) | 2.7246 | 12.3075
reg | geo_advanced | battery_4 | h05 (Fall 10pm-6am) | 2.7035 | 6.5715
reg | geo_advanced | battery_4 | h06 (Fall 6am-1pm) | 4.0332 | 10.3185
reg | geo_advanced | battery_4 | h07 (Fall 1pm-5pm) | 5.7735 | 11.9934
reg | geo_advanced | battery_4 | h08 (Fall 5pm-10pm) | 3.7543 | 11.2477
reg | geo_advanced | battery_4 | h09 (Winter 10pm-6am) | 2.6418 | 6.8348
reg | geo_advanced | battery_4 | h10 (Winter 6am-1pm) | 3.8202 | 10.514
reg | geo_advanced | battery_4 | h11 (Winter 1pm-5pm) | 4.2908 | 11.2193
reg | geo_advanced | battery_4 | h12 (Winter 5pm-10pm) | 3.9365 | 11.3113
reg | geo_advanced | battery_4 | h13 (Spring 10pm-6am) | 2.3138 | 6.4168
reg | geo_advanced | battery_4 | h14 (Spring 6am-1pm) | 4.0782 | 10.2735
reg | geo_advanced | battery_4 | h15 (Spring 1pm-5pm) | 4.006 | 11.5699
reg | geo_advanced | battery_4 | h16 (Spring 5pm-10pm) | 2.2883 | 11.0518
reg | geo_advanced | battery_4 | h17 (Summer Peak) | 8.1744 | 15.8037
reg | geo_advanced | battery_6 | h01 (Summer 10pm-6am) | 1.9665 | 6.9878
reg | geo_advanced | battery_6 | h02 (Summer 6am-1pm) | 2.6627 | 11.3046
reg | geo_advanced | battery_6 | h03 (Summer 1pm-5pm) | 5.7404 | 13.455
reg | geo_advanced | battery_6 | h04 (Summer 5pm-10pm) | 5.4367 | 12.3075
reg | geo_advanced | battery_6 | h05 (Fall 10pm-6am) | 1.9865 | 6.5715
reg | geo_advanced | battery_6 | h06 (Fall 6am-1pm) | 2.9858 | 10.3185
reg | geo_advanced | battery_6 | h07 (Fall 1pm-5pm) | 3.3042 | 11.9934
reg | geo_advanced | battery_6 | h08 (Fall 5pm-10pm) | 3.5181 | 11.2477
reg | geo_advanced | battery_6 | h09 (Winter 10pm-6am) | 2.1772 | 6.8348
reg | geo_advanced | battery_6 | h10 (Winter 6am-1pm) | 3.7012 | 10.514
reg | geo_advanced | battery_6 | h11 (Winter 1pm-5pm) | 3.3043 | 11.2193
reg | geo_advanced | battery_6 | h12 (Winter 5pm-10pm) | 5.2864 | 11.3113
reg | geo_advanced | battery_6 | h13 (Spring 10pm-6am) | 2.3814 | 6.4168
reg | geo_advanced | battery_6 | h14 (Spring 6am-1pm) | 2.9212 | 10.2735
reg | geo_advanced | battery_6 | h15 (Spring 1pm-5pm) | 2.5165 | 11.5699
reg | geo_advanced | battery_6 | h16 (Spring 5pm-10pm) | 5.1578 | 11.0518
reg | geo_advanced | battery_6 | h17 (Summer Peak) | 0.98012 | 15.8037
reg | geo_advanced | battery_8 | h01 (Summer 10pm-6am) | 2.2406 | 6.9878
reg | geo_advanced | battery_8 | h02 (Summer 6am-1pm) | 1.8335 | 11.3046
reg | geo_advanced | battery_8 | h03 (Summer 1pm-5pm) | 0.60263 | 13.455
reg | geo_advanced | battery_8 | h04 (Summer 5pm-10pm) | 3.2375 | 12.3075
reg | geo_advanced | battery_8 | h05 (Fall 10pm-6am) | 0.6323 | 6.5715
reg | geo_advanced | battery_8 | h06 (Fall 6am-1pm) | 1.7462 | 10.3185
reg | geo_advanced | battery_8 | h07 (Fall 1pm-5pm) | 0.80591 | 11.9934
reg | geo_advanced | battery_8 | h08 (Fall 5pm-10pm) | 2.0895 | 11.2477
reg | geo_advanced | battery_8 | h09 (Winter 10pm-6am) | 0.95312 | 6.8348
reg | geo_advanced | battery_8 | h10 (Winter 6am-1pm) | 1.1251 | 10.514
reg | geo_advanced | battery_8 | h11 (Winter 1pm-5pm) | 0.76175 | 11.2193
reg | geo_advanced | battery_8 | h12 (Winter 5pm-10pm) | 1.1177 | 11.3113
reg | geo_advanced | battery_8 | h13 (Spring 10pm-6am) | 1.2089 | 6.4168
reg | geo_advanced | battery_8 | h14 (Spring 6am-1pm) | 1.576 | 10.2735
reg | geo_advanced | battery_8 | h15 (Spring 1pm-5pm) | 0.48985 | 11.5699
reg | geo_advanced | battery_8 | h16 (Spring 5pm-10pm) | 1.4281 | 11.0518
reg | geo_advanced | battery_8 | h17 (Summer Peak) | 0 | 15.8037
reg | geo_advanced | pumped-hydro | h01 (Summer 10pm-6am) | 0 | 6.9878
reg | geo_advanced | pumped-hydro | h02 (Summer 6am-1pm) | 0 | 11.3046
reg | geo_advanced | pumped-hydro | h03 (Summer 1pm-5pm) | 0 | 13.455
reg | geo_advanced | pumped-hydro | h04 (Summer 5pm-10pm) | 0 | 12.3075
reg | geo_advanced | pumped-hydro | h05 (Fall 10pm-6am) | 0 | 6.5715
reg | geo_advanced | pumped-hydro | h06 (Fall 6am-1pm) | 0 | 10.3185
reg | geo_advanced | pumped-hydro | h07 (Fall 1pm-5pm) | 0 | 11.9934
reg | geo_advanced | pumped-hydro | h08 (Fall 5pm-10pm) | 0 | 11.2477
reg | geo_advanced | pumped-hydro | h09 (Winter 10pm-6am) | 0 | 6.8348
reg | geo_advanced | pumped-hydro | h10 (Winter 6am-1pm) | 0 | 10.514
reg | geo_advanced | pumped-hydro | h11 (Winter 1pm-5pm) | 0 | 11.2193
reg | geo_advanced | pumped-hydro | h12 (Winter 5pm-10pm) | 0 | 11.3113
reg | geo_advanced | pumped-hydro | h13 (Spring 10pm-6am) | 0 | 6.4168
reg | geo_advanced | pumped-hydro | h14 (Spring 6am-1pm) | 0 | 10.2735
reg | geo_advanced | pumped-hydro | h15 (Spring 1pm-5pm) | 0 | 11.5699
reg | geo_advanced | pumped-hydro | h16 (Spring 5pm-10pm) | 0 | 11.0518
reg | geo_advanced | pumped-hydro | h17 (Summer Peak) | 0 | 15.8037
spin | geo_advanced | nuclear | h01 (Summer 10pm-6am) | 0 | 26.6757
spin | geo_advanced | nuclear | h02 (Summer 6am-1pm) | 0 | 44.6367
spin | geo_advanced | nuclear | h03 (Summer 1pm-5pm) | 0 | 52.6316
spin | geo_advanced | nuclear | h04 (Summer 5pm-10pm) | 0 | 28.9651
spin | geo_advanced | nuclear | h05 (Fall 10pm-6am) | 0 | 28.1944
spin | geo_advanced | nuclear | h06 (Fall 6am-1pm) | 0 | 31.1465
spin | geo_advanced | nuclear | h07 (Fall 1pm-5pm) | 0 | 43.3212
spin | geo_advanced | nuclear | h08 (Fall 5pm-10pm) | 0 | 24.5979
spin | geo_advanced | nuclear | h09 (Winter 10pm-6am) | 0 | 27.4047
spin | geo_advanced | nuclear | h10 (Winter 6am-1pm) | 0 | 27.3406
spin | geo_advanced | nuclear | h11 (Winter 1pm-5pm) | 0 | 45.8187
spin | geo_advanced | nuclear | h12 (Winter 5pm-10pm) | 0 | 27.6471
spin | geo_advanced | nuclear | h13 (Spring 10pm-6am) | 0 | 21.9326
spin | geo_advanced | nuclear | h14 (Spring 6am-1pm) | 0.080727 | 28.7977
spin | geo_advanced | nuclear | h15 (Spring 1pm-5pm) | 0.025575 | 44.5792
spin | geo_advanced | nuclear | h16 (Spring 5pm-10pm) | 0.12909 | 20.9882
spin | geo_advanced | nuclear | h17 (Summer Peak) | 0 | 35.5327
spin | geo_advanced | coal | h01 (Summer 10pm-6am) | 0.15612 | 26.6757
spin | geo_advanced | coal | h02 (Summer 6am-1pm) | 0 | 44.6367
spin | geo_advanced | coal | h03 (Summer 1pm-5pm) | 0.36308 | 52.6316
spin | geo_advanced | coal | h04 (Summer 5pm-10pm) | 0.8365 | 28.9651
spin | geo_advanced | coal | h05 (Fall 10pm-6am) | 0 | 28.1944
spin | geo_advanced | coal | h06 (Fall 6am-1pm) | 0 | 31.1465
spin | geo_advanced | coal | h07 (Fall 1pm-5pm) | 0 | 43.3212
spin | geo_advanced | coal | h08 (Fall 5pm-10pm) | 1.4754 | 24.5979
spin | geo_advanced | coal | h09 (Winter 10pm-6am) | 0 | 27.4047
spin | geo_advanced | coal | h10 (Winter 6am-1pm) | 0 | 27.3406
spin | geo_advanced | coal | h11 (Winter 1pm-5pm) | 0 | 45.8187
spin | geo_advanced | coal | h12 (Winter 5pm-10pm) | 0.46611 | 27.6471
spin | geo_advanced | coal | h13 (Spring 10pm-6am) | 0 | 21.9326
spin | geo_advanced | coal | h14 (Spring 6am-1pm) | 0 | 28.7977
spin | geo_advanced | coal | h15 (Spring 1pm-5pm) | 0 | 44.5792
spin | geo_advanced | coal | h16 (Spring 5pm-10pm) | 1.1581 | 20.9882
spin | geo_advanced | coal | h17 (Summer Peak) | 2.8597 | 35.5327
spin | geo_advanced | gas-cc | h01 (Summer 10pm-6am) | 0.036554 | 26.6757
spin | geo_advanced | gas-cc | h02 (Summer 6am-1pm) | 0.049864 | 44.6367
spin | geo_advanced | gas-cc | h03 (Summer 1pm-5pm) | 0.062524 | 52.6316
spin | geo_advanced | gas-cc | h04 (Summer 5pm-10pm) | 0.47863 | 28.9651
spin | geo_advanced | gas-cc | h05 (Fall 10pm-6am) | 0.03053 | 28.1944
spin | geo_advanced | gas-cc | h06 (Fall 6am-1pm) | 0.043352 | 31.1465
spin | geo_advanced | gas-cc | h07 (Fall 1pm-5pm) | 0.049604 | 43.3212
spin | geo_advanced | gas-cc | h08 (Fall 5pm-10pm) | 0.51762 | 24.5979
spin | geo_advanced | gas-cc | h09 (Winter 10pm-6am) | 0.038099 | 27.4047
spin | geo_advanced | gas-cc | h10 (Winter 6am-1pm) | 0.047007 | 27.3406
spin | geo_advanced | gas-cc | h11 (Winter 1pm-5pm) | 0.050816 | 45.8187
spin | geo_advanced | gas-cc | h12 (Winter 5pm-10pm) | 0.95048 | 27.6471
spin | geo_advanced | gas-cc | h13 (Spring 10pm-6am) | 0.055023 | 21.9326
spin | geo_advanced | gas-cc | h14 (Spring 6am-1pm) | 0.043681 | 28.7977
spin | geo_advanced | gas-cc | h15 (Spring 1pm-5pm) | 0.049852 | 44.5792
spin | geo_advanced | gas-cc | h16 (Spring 5pm-10pm) | 7.7333 | 20.9882
spin | geo_advanced | gas-cc | h17 (Summer Peak) | 0.86714 | 35.5327
spin | geo_advanced | gas-cc-ccs_mod_upgrade | h01 (Summer 10pm-6am) | 0 | 26.6757
spin | geo_advanced | gas-cc-ccs_mod_upgrade | h02 (Summer 6am-1pm) | 0 | 44.6367
spin | geo_advanced | gas-cc-ccs_mod_upgrade | h03 (Summer 1pm-5pm) | 0 | 52.6316
spin | geo_advanced | gas-cc-ccs_mod_upgrade | h04 (Summer 5pm-10pm) | 0.49172 | 28.9651
spin | geo_advanced | gas-cc-ccs_mod_upgrade | h05 (Fall 10pm-6am) | 0 | 28.1944
spin | geo_advanced | gas-cc-ccs_mod_upgrade | h06 (Fall 6am-1pm) | 0 | 31.1465
spin | geo_advanced | gas-cc-ccs_mod_upgrade | h07 (Fall 1pm-5pm) | 0 | 43.3212
spin | geo_advanced | gas-cc-ccs_mod_upgrade | h08 (Fall 5pm-10pm) | 0.21254 | 24.5979
spin | geo_advanced | gas-cc-ccs_mod_upgrade | h09 (Winter 10pm-6am) | 0 | 27.4047
spin | geo_advanced | gas-cc-ccs_mod_upgrade | h10 (Winter 6am-1pm) | 0 | 27.3406
spin | geo_advanced | gas-cc-ccs_mod_upgrade | h11 (Winter 1pm-5pm) | 0 | 45.8187
spin | geo_advanced | gas-cc-ccs_mod_upgrade | h12 (Winter 5pm-10pm) | 0 | 27.6471
spin | geo_advanced | gas-cc-ccs_mod_upgrade | h13 (Spring 10pm-6am) | 0 | 21.9326
spin | geo_advanced | gas-cc-ccs_mod_upgrade | h14 (Spring 6am-1pm) | 0 | 28.7977
spin | geo_advanced | gas-cc-ccs_mod_upgrade | h15 (Spring 1pm-5pm) | 0 | 44.5792
spin | geo_advanced | gas-cc-ccs_mod_upgrade | h16 (Spring 5pm-10pm) | 0.0040215 | 20.9882
spin | geo_advanced | gas-cc-ccs_mod_upgrade | h17 (Summer Peak) | 1.7584 | 35.5327
spin | geo_advanced | gas-ct | h01 (Summer 10pm-6am) | 0 | 26.6757
spin | geo_advanced | gas-ct | h02 (Summer 6am-1pm) | 0 | 44.6367
spin | geo_advanced | gas-ct | h03 (Summer 1pm-5pm) | 0 | 52.6316
spin | geo_advanced | gas-ct | h04 (Summer 5pm-10pm) | 0 | 28.9651
spin | geo_advanced | gas-ct | h05 (Fall 10pm-6am) | 0 | 28.1944
spin | geo_advanced | gas-ct | h06 (Fall 6am-1pm) | 0 | 31.1465
spin | geo_advanced | gas-ct | h07 (Fall 1pm-5pm) | 0 | 43.3212
spin | geo_advanced | gas-ct | h08 (Fall 5pm-10pm) | 0 | 24.5979
spin | geo_advanced | gas-ct | h09 (Winter 10pm-6am) | 0 | 27.4047
spin | geo_advanced | gas-ct | h10 (Winter 6am-1pm) | 0 | 27.3406
spin | geo_advanced | gas-ct | h11 (Winter 1pm-5pm) | 0 | 45.8187
spin | geo_advanced | gas-ct | h12 (Winter 5pm-10pm) | 0 | 27.6471
spin | geo_advanced | gas-ct | h13 (Spring 10pm-6am) | 0 | 21.9326
spin | geo_advanced | gas-ct | h14 (Spring 6am-1pm) | 0 | 28.7977
spin | geo_advanced | gas-ct | h15 (Spring 1pm-5pm) | 0 | 44.5792
spin | geo_advanced | gas-ct | h16 (Spring 5pm-10pm) | 0 | 20.9882
spin | geo_advanced | gas-ct | h17 (Summer Peak) | 4.342 | 35.5327
spin | geo_advanced | o-g-s | h01 (Summer 10pm-6am) | 0 | 26.6757
spin | geo_advanced | o-g-s | h02 (Summer 6am-1pm) | 0 | 44.6367
spin | geo_advanced | o-g-s | h03 (Summer 1pm-5pm) | 0 | 52.6316
spin | geo_advanced | o-g-s | h04 (Summer 5pm-10pm) | 0 | 28.9651
spin | geo_advanced | o-g-s | h05 (Fall 10pm-6am) | 0 | 28.1944
spin | geo_advanced | o-g-s | h06 (Fall 6am-1pm) | 0 | 31.1465
spin | geo_advanced | o-g-s | h07 (Fall 1pm-5pm) | 0 | 43.3212
spin | geo_advanced | o-g-s | h08 (Fall 5pm-10pm) | 0 | 24.5979
spin | geo_advanced | o-g-s | h09 (Winter 10pm-6am) | 0 | 27.4047
spin | geo_advanced | o-g-s | h10 (Winter 6am-1pm) | 0 | 27.3406
spin | geo_advanced | o-g-s | h11 (Winter 1pm-5pm) | 0 | 45.8187
spin | geo_advanced | o-g-s | h12 (Winter 5pm-10pm) | 0 | 27.6471
spin | geo_advanced | o-g-s | h13 (Spring 10pm-6am) | 0 | 21.9326
spin | geo_advanced | o-g-s | h14 (Spring 6am-1pm) | 0 | 28.7977
spin | geo_advanced | o-g-s | h15 (Spring 1pm-5pm) | 0 | 44.5792
spin | geo_advanced | o-g-s | h16 (Spring 5pm-10pm) | 0 | 20.9882
spin | geo_advanced | o-g-s | h17 (Summer Peak) | 0.13846 | 35.5327
spin | geo_advanced | hydro | h01 (Summer 10pm-6am) | 6.1972 | 26.6757
spin | geo_advanced | hydro | h02 (Summer 6am-1pm) | 12.741 | 44.6367
spin | geo_advanced | hydro | h03 (Summer 1pm-5pm) | 2.8129 | 52.6316
spin | geo_advanced | hydro | h04 (Summer 5pm-10pm) | 4.5775 | 28.9651
spin | geo_advanced | hydro | h05 (Fall 10pm-6am) | 8.8425 | 28.1944
spin | geo_advanced | hydro | h06 (Fall 6am-1pm) | 8.2787 | 31.1465
spin | geo_advanced | hydro | h07 (Fall 1pm-5pm) | 4.1846 | 43.3212
spin | geo_advanced | hydro | h08 (Fall 5pm-10pm) | 5.2443 | 24.5979
spin | geo_advanced | hydro | h09 (Winter 10pm-6am) | 8.4097 | 27.4047
spin | geo_advanced | hydro | h10 (Winter 6am-1pm) | 7.4248 | 27.3406
spin | geo_advanced | hydro | h11 (Winter 1pm-5pm) | 2.1396 | 45.8187
spin | geo_advanced | hydro | h12 (Winter 5pm-10pm) | 4.3862 | 27.6471
spin | geo_advanced | hydro | h13 (Spring 10pm-6am) | 5.8911 | 21.9326
spin | geo_advanced | hydro | h14 (Spring 6am-1pm) | 12.9982 | 28.7977
spin | geo_advanced | hydro | h15 (Spring 1pm-5pm) | 3.1996 | 44.5792
spin | geo_advanced | hydro | h16 (Spring 5pm-10pm) | 5.6667 | 20.9882
spin | geo_advanced | hydro | h17 (Summer Peak) | 5.3168 | 35.5327
spin | geo_advanced | geothermal | h01 (Summer 10pm-6am) | 0 | 26.6757
spin | geo_advanced | geothermal | h02 (Summer 6am-1pm) | 0 | 44.6367
spin | geo_advanced | geothermal | h03 (Summer 1pm-5pm) | 0 | 52.6316
spin | geo_advanced | geothermal | h04 (Summer 5pm-10pm) | 0 | 28.9651
spin | geo_advanced | geothermal | h05 (Fall 10pm-6am) | 0 | 28.1944
spin | geo_advanced | geothermal | h06 (Fall 6am-1pm) | 0 | 31.1465
spin | geo_advanced | geothermal | h07 (Fall 1pm-5pm) | 0 | 43.3212
spin | geo_advanced | geothermal | h08 (Fall 5pm-10pm) | 0 | 24.5979
spin | geo_advanced | geothermal | h09 (Winter 10pm-6am) | 0 | 27.4047
spin | geo_advanced | geothermal | h10 (Winter 6am-1pm) | 0 | 27.3406
spin | geo_advanced | geothermal | h11 (Winter 1pm-5pm) | 0 | 45.8187
spin | geo_advanced | geothermal | h12 (Winter 5pm-10pm) | 0 | 27.6471
spin | geo_advanced | geothermal | h13 (Spring 10pm-6am) | 0 | 21.9326
spin | geo_advanced | geothermal | h14 (Spring 6am-1pm) | 0 | 28.7977
spin | geo_advanced | geothermal | h15 (Spring 1pm-5pm) | 0 | 44.5792
spin | geo_advanced | geothermal | h16 (Spring 5pm-10pm) | 0 | 20.9882
spin | geo_advanced | geothermal | h17 (Summer Peak) | 0 | 35.5327
spin | geo_advanced | biopower | h01 (Summer 10pm-6am) | 0.026267 | 26.6757
spin | geo_advanced | biopower | h02 (Summer 6am-1pm) | 0.00049636 | 44.6367
spin | geo_advanced | biopower | h03 (Summer 1pm-5pm) | 0 | 52.6316
spin | geo_advanced | biopower | h04 (Summer 5pm-10pm) | 0.056828 | 28.9651
spin | geo_advanced | biopower | h05 (Fall 10pm-6am) | 0 | 28.1944
spin | geo_advanced | biopower | h06 (Fall 6am-1pm) | 0.00044591 | 31.1465
spin | geo_advanced | biopower | h07 (Fall 1pm-5pm) | 0 | 43.3212
spin | geo_advanced | biopower | h08 (Fall 5pm-10pm) | 0.010665 | 24.5979
spin | geo_advanced | biopower | h09 (Winter 10pm-6am) | 0.015083 | 27.4047
spin | geo_advanced | biopower | h10 (Winter 6am-1pm) | 0.028718 | 27.3406
spin | geo_advanced | biopower | h11 (Winter 1pm-5pm) | 0.013939 | 45.8187
spin | geo_advanced | biopower | h12 (Winter 5pm-10pm) | 0.055198 | 27.6471
spin | geo_advanced | biopower | h13 (Spring 10pm-6am) | 0.00024525 | 21.9326
spin | geo_advanced | biopower | h14 (Spring 6am-1pm) | 0.00061313 | 28.7977
spin | geo_advanced | biopower | h15 (Spring 1pm-5pm) | 0 | 44.5792
spin | geo_advanced | biopower | h16 (Spring 5pm-10pm) | 0.00061313 | 20.9882
spin | geo_advanced | biopower | h17 (Summer Peak) | 0.079327 | 35.5327
spin | geo_advanced | lfill-gas | h01 (Summer 10pm-6am) | 0 | 26.6757
spin | geo_advanced | lfill-gas | h02 (Summer 6am-1pm) | 0 | 44.6367
spin | geo_advanced | lfill-gas | h03 (Summer 1pm-5pm) | 0 | 52.6316
spin | geo_advanced | lfill-gas | h04 (Summer 5pm-10pm) | 0 | 28.9651
spin | geo_advanced | lfill-gas | h05 (Fall 10pm-6am) | 0 | 28.1944
spin | geo_advanced | lfill-gas | h06 (Fall 6am-1pm) | 0 | 31.1465
spin | geo_advanced | lfill-gas | h07 (Fall 1pm-5pm) | 0 | 43.3212
spin | geo_advanced | lfill-gas | h08 (Fall 5pm-10pm) | 0.0010777 | 24.5979
spin | geo_advanced | lfill-gas | h09 (Winter 10pm-6am) | 0.00013685 | 27.4047
spin | geo_advanced | lfill-gas | h10 (Winter 6am-1pm) | 0.0060975 | 27.3406
spin | geo_advanced | lfill-gas | h11 (Winter 1pm-5pm) | 0 | 45.8187
spin | geo_advanced | lfill-gas | h12 (Winter 5pm-10pm) | 0.00034213 | 27.6471
spin | geo_advanced | lfill-gas | h13 (Spring 10pm-6am) | 0 | 21.9326
spin | geo_advanced | lfill-gas | h14 (Spring 6am-1pm) | 0.0010777 | 28.7977
spin | geo_advanced | lfill-gas | h15 (Spring 1pm-5pm) | 0.00056452 | 44.5792
spin | geo_advanced | lfill-gas | h16 (Spring 5pm-10pm) | 0.0030792 | 20.9882
spin | geo_advanced | lfill-gas | h17 (Summer Peak) | 0.003344 | 35.5327
spin | geo_advanced | pvb | h01 (Summer 10pm-6am) | 0.10433 | 26.6757
spin | geo_advanced | pvb | h02 (Summer 6am-1pm) | 0.04358 | 44.6367
spin | geo_advanced | pvb | h03 (Summer 1pm-5pm) | 1.061 | 52.6316
spin | geo_advanced | pvb | h04 (Summer 5pm-10pm) | 0.74958 | 28.9651
spin | geo_advanced | pvb | h05 (Fall 10pm-6am) | 0 | 28.1944
spin | geo_advanced | pvb | h06 (Fall 6am-1pm) | 0 | 31.1465
spin | geo_advanced | pvb | h07 (Fall 1pm-5pm) | 1.2952 | 43.3212
spin | geo_advanced | pvb | h08 (Fall 5pm-10pm) | 0.069334 | 24.5979
spin | geo_advanced | pvb | h09 (Winter 10pm-6am) | 0.33822 | 27.4047
spin | geo_advanced | pvb | h10 (Winter 6am-1pm) | 0.59813 | 27.3406
spin | geo_advanced | pvb | h11 (Winter 1pm-5pm) | 0.51038 | 45.8187
spin | geo_advanced | pvb | h12 (Winter 5pm-10pm) | 1.17 | 27.6471
spin | geo_advanced | pvb | h13 (Spring 10pm-6am) | 0.17674 | 21.9326
spin | geo_advanced | pvb | h14 (Spring 6am-1pm) | 0.05407 | 28.7977
spin | geo_advanced | pvb | h15 (Spring 1pm-5pm) | 1.0442 | 44.5792
spin | geo_advanced | pvb | h16 (Spring 5pm-10pm) | 0.70099 | 20.9882
spin | geo_advanced | pvb | h17 (Summer Peak) | 0.17256 | 35.5327
spin | geo_advanced | battery_2 | h01 (Summer 10pm-6am) | 7.2216e-05 | 26.6757
spin | geo_advanced | battery_2 | h02 (Summer 6am-1pm) | 0.46852 | 44.6367
spin | geo_advanced | battery_2 | h03 (Summer 1pm-5pm) | 0.56569 | 52.6316
spin | geo_advanced | battery_2 | h04 (Summer 5pm-10pm) | 0.33684 | 28.9651
spin | geo_advanced | battery_2 | h05 (Fall 10pm-6am) | 0.12806 | 28.1944
spin | geo_advanced | battery_2 | h06 (Fall 6am-1pm) | 0.46916 | 31.1465
spin | geo_advanced | battery_2 | h07 (Fall 1pm-5pm) | 1.4334 | 43.3212
spin | geo_advanced | battery_2 | h08 (Fall 5pm-10pm) | 0.63597 | 24.5979
spin | geo_advanced | battery_2 | h09 (Winter 10pm-6am) | 0.29164 | 27.4047
spin | geo_advanced | battery_2 | h10 (Winter 6am-1pm) | 1.0448 | 27.3406
spin | geo_advanced | battery_2 | h11 (Winter 1pm-5pm) | 1.6447 | 45.8187
spin | geo_advanced | battery_2 | h12 (Winter 5pm-10pm) | 0.7831 | 27.6471
spin | geo_advanced | battery_2 | h13 (Spring 10pm-6am) | 0.36709 | 21.9326
spin | geo_advanced | battery_2 | h14 (Spring 6am-1pm) | 0.28942 | 28.7977
spin | geo_advanced | battery_2 | h15 (Spring 1pm-5pm) | 2.0943 | 44.5792
spin | geo_advanced | battery_2 | h16 (Spring 5pm-10pm) | 0.1554 | 20.9882
spin | geo_advanced | battery_2 | h17 (Summer Peak) | 4.2788 | 35.5327
spin | geo_advanced | battery_4 | h01 (Summer 10pm-6am) | 2.3189 | 26.6757
spin | geo_advanced | battery_4 | h02 (Summer 6am-1pm) | 6.399 | 44.6367
spin | geo_advanced | battery_4 | h03 (Summer 1pm-5pm) | 20.7804 | 52.6316
spin | geo_advanced | battery_4 | h04 (Summer 5pm-10pm) | 3.3799 | 28.9651
spin | geo_advanced | battery_4 | h05 (Fall 10pm-6am) | 2.8004 | 28.1944
spin | geo_advanced | battery_4 | h06 (Fall 6am-1pm) | 6.1887 | 31.1465
spin | geo_advanced | battery_4 | h07 (Fall 1pm-5pm) | 15.2503 | 43.3212
spin | geo_advanced | battery_4 | h08 (Fall 5pm-10pm) | 2.9601 | 24.5979
spin | geo_advanced | battery_4 | h09 (Winter 10pm-6am) | 6.3456 | 27.4047
spin | geo_advanced | battery_4 | h10 (Winter 6am-1pm) | 6.77 | 27.3406
spin | geo_advanced | battery_4 | h11 (Winter 1pm-5pm) | 21.1357 | 45.8187
spin | geo_advanced | battery_4 | h12 (Winter 5pm-10pm) | 6.7815 | 27.6471
spin | geo_advanced | battery_4 | h13 (Spring 10pm-6am) | 1.2643 | 21.9326
spin | geo_advanced | battery_4 | h14 (Spring 6am-1pm) | 2.9507 | 28.7977
spin | geo_advanced | battery_4 | h15 (Spring 1pm-5pm) | 16.7942 | 44.5792
spin | geo_advanced | battery_4 | h16 (Spring 5pm-10pm) | 1.4841 | 20.9882
spin | geo_advanced | battery_4 | h17 (Summer Peak) | 7.588 | 35.5327
spin | geo_advanced | battery_6 | h01 (Summer 10pm-6am) | 3.1454 | 26.6757
spin | geo_advanced | battery_6 | h02 (Summer 6am-1pm) | 6.6954 | 44.6367
spin | geo_advanced | battery_6 | h03 (Summer 1pm-5pm) | 13.4343 | 52.6316
spin | geo_advanced | battery_6 | h04 (Summer 5pm-10pm) | 2.9369 | 28.9651
spin | geo_advanced | battery_6 | h05 (Fall 10pm-6am) | 3.3718 | 28.1944
spin | geo_advanced | battery_6 | h06 (Fall 6am-1pm) | 4.9624 | 31.1465
spin | geo_advanced | battery_6 | h07 (Fall 1pm-5pm) | 12.4307 | 43.3212
spin | geo_advanced | battery_6 | h08 (Fall 5pm-10pm) | 3.6097 | 24.5979
spin | geo_advanced | battery_6 | h09 (Winter 10pm-6am) | 4.0724 | 27.4047
spin | geo_advanced | battery_6 | h10 (Winter 6am-1pm) | 5.6009 | 27.3406
spin | geo_advanced | battery_6 | h11 (Winter 1pm-5pm) | 13.1533 | 45.8187
spin | geo_advanced | battery_6 | h12 (Winter 5pm-10pm) | 6.6856 | 27.6471
spin | geo_advanced | battery_6 | h13 (Spring 10pm-6am) | 2.4551 | 21.9326
spin | geo_advanced | battery_6 | h14 (Spring 6am-1pm) | 5.6106 | 28.7977
spin | geo_advanced | battery_6 | h15 (Spring 1pm-5pm) | 15.7442 | 44.5792
spin | geo_advanced | battery_6 | h16 (Spring 5pm-10pm) | 1.0932 | 20.9882
spin | geo_advanced | battery_6 | h17 (Summer Peak) | 0.50448 | 35.5327
spin | geo_advanced | battery_8 | h01 (Summer 10pm-6am) | 1.9639 | 26.6757
spin | geo_advanced | battery_8 | h02 (Summer 6am-1pm) | 3.7286 | 44.6367
spin | geo_advanced | battery_8 | h03 (Summer 1pm-5pm) | 3.6752 | 52.6316
spin | geo_advanced | battery_8 | h04 (Summer 5pm-10pm) | 1.5634 | 28.9651
spin | geo_advanced | battery_8 | h05 (Fall 10pm-6am) | 3.4062 | 28.1944
spin | geo_advanced | battery_8 | h06 (Fall 6am-1pm) | 2.9297 | 31.1465
spin | geo_advanced | battery_8 | h07 (Fall 1pm-5pm) | 1.0153 | 43.3212
spin | geo_advanced | battery_8 | h08 (Fall 5pm-10pm) | 0.64935 | 24.5979
spin | geo_advanced | battery_8 | h09 (Winter 10pm-6am) | 1.966 | 27.4047
spin | geo_advanced | battery_8 | h10 (Winter 6am-1pm) | 0.67389 | 27.3406
spin | geo_advanced | battery_8 | h11 (Winter 1pm-5pm) | 2.3288 | 45.8187
spin | geo_advanced | battery_8 | h12 (Winter 5pm-10pm) | 0.58081 | 27.6471
spin | geo_advanced | battery_8 | h13 (Spring 10pm-6am) | 1.461 | 21.9326
spin | geo_advanced | battery_8 | h14 (Spring 6am-1pm) | 1.27 | 28.7977
spin | geo_advanced | battery_8 | h15 (Spring 1pm-5pm) | 1.2356 | 44.5792
spin | geo_advanced | battery_8 | h16 (Spring 5pm-10pm) | 0.39006 | 20.9882
spin | geo_advanced | battery_8 | h17 (Summer Peak) | 0 | 35.5327
spin | geo_advanced | pumped-hydro | h01 (Summer 10pm-6am) | 12.727 | 26.6757
spin | geo_advanced | pumped-hydro | h02 (Summer 6am-1pm) | 14.5102 | 44.6367
spin | geo_advanced | pumped-hydro | h03 (Summer 1pm-5pm) | 9.8764 | 52.6316
spin | geo_advanced | pumped-hydro | h04 (Summer 5pm-10pm) | 13.5574 | 28.9651
spin | geo_advanced | pumped-hydro | h05 (Fall 10pm-6am) | 9.6148 | 28.1944
spin | geo_advanced | pumped-hydro | h06 (Fall 6am-1pm) | 8.2741 | 31.1465
spin | geo_advanced | pumped-hydro | h07 (Fall 1pm-5pm) | 7.6622 | 43.3212
spin | geo_advanced | pumped-hydro | h08 (Fall 5pm-10pm) | 9.2119 | 24.5979
spin | geo_advanced | pumped-hydro | h09 (Winter 10pm-6am) | 5.9277 | 27.4047
spin | geo_advanced | pumped-hydro | h10 (Winter 6am-1pm) | 5.1463 | 27.3406
spin | geo_advanced | pumped-hydro | h11 (Winter 1pm-5pm) | 4.8414 | 45.8187
spin | geo_advanced | pumped-hydro | h12 (Winter 5pm-10pm) | 5.7878 | 27.6471
spin | geo_advanced | pumped-hydro | h13 (Spring 10pm-6am) | 10.262 | 21.9326
spin | geo_advanced | pumped-hydro | h14 (Spring 6am-1pm) | 5.4986 | 28.7977
spin | geo_advanced | pumped-hydro | h15 (Spring 1pm-5pm) | 4.3911 | 44.5792
spin | geo_advanced | pumped-hydro | h16 (Spring 5pm-10pm) | 2.4695 | 20.9882
spin | geo_advanced | pumped-hydro | h17 (Summer Peak) | 7.6239 | 35.5327

## 11_Firm Capacity (GW)
season | scenario | tech | year | Firm Capacity (GW) | Net Level Firm Capacity (GW)
fall | geo_advanced | nuclear | 2010 | 103.7491 | 938.1478
fall | geo_advanced | nuclear | 2012 | 103.7491 | 944.6178
fall | geo_advanced | nuclear | 2014 | 99.5688 | 930.3386
fall | geo_advanced | nuclear | 2016 | 100.208 | 912.592
fall | geo_advanced | nuclear | 2018 | 99.6003 | 902.3857
fall | geo_advanced | nuclear | 2020 | 96.5236 | 893.9462
fall | geo_advanced | nuclear | 2022 | 96.9468 | 936.7973
fall | geo_advanced | nuclear | 2024 | 96.9468 | 891.5828
fall | geo_advanced | nuclear | 2026 | 96.9468 | 901.7171
fall | geo_advanced | nuclear | 2028 | 96.9468 | 913.2453
fall | geo_advanced | nuclear | 2030 | 94.7068 | 933.7102
fall | geo_advanced | nuclear | 2032 | 94.7068 | 956.0339
fall | geo_advanced | nuclear | 2034 | 90.9208 | 985.3015
fall | geo_advanced | nuclear | 2036 | 90.0029 | 1027.1905
fall | geo_advanced | nuclear | 2038 | 89.9248 | 1065.8224
fall | geo_advanced | nuclear | 2040 | 89.9248 | 1105.4413
fall | geo_advanced | nuclear | 2042 | 89.9248 | 1142.7523
fall | geo_advanced | nuclear | 2044 | 89.9248 | 1176.9442
fall | geo_advanced | nuclear | 2046 | 89.9248 | 1211.611
fall | geo_advanced | nuclear | 2048 | 89.9248 | 1241.5373
fall | geo_advanced | nuclear | 2050 | 87.2156 | 1271.5962
fall | geo_advanced | coal | 2010 | 296.7419 | 938.1478
fall | geo_advanced | coal | 2012 | 291.2386 | 944.6178
fall | geo_advanced | coal | 2014 | 281.2835 | 930.3386
fall | geo_advanced | coal | 2016 | 258.6969 | 912.592
fall | geo_advanced | coal | 2018 | 237.8386 | 902.3857
fall | geo_advanced | coal | 2020 | 220.2663 | 893.9462
fall | geo_advanced | coal | 2022 | 202.02 | 936.7973
fall | geo_advanced | coal | 2024 | 188.8516 | 891.5828
fall | geo_advanced | coal | 2026 | 179.1167 | 901.7171
fall | geo_advanced | coal | 2028 | 160.7511 | 913.2453
fall | geo_advanced | coal | 2030 | 146.9416 | 933.7102
fall | geo_advanced | coal | 2032 | 144.3253 | 956.0339
fall | geo_advanced | coal | 2034 | 140.1446 | 985.3015
fall | geo_advanced | coal | 2036 | 138.7543 | 1027.1905
fall | geo_advanced | coal | 2038 | 137.0472 | 1065.8224
fall | geo_advanced | coal | 2040 | 134.2156 | 1105.4413
fall | geo_advanced | coal | 2042 | 129.6353 | 1142.7523
fall | geo_advanced | coal | 2044 | 119.956 | 1176.9442
fall | geo_advanced | coal | 2046 | 105.1533 | 1211.611
fall | geo_advanced | coal | 2048 | 90.8324 | 1241.5373
fall | geo_advanced | coal | 2050 | 77.308 | 1271.5962
fall | geo_advanced | gas-cc | 2010 | 201.204 | 938.1478
fall | geo_advanced | gas-cc | 2012 | 215.7431 | 944.6178
fall | geo_advanced | gas-cc | 2014 | 225.5781 | 930.3386
fall | geo_advanced | gas-cc | 2016 | 234.2477 | 912.592
fall | geo_advanced | gas-cc | 2018 | 257.9461 | 902.3857
fall | geo_advanced | gas-cc | 2020 | 268.2452 | 893.9462
fall | geo_advanced | gas-cc | 2022 | 280.4123 | 936.7973
fall | geo_advanced | gas-cc | 2024 | 280.6804 | 891.5828
fall | geo_advanced | gas-cc | 2026 | 282.0224 | 901.7171
fall | geo_advanced | gas-cc | 2028 | 279.0152 | 913.2453
fall | geo_advanced | gas-cc | 2030 | 275.923 | 933.7102
fall | geo_advanced | gas-cc | 2032 | 274.4189 | 956.0339
fall | geo_advanced | gas-cc | 2034 | 274.2019 | 985.3015
fall | geo_advanced | gas-cc | 2036 | 273.4145 | 1027.1905
fall | geo_advanced | gas-cc | 2038 | 277.8648 | 1065.8224
fall | geo_advanced | gas-cc | 2040 | 285.4538 | 1105.4413
fall | geo_advanced | gas-cc | 2042 | 289.6997 | 1142.7523
fall | geo_advanced | gas-cc | 2044 | 295.1429 | 1176.9442
fall | geo_advanced | gas-cc | 2046 | 294.7875 | 1211.611
fall | geo_advanced | gas-cc | 2048 | 301.792 | 1241.5373
fall | geo_advanced | gas-cc | 2050 | 305.8977 | 1271.5962
fall | geo_advanced | gas-cc-ccs_mod_upgrade | 2010 | 0 | 938.1478
fall | geo_advanced | gas-cc-ccs_mod_upgrade | 2012 | 0 | 944.6178
fall | geo_advanced | gas-cc-ccs_mod_upgrade | 2014 | 0 | 930.3386
fall | geo_advanced | gas-cc-ccs_mod_upgrade | 2016 | 0 | 912.592
fall | geo_advanced | gas-cc-ccs_mod_upgrade | 2018 | 0 | 902.3857
fall | geo_advanced | gas-cc-ccs_mod_upgrade | 2020 | 0 | 893.9462
fall | geo_advanced | gas-cc-ccs_mod_upgrade | 2022 | 0 | 936.7973
fall | geo_advanced | gas-cc-ccs_mod_upgrade | 2024 | 0 | 891.5828
fall | geo_advanced | gas-cc-ccs_mod_upgrade | 2026 | 0 | 901.7171
fall | geo_advanced | gas-cc-ccs_mod_upgrade | 2028 | 5.6878 | 913.2453
fall | geo_advanced | gas-cc-ccs_mod_upgrade | 2030 | 5.6878 | 933.7102
fall | geo_advanced | gas-cc-ccs_mod_upgrade | 2032 | 5.6878 | 956.0339
fall | geo_advanced | gas-cc-ccs_mod_upgrade | 2034 | 5.6878 | 985.3015
fall | geo_advanced | gas-cc-ccs_mod_upgrade | 2036 | 5.6878 | 1027.1905
fall | geo_advanced | gas-cc-ccs_mod_upgrade | 2038 | 5.6878 | 1065.8224
fall | geo_advanced | gas-cc-ccs_mod_upgrade | 2040 | 5.6878 | 1105.4413
fall | geo_advanced | gas-cc-ccs_mod_upgrade | 2042 | 5.6878 | 1142.7523
fall | geo_advanced | gas-cc-ccs_mod_upgrade | 2044 | 5.6878 | 1176.9442
fall | geo_advanced | gas-cc-ccs_mod_upgrade | 2046 | 5.6878 | 1211.611
fall | geo_advanced | gas-cc-ccs_mod_upgrade | 2048 | 5.6878 | 1241.5373
fall | geo_advanced | gas-cc-ccs_mod_upgrade | 2050 | 5.6878 | 1271.5962
fall | geo_advanced | gas-ct | 2010 | 117.7247 | 938.1478
fall | geo_advanced | gas-ct | 2012 | 120.8117 | 944.6178
fall | geo_advanced | gas-ct | 2014 | 123.8407 | 930.3386
fall | geo_advanced | gas-ct | 2016 | 124.6101 | 912.592
fall | geo_advanced | gas-ct | 2018 | 126.4455 | 902.3857
fall | geo_advanced | gas-ct | 2020 | 127.2613 | 893.9462
fall | geo_advanced | gas-ct | 2022 | 130.2445 | 936.7973
fall | geo_advanced | gas-ct | 2024 | 113.469 | 891.5828
fall | geo_advanced | gas-ct | 2026 | 111.2045 | 901.7171
fall | geo_advanced | gas-ct | 2028 | 111.9636 | 913.2453
fall | geo_advanced | gas-ct | 2030 | 110.1424 | 933.7102
fall | geo_advanced | gas-ct | 2032 | 109.4269 | 956.0339
fall | geo_advanced | gas-ct | 2034 | 110.5286 | 985.3015
fall | geo_advanced | gas-ct | 2036 | 116.1849 | 1027.1905
fall | geo_advanced | gas-ct | 2038 | 128.6381 | 1065.8224
fall | geo_advanced | gas-ct | 2040 | 154.5123 | 1105.4413
fall | geo_advanced | gas-ct | 2042 | 189.6556 | 1142.7523
fall | geo_advanced | gas-ct | 2044 | 225.5052 | 1176.9442
fall | geo_advanced | gas-ct | 2046 | 266.4265 | 1211.611
fall | geo_advanced | gas-ct | 2048 | 300.2695 | 1241.5373
fall | geo_advanced | gas-ct | 2050 | 344.6801 | 1271.5962
fall | geo_advanced | o-g-s | 2010 | 140.2354 | 938.1478
fall | geo_advanced | o-g-s | 2012 | 132.4567 | 944.6178
fall | geo_advanced | o-g-s | 2014 | 123.1645 | 930.3386
fall | geo_advanced | o-g-s | 2016 | 110.9605 | 912.592
fall | geo_advanced | o-g-s | 2018 | 96.372 | 902.3857
fall | geo_advanced | o-g-s | 2020 | 89.885 | 893.9462
fall | geo_advanced | o-g-s | 2022 | 85.1197 | 936.7973
fall | geo_advanced | o-g-s | 2024 | 35.0861 | 891.5828
fall | geo_advanced | o-g-s | 2026 | 32.5466 | 901.7171
fall | geo_advanced | o-g-s | 2028 | 30.7488 | 913.2453
fall | geo_advanced | o-g-s | 2030 | 26.3265 | 933.7102
fall | geo_advanced | o-g-s | 2032 | 25.5348 | 956.0339
fall | geo_advanced | o-g-s | 2034 | 24.1469 | 985.3015
fall | geo_advanced | o-g-s | 2036 | 23.1202 | 1027.1905
fall | geo_advanced | o-g-s | 2038 | 21.6905 | 1065.8224
fall | geo_advanced | o-g-s | 2040 | 20.7561 | 1105.4413
fall | geo_advanced | o-g-s | 2042 | 20.0446 | 1142.7523
fall | geo_advanced | o-g-s | 2044 | 17.6373 | 1176.9442
fall | geo_advanced | o-g-s | 2046 | 16.4567 | 1211.611
fall | geo_advanced | o-g-s | 2048 | 12.3591 | 1241.5373
fall | geo_advanced | o-g-s | 2050 | 7.7951 | 1271.5962
fall | geo_advanced | hydro | 2010 | 56.1473 | 938.1478
fall | geo_advanced | hydro | 2012 | 55.4815 | 944.6178
fall | geo_advanced | hydro | 2014 | 55.0099 | 930.3386
fall | geo_advanced | hydro | 2016 | 54.3648 | 912.592
fall | geo_advanced | hydro | 2018 | 56.6835 | 902.3857
fall | geo_advanced | hydro | 2020 | 57.0203 | 893.9462
fall | geo_advanced | hydro | 2022 | 57.0882 | 936.7973
fall | geo_advanced | hydro | 2024 | 57.1105 | 891.5828
fall | geo_advanced | hydro | 2026 | 58.3132 | 901.7171
fall | geo_advanced | hydro | 2028 | 59.4378 | 913.2453
fall | geo_advanced | hydro | 2030 | 59.499 | 933.7102
fall | geo_advanced | hydro | 2032 | 59.5808 | 956.0339
fall | geo_advanced | hydro | 2034 | 59.6917 | 985.3015
fall | geo_advanced | hydro | 2036 | 59.8104 | 1027.1905
fall | geo_advanced | hydro | 2038 | 60.021 | 1065.8224
fall | geo_advanced | hydro | 2040 | 60.1323 | 1105.4413
fall | geo_advanced | hydro | 2042 | 60.2667 | 1142.7523
fall | geo_advanced | hydro | 2044 | 60.4012 | 1176.9442
fall | geo_advanced | hydro | 2046 | 60.5531 | 1211.611
fall | geo_advanced | hydro | 2048 | 60.705 | 1241.5373
fall | geo_advanced | hydro | 2050 | 60.8688 | 1271.5962
fall | geo_advanced | geothermal | 2010 | 2.6812 | 938.1478
fall | geo_advanced | geothermal | 2012 | 2.8162 | 944.6178
fall | geo_advanced | geothermal | 2014 | 2.9016 | 930.3386
fall | geo_advanced | geothermal | 2016 | 2.9516 | 912.592
fall | geo_advanced | geothermal | 2018 | 3.0119 | 902.3857
fall | geo_advanced | geothermal | 2020 | 4.1588 | 893.9462
fall | geo_advanced | geothermal | 2022 | 4.2008 | 936.7973
fall | geo_advanced | geothermal | 2024 | 4.2008 | 891.5828
fall | geo_advanced | geothermal | 2026 | 4.2008 | 901.7171
fall | geo_advanced | geothermal | 2028 | 6.4705 | 913.2453
fall | geo_advanced | geothermal | 2030 | 6.4705 | 933.7102
fall | geo_advanced | geothermal | 2032 | 6.4705 | 956.0339
fall | geo_advanced | geothermal | 2034 | 6.4705 | 985.3015
fall | geo_advanced | geothermal | 2036 | 7.2006 | 1027.1905
fall | geo_advanced | geothermal | 2038 | 7.2006 | 1065.8224
fall | geo_advanced | geothermal | 2040 | 7.0044 | 1105.4413
fall | geo_advanced | geothermal | 2042 | 8.0498 | 1142.7523
fall | geo_advanced | geothermal | 2044 | 8.3111 | 1176.9442
fall | geo_advanced | geothermal | 2046 | 8.8478 | 1211.611
fall | geo_advanced | geothermal | 2048 | 9.6293 | 1241.5373
fall | geo_advanced | geothermal | 2050 | 11.7968 | 1271.5962
fall | geo_advanced | biopower | 2010 | 2.8885 | 938.1478
fall | geo_advanced | biopower | 2012 | 2.9776 | 944.6178
fall | geo_advanced | biopower | 2014 | 3.4299 | 930.3386
fall | geo_advanced | biopower | 2016 | 3.2245 | 912.592
fall | geo_advanced | biopower | 2018 | 3.184 | 902.3857
fall | geo_advanced | biopower | 2020 | 3.0193 | 893.9462
fall | geo_advanced | biopower | 2022 | 2.8851 | 936.7973
fall | geo_advanced | biopower | 2024 | 2.8881 | 891.5828
fall | geo_advanced | biopower | 2026 | 2.8881 | 901.7171
fall | geo_advanced | biopower | 2028 | 2.6292 | 913.2453
fall | geo_advanced | biopower | 2030 | 2.393 | 933.7102
fall | geo_advanced | biopower | 2032 | 2.0992 | 956.0339
fall | geo_advanced | biopower | 2034 | 1.7199 | 985.3015
fall | geo_advanced | biopower | 2036 | 1.5139 | 1027.1905
fall | geo_advanced | biopower | 2038 | 1.3738 | 1065.8224
fall | geo_advanced | biopower | 2040 | 1.3388 | 1105.4413
fall | geo_advanced | biopower | 2042 | 1.2559 | 1142.7523
fall | geo_advanced | biopower | 2044 | 1.1709 | 1176.9442
fall | geo_advanced | biopower | 2046 | 1.1659 | 1211.611
fall | geo_advanced | biopower | 2048 | 1.1329 | 1241.5373
fall | geo_advanced | biopower | 2050 | 1.1286 | 1271.5962
fall | geo_advanced | lfill-gas | 2010 | 3.4027 | 938.1478
fall | geo_advanced | lfill-gas | 2012 | 3.6413 | 944.6178
fall | geo_advanced | lfill-gas | 2014 | 3.7416 | 930.3386
fall | geo_advanced | lfill-gas | 2016 | 3.7374 | 912.592
fall | geo_advanced | lfill-gas | 2018 | 3.6803 | 902.3857
fall | geo_advanced | lfill-gas | 2020 | 3.5039 | 893.9462
fall | geo_advanced | lfill-gas | 2022 | 3.5006 | 936.7973
fall | geo_advanced | lfill-gas | 2024 | 3.5006 | 891.5828
fall | geo_advanced | lfill-gas | 2026 | 3.5006 | 901.7171
fall | geo_advanced | lfill-gas | 2028 | 3.4646 | 913.2453
fall | geo_advanced | lfill-gas | 2030 | 3.4646 | 933.7102
fall | geo_advanced | lfill-gas | 2032 | 3.4646 | 956.0339
fall | geo_advanced | lfill-gas | 2034 | 3.4646 | 985.3015
fall | geo_advanced | lfill-gas | 2036 | 3.4646 | 1027.1905
fall | geo_advanced | lfill-gas | 2038 | 3.4646 | 1065.8224
fall | geo_advanced | lfill-gas | 2040 | 3.4646 | 1105.4413
fall | geo_advanced | lfill-gas | 2042 | 3.4646 | 1142.7523
fall | geo_advanced | lfill-gas | 2044 | 3.4646 | 1176.9442
fall | geo_advanced | lfill-gas | 2046 | 3.4646 | 1211.611
fall | geo_advanced | lfill-gas | 2048 | 3.4646 | 1241.5373
fall | geo_advanced | lfill-gas | 2050 | 3.4646 | 1271.5962
fall | geo_advanced | wind-ons | 2010 | 1.6374 | 938.1478
fall | geo_advanced | wind-ons | 2012 | 7.4807 | 944.6178
fall | geo_advanced | wind-ons | 2014 | 2.3639 | 930.3386
fall | geo_advanced | wind-ons | 2016 | 7.1303 | 912.592
fall | geo_advanced | wind-ons | 2018 | 5.3022 | 902.3857
fall | geo_advanced | wind-ons | 2020 | 10.504 | 893.9462
fall | geo_advanced | wind-ons | 2022 | 19.3814 | 936.7973
fall | geo_advanced | wind-ons | 2024 | 28.2602 | 891.5828
fall | geo_advanced | wind-ons | 2026 | 36.9237 | 901.7171
fall | geo_advanced | wind-ons | 2028 | 48.1302 | 913.2453
fall | geo_advanced | wind-ons | 2030 | 57.1325 | 933.7102
fall | geo_advanced | wind-ons | 2032 | 62.1703 | 956.0339
fall | geo_advanced | wind-ons | 2034 | 67.1995 | 985.3015
fall | geo_advanced | wind-ons | 2036 | 76.3117 | 1027.1905
fall | geo_advanced | wind-ons | 2038 | 79.5967 | 1065.8224
fall | geo_advanced | wind-ons | 2040 | 78.5435 | 1105.4413
fall | geo_advanced | wind-ons | 2042 | 79.6121 | 1142.7523
fall | geo_advanced | wind-ons | 2044 | 79.753 | 1176.9442
fall | geo_advanced | wind-ons | 2046 | 80.0152 | 1211.611
fall | geo_advanced | wind-ons | 2048 | 82.7493 | 1241.5373
fall | geo_advanced | wind-ons | 2050 | 82.7701 | 1271.5962
fall | geo_advanced | wind-ofs | 2010 | 0 | 938.1478
fall | geo_advanced | wind-ofs | 2012 | 0 | 944.6178
fall | geo_advanced | wind-ofs | 2014 | 0 | 930.3386
fall | geo_advanced | wind-ofs | 2016 | 0.011941 | 912.592
fall | geo_advanced | wind-ofs | 2018 | 0 | 902.3857
fall | geo_advanced | wind-ofs | 2020 | 0.0048828 | 893.9462
fall | geo_advanced | wind-ofs | 2022 | 0.020597 | 936.7973
fall | geo_advanced | wind-ofs | 2024 | 1.3757 | 891.5828
fall | geo_advanced | wind-ofs | 2026 | 2.5817 | 901.7171
fall | geo_advanced | wind-ofs | 2028 | 3.4426 | 913.2453
fall | geo_advanced | wind-ofs | 2030 | 4.8381 | 933.7102
fall | geo_advanced | wind-ofs | 2032 | 5.4997 | 956.0339
fall | geo_advanced | wind-ofs | 2034 | 7.1318 | 985.3015
fall | geo_advanced | wind-ofs | 2036 | 8.6058 | 1027.1905
fall | geo_advanced | wind-ofs | 2038 | 10.244 | 1065.8224
fall | geo_advanced | wind-ofs | 2040 | 11.0039 | 1105.4413
fall | geo_advanced | wind-ofs | 2042 | 11.2411 | 1142.7523
fall | geo_advanced | wind-ofs | 2044 | 12.0378 | 1176.9442
fall | geo_advanced | wind-ofs | 2046 | 13.4252 | 1211.611
fall | geo_advanced | wind-ofs | 2048 | 13.2333 | 1241.5373
fall | geo_advanced | wind-ofs | 2050 | 14.1502 | 1271.5962
fall | geo_advanced | csp | 2010 | 0 | 938.1478
fall | geo_advanced | csp | 2012 | 0 | 944.6178
fall | geo_advanced | csp | 2014 | 0 | 930.3386
fall | geo_advanced | csp | 2016 | 0 | 912.592
fall | geo_advanced | csp | 2018 | 0 | 902.3857
fall | geo_advanced | csp | 2020 | 0 | 893.9462
fall | geo_advanced | csp | 2022 | 0 | 936.7973
fall | geo_advanced | csp | 2024 | 0 | 891.5828
fall | geo_advanced | csp | 2026 | 0 | 901.7171
fall | geo_advanced | csp | 2028 | 0 | 913.2453
fall | geo_advanced | csp | 2030 | 0 | 933.7102
fall | geo_advanced | csp | 2032 | 0 | 956.0339
fall | geo_advanced | csp | 2034 | 0 | 985.3015
fall | geo_advanced | csp | 2036 | 0 | 1027.1905
fall | geo_advanced | csp | 2038 | 0 | 1065.8224
fall | geo_advanced | csp | 2040 | 0 | 1105.4413
fall | geo_advanced | csp | 2042 | 0 | 1142.7523
fall | geo_advanced | csp | 2044 | 0 | 1176.9442
fall | geo_advanced | csp | 2046 | 0 | 1211.611
fall | geo_advanced | csp | 2048 | 0 | 1241.5373
fall | geo_advanced | csp | 2050 | 0 | 1271.5962
fall | geo_advanced | upv | 2010 | 0.044077 | 938.1478
fall | geo_advanced | upv | 2012 | 0.54147 | 944.6178
fall | geo_advanced | upv | 2014 | 1.5511 | 930.3386
fall | geo_advanced | upv | 2016 | 2.7598 | 912.592
fall | geo_advanced | upv | 2018 | 2.2559 | 902.3857
fall | geo_advanced | upv | 2020 | 3.9142 | 893.9462
fall | geo_advanced | upv | 2022 | 31.8949 | 936.7973
fall | geo_advanced | upv | 2024 | 42.4165 | 891.5828
fall | geo_advanced | upv | 2026 | 45.7775 | 901.7171
fall | geo_advanced | upv | 2028 | 44.9273 | 913.2453
fall | geo_advanced | upv | 2030 | 44.8774 | 933.7102
fall | geo_advanced | upv | 2032 | 46.2508 | 956.0339
fall | geo_advanced | upv | 2034 | 47.1118 | 985.3015
fall | geo_advanced | upv | 2036 | 46.2132 | 1027.1905
fall | geo_advanced | upv | 2038 | 47.4953 | 1065.8224
fall | geo_advanced | upv | 2040 | 49.3067 | 1105.4413
fall | geo_advanced | upv | 2042 | 48.4228 | 1142.7523
fall | geo_advanced | upv | 2044 | 50.3798 | 1176.9442
fall | geo_advanced | upv | 2046 | 49.4682 | 1211.611
fall | geo_advanced | upv | 2048 | 48.6688 | 1241.5373
fall | geo_advanced | upv | 2050 | 50.5622 | 1271.5962
fall | geo_advanced | dupv | 2010 | 0.015679 | 938.1478
fall | geo_advanced | dupv | 2012 | 0.13235 | 944.6178
fall | geo_advanced | dupv | 2014 | 0.23612 | 930.3386
fall | geo_advanced | dupv | 2016 | 0.29002 | 912.592
fall | geo_advanced | dupv | 2018 | 0.35557 | 902.3857
fall | geo_advanced | dupv | 2020 | 0.32674 | 893.9462
fall | geo_advanced | dupv | 2022 | 1.5789 | 936.7973
fall | geo_advanced | dupv | 2024 | 1.3149 | 891.5828
fall | geo_advanced | dupv | 2026 | 0.81229 | 901.7171
fall | geo_advanced | dupv | 2028 | 0.59145 | 913.2453
fall | geo_advanced | dupv | 2030 | 0.51728 | 933.7102
fall | geo_advanced | dupv | 2032 | 0.39122 | 956.0339
fall | geo_advanced | dupv | 2034 | 0.3491 | 985.3015
fall | geo_advanced | dupv | 2036 | 0.30469 | 1027.1905
fall | geo_advanced | dupv | 2038 | 0.25551 | 1065.8224
fall | geo_advanced | dupv | 2040 | 0.25679 | 1105.4413
fall | geo_advanced | dupv | 2042 | 0.23978 | 1142.7523
fall | geo_advanced | dupv | 2044 | 0.21393 | 1176.9442
fall | geo_advanced | dupv | 2046 | 0.18239 | 1211.611
fall | geo_advanced | dupv | 2048 | 0.12158 | 1241.5373
fall | geo_advanced | dupv | 2050 | 0.073873 | 1271.5962
fall | geo_advanced | distpv | 2010 | 0 | 938.1478
fall | geo_advanced | distpv | 2012 | 0 | 944.6178
fall | geo_advanced | distpv | 2014 | 0 | 930.3386
fall | geo_advanced | distpv | 2016 | 0 | 912.592
fall | geo_advanced | distpv | 2018 | 0 | 902.3857
fall | geo_advanced | distpv | 2020 | 0 | 893.9462
fall | geo_advanced | distpv | 2022 | 4.9494 | 936.7973
fall | geo_advanced | distpv | 2024 | 5.9017 | 891.5828
fall | geo_advanced | distpv | 2026 | 6.0411 | 901.7171
fall | geo_advanced | distpv | 2028 | 6.0719 | 913.2453
fall | geo_advanced | distpv | 2030 | 8.0564 | 933.7102
fall | geo_advanced | distpv | 2032 | 8.6924 | 956.0339
fall | geo_advanced | distpv | 2034 | 9.8101 | 985.3015
fall | geo_advanced | distpv | 2036 | 10.0831 | 1027.1905
fall | geo_advanced | distpv | 2038 | 10.5747 | 1065.8224
fall | geo_advanced | distpv | 2040 | 10.9844 | 1105.4413
fall | geo_advanced | distpv | 2042 | 11.5419 | 1142.7523
fall | geo_advanced | distpv | 2044 | 12.6603 | 1176.9442
fall | geo_advanced | distpv | 2046 | 13.1205 | 1211.611
fall | geo_advanced | distpv | 2048 | 14.2443 | 1241.5373
fall | geo_advanced | distpv | 2050 | 16.1373 | 1271.5962
fall | geo_advanced | pvb | 2010 | 0 | 938.1478
fall | geo_advanced | pvb | 2012 | 0 | 944.6178
fall | geo_advanced | pvb | 2014 | 0 | 930.3386
fall | geo_advanced | pvb | 2016 | 0 | 912.592
fall | geo_advanced | pvb | 2018 | 0 | 902.3857
fall | geo_advanced | pvb | 2020 | 0 | 893.9462
fall | geo_advanced | pvb | 2022 | 1.8583 | 936.7973
fall | geo_advanced | pvb | 2024 | 3.646 | 891.5828
fall | geo_advanced | pvb | 2026 | 3.5068 | 901.7171
fall | geo_advanced | pvb | 2028 | 3.9696 | 913.2453
fall | geo_advanced | pvb | 2030 | 4.5291 | 933.7102
fall | geo_advanced | pvb | 2032 | 7.0765 | 956.0339
fall | geo_advanced | pvb | 2034 | 8.6997 | 985.3015
fall | geo_advanced | pvb | 2036 | 10.1947 | 1027.1905
fall | geo_advanced | pvb | 2038 | 12.028 | 1065.8224
fall | geo_advanced | pvb | 2040 | 11.6106 | 1105.4413
fall | geo_advanced | pvb | 2042 | 9.5707 | 1142.7523
fall | geo_advanced | pvb | 2044 | 11.3328 | 1176.9442
fall | geo_advanced | pvb | 2046 | 11.2537 | 1211.611
fall | geo_advanced | pvb | 2048 | 9.6798 | 1241.5373
fall | geo_advanced | pvb | 2050 | 9.5634 | 1271.5962
fall | geo_advanced | battery_2 | 2010 | 0.00586 | 938.1478
fall | geo_advanced | battery_2 | 2012 | 0 | 944.6178
fall | geo_advanced | battery_2 | 2014 | 0 | 930.3386
fall | geo_advanced | battery_2 | 2016 | 0 | 912.592
fall | geo_advanced | battery_2 | 2018 | 0 | 902.3857
fall | geo_advanced | battery_2 | 2020 | 0 | 893.9462
fall | geo_advanced | battery_2 | 2022 | 0.038699 | 936.7973
fall | geo_advanced | battery_2 | 2024 | 2.3514 | 891.5828
fall | geo_advanced | battery_2 | 2026 | 2.4786 | 901.7171
fall | geo_advanced | battery_2 | 2028 | 3.9353 | 913.2453
fall | geo_advanced | battery_2 | 2030 | 6.4051 | 933.7102
fall | geo_advanced | battery_2 | 2032 | 5.8636 | 956.0339
fall | geo_advanced | battery_2 | 2034 | 6.8536 | 985.3015
fall | geo_advanced | battery_2 | 2036 | 8.1735 | 1027.1905
fall | geo_advanced | battery_2 | 2038 | 7.1943 | 1065.8224
fall | geo_advanced | battery_2 | 2040 | 7.0089 | 1105.4413
fall | geo_advanced | battery_2 | 2042 | 11.3074 | 1142.7523
fall | geo_advanced | battery_2 | 2044 | 10.5398 | 1176.9442
fall | geo_advanced | battery_2 | 2046 | 8.8784 | 1211.611
fall | geo_advanced | battery_2 | 2048 | 12.1622 | 1241.5373
fall | geo_advanced | battery_2 | 2050 | 7.7307 | 1271.5962
fall | geo_advanced | battery_4 | 2010 | 0 | 938.1478
fall | geo_advanced | battery_4 | 2012 | 0 | 944.6178
fall | geo_advanced | battery_4 | 2014 | 0 | 930.3386
fall | geo_advanced | battery_4 | 2016 | 0 | 912.592
fall | geo_advanced | battery_4 | 2018 | 0 | 902.3857
fall | geo_advanced | battery_4 | 2020 | 0 | 893.9462
fall | geo_advanced | battery_4 | 2022 | 0.50818 | 936.7973
fall | geo_advanced | battery_4 | 2024 | 4.0448 | 891.5828
fall | geo_advanced | battery_4 | 2026 | 14.0478 | 901.7171
fall | geo_advanced | battery_4 | 2028 | 17.6478 | 913.2453
fall | geo_advanced | battery_4 | 2030 | 26.609 | 933.7102
fall | geo_advanced | battery_4 | 2032 | 37.6458 | 956.0339
fall | geo_advanced | battery_4 | 2034 | 36.7439 | 985.3015
fall | geo_advanced | battery_4 | 2036 | 46.9709 | 1027.1905
fall | geo_advanced | battery_4 | 2038 | 55.7523 | 1065.8224
fall | geo_advanced | battery_4 | 2040 | 59.8796 | 1105.4413
fall | geo_advanced | battery_4 | 2042 | 58.7991 | 1142.7523
fall | geo_advanced | battery_4 | 2044 | 65.7503 | 1176.9442
fall | geo_advanced | battery_4 | 2046 | 73.0758 | 1211.611
fall | geo_advanced | battery_4 | 2048 | 70.4535 | 1241.5373
fall | geo_advanced | battery_4 | 2050 | 80.5891 | 1271.5962
fall | geo_advanced | battery_6 | 2010 | 0 | 938.1478
fall | geo_advanced | battery_6 | 2012 | 0 | 944.6178
fall | geo_advanced | battery_6 | 2014 | 0 | 930.3386
fall | geo_advanced | battery_6 | 2016 | 0 | 912.592
fall | geo_advanced | battery_6 | 2018 | 0 | 902.3857
fall | geo_advanced | battery_6 | 2020 | 0 | 893.9462
fall | geo_advanced | battery_6 | 2022 | 0 | 936.7973
fall | geo_advanced | battery_6 | 2024 | 6.2333e-05 | 891.5828
fall | geo_advanced | battery_6 | 2026 | 0.21226 | 901.7171
fall | geo_advanced | battery_6 | 2028 | 1.2082 | 913.2453
fall | geo_advanced | battery_6 | 2030 | 16.4374 | 933.7102
fall | geo_advanced | battery_6 | 2032 | 28.3475 | 956.0339
fall | geo_advanced | battery_6 | 2034 | 43.9329 | 985.3015
fall | geo_advanced | battery_6 | 2036 | 49.6369 | 1027.1905
fall | geo_advanced | battery_6 | 2038 | 60.1773 | 1065.8224
fall | geo_advanced | battery_6 | 2040 | 63.509 | 1105.4413
fall | geo_advanced | battery_6 | 2042 | 63.4152 | 1142.7523
fall | geo_advanced | battery_6 | 2044 | 54.7459 | 1176.9442
fall | geo_advanced | battery_6 | 2046 | 54.7485 | 1211.611
fall | geo_advanced | battery_6 | 2048 | 64.2385 | 1241.5373
fall | geo_advanced | battery_6 | 2050 | 56.6419 | 1271.5962
fall | geo_advanced | battery_8 | 2010 | 0 | 938.1478
fall | geo_advanced | battery_8 | 2012 | 0 | 944.6178
fall | geo_advanced | battery_8 | 2014 | 0 | 930.3386
fall | geo_advanced | battery_8 | 2016 | 0 | 912.592
fall | geo_advanced | battery_8 | 2018 | 0 | 902.3857
fall | geo_advanced | battery_8 | 2020 | 0 | 893.9462
fall | geo_advanced | battery_8 | 2022 | 0 | 936.7973
fall | geo_advanced | battery_8 | 2024 | 0 | 891.5828
fall | geo_advanced | battery_8 | 2026 | 0 | 901.7171
fall | geo_advanced | battery_8 | 2028 | 0 | 913.2453
fall | geo_advanced | battery_8 | 2030 | 0 | 933.7102
fall | geo_advanced | battery_8 | 2032 | 0 | 956.0339
fall | geo_advanced | battery_8 | 2034 | 7.2746 | 985.3015
fall | geo_advanced | battery_8 | 2036 | 15.9059 | 1027.1905
fall | geo_advanced | battery_8 | 2038 | 17.8309 | 1065.8224
fall | geo_advanced | battery_8 | 2040 | 18.0069 | 1105.4413
fall | geo_advanced | battery_8 | 2042 | 17.0472 | 1142.7523
fall | geo_advanced | battery_8 | 2044 | 17.3826 | 1176.9442
fall | geo_advanced | battery_8 | 2046 | 18.1241 | 1211.611
fall | geo_advanced | battery_8 | 2048 | 15.784 | 1241.5373
fall | geo_advanced | battery_8 | 2050 | 10.7671 | 1271.5962
fall | geo_advanced | pumped-hydro | 2010 | 5.8803 | 938.1478
fall | geo_advanced | pumped-hydro | 2012 | 0 | 944.6178
fall | geo_advanced | pumped-hydro | 2014 | 0 | 930.3386
fall | geo_advanced | pumped-hydro | 2016 | 0 | 912.592
fall | geo_advanced | pumped-hydro | 2018 | 0 | 902.3857
fall | geo_advanced | pumped-hydro | 2020 | 0 | 893.9462
fall | geo_advanced | pumped-hydro | 2022 | 5.8336 | 936.7973
fall | geo_advanced | pumped-hydro | 2024 | 11.163 | 891.5828
fall | geo_advanced | pumped-hydro | 2026 | 9.1869 | 901.7171
fall | geo_advanced | pumped-hydro | 2028 | 15.7215 | 913.2453
fall | geo_advanced | pumped-hydro | 2030 | 21.997 | 933.7102
fall | geo_advanced | pumped-hydro | 2032 | 17.7123 | 956.0339
fall | geo_advanced | pumped-hydro | 2034 | 22.6234 | 985.3015
fall | geo_advanced | pumped-hydro | 2036 | 25.2908 | 1027.1905
fall | geo_advanced | pumped-hydro | 2038 | 21.5316 | 1065.8224
fall | geo_advanced | pumped-hydro | 2040 | 22.6999 | 1105.4413
fall | geo_advanced | pumped-hydro | 2042 | 23.7298 | 1142.7523
fall | geo_advanced | pumped-hydro | 2044 | 24.8057 | 1176.9442
fall | geo_advanced | pumped-hydro | 2046 | 26.7105 | 1211.611
fall | geo_advanced | pumped-hydro | 2048 | 24.264 | 1241.5373
fall | geo_advanced | pumped-hydro | 2050 | 26.6268 | 1271.5962
fall | geo_advanced | Canada | 2010 | 5.7897 | 938.1478
fall | geo_advanced | Canada | 2012 | 7.5475 | 944.6178
fall | geo_advanced | Canada | 2014 | 7.6689 | 930.3386
fall | geo_advanced | Canada | 2016 | 9.3983 | 912.592
fall | geo_advanced | Canada | 2018 | 9.7098 | 902.3857
fall | geo_advanced | Canada | 2020 | 9.3126 | 893.9462
fall | geo_advanced | Canada | 2022 | 8.3152 | 936.7973
fall | geo_advanced | Canada | 2024 | 8.3747 | 891.5828
fall | geo_advanced | Canada | 2026 | 9.4089 | 901.7171
fall | geo_advanced | Canada | 2028 | 10.4838 | 913.2453
fall | geo_advanced | Canada | 2030 | 10.7558 | 933.7102
fall | geo_advanced | Canada | 2032 | 10.6683 | 956.0339
fall | geo_advanced | Canada | 2034 | 10.5939 | 985.3015
fall | geo_advanced | Canada | 2036 | 10.3455 | 1027.1905
fall | geo_advanced | Canada | 2038 | 10.2286 | 1065.8224
fall | geo_advanced | Canada | 2040 | 10.1407 | 1105.4413
fall | geo_advanced | Canada | 2042 | 10.1407 | 1142.7523
fall | geo_advanced | Canada | 2044 | 10.1407 | 1176.9442
fall | geo_advanced | Canada | 2046 | 10.1407 | 1211.611
fall | geo_advanced | Canada | 2048 | 10.1407 | 1241.5373
fall | geo_advanced | Canada | 2050 | 10.1407 | 1271.5962
spri | geo_advanced | nuclear | 2010 | 103.7491 | 937.9969
spri | geo_advanced | nuclear | 2012 | 103.7491 | 944.4669
spri | geo_advanced | nuclear | 2014 | 99.5688 | 930.1877
spri | geo_advanced | nuclear | 2016 | 100.208 | 912.4411
spri | geo_advanced | nuclear | 2018 | 99.6003 | 902.2349
spri | geo_advanced | nuclear | 2020 | 96.5236 | 893.7953
spri | geo_advanced | nuclear | 2022 | 96.9468 | 956.1134
spri | geo_advanced | nuclear | 2024 | 96.9468 | 901.1624
spri | geo_advanced | nuclear | 2026 | 96.9468 | 901.114
spri | geo_advanced | nuclear | 2028 | 96.9468 | 906.6322
spri | geo_advanced | nuclear | 2030 | 94.7068 | 917.3214
spri | geo_advanced | nuclear | 2032 | 94.7068 | 929.2416
spri | geo_advanced | nuclear | 2034 | 90.9208 | 952.4956
spri | geo_advanced | nuclear | 2036 | 90.0029 | 992.4444
spri | geo_advanced | nuclear | 2038 | 89.9248 | 1032.3356
spri | geo_advanced | nuclear | 2040 | 89.9248 | 1072.3397
spri | geo_advanced | nuclear | 2042 | 89.9248 | 1109.8558
spri | geo_advanced | nuclear | 2044 | 89.9248 | 1143.1238
spri | geo_advanced | nuclear | 2046 | 89.9248 | 1171.4235
spri | geo_advanced | nuclear | 2048 | 89.9248 | 1224.6912
spri | geo_advanced | nuclear | 2050 | 87.2156 | 1254.8378
spri | geo_advanced | coal | 2010 | 296.7419 | 937.9969
spri | geo_advanced | coal | 2012 | 291.2386 | 944.4669
spri | geo_advanced | coal | 2014 | 281.2835 | 930.1877
spri | geo_advanced | coal | 2016 | 258.6969 | 912.4411
spri | geo_advanced | coal | 2018 | 237.8386 | 902.2349
spri | geo_advanced | coal | 2020 | 220.2663 | 893.7953
spri | geo_advanced | coal | 2022 | 202.02 | 956.1134
spri | geo_advanced | coal | 2024 | 188.8516 | 901.1624
spri | geo_advanced | coal | 2026 | 179.1167 | 901.114
spri | geo_advanced | coal | 2028 | 160.7511 | 906.6322
spri | geo_advanced | coal | 2030 | 146.9416 | 917.3214
spri | geo_advanced | coal | 2032 | 144.3253 | 929.2416
spri | geo_advanced | coal | 2034 | 140.1446 | 952.4956
spri | geo_advanced | coal | 2036 | 138.7543 | 992.4444
spri | geo_advanced | coal | 2038 | 137.0472 | 1032.3356
spri | geo_advanced | coal | 2040 | 134.2156 | 1072.3397
spri | geo_advanced | coal | 2042 | 129.6353 | 1109.8558
spri | geo_advanced | coal | 2044 | 119.956 | 1143.1238
spri | geo_advanced | coal | 2046 | 105.1533 | 1171.4235
spri | geo_advanced | coal | 2048 | 90.8324 | 1224.6912
spri | geo_advanced | coal | 2050 | 77.308 | 1254.8378
spri | geo_advanced | gas-cc | 2010 | 201.204 | 937.9969
spri | geo_advanced | gas-cc | 2012 | 215.7431 | 944.4669
spri | geo_advanced | gas-cc | 2014 | 225.5781 | 930.1877
spri | geo_advanced | gas-cc | 2016 | 234.2477 | 912.4411
spri | geo_advanced | gas-cc | 2018 | 257.9461 | 902.2349
spri | geo_advanced | gas-cc | 2020 | 268.2452 | 893.7953
spri | geo_advanced | gas-cc | 2022 | 280.4123 | 956.1134
spri | geo_advanced | gas-cc | 2024 | 280.6804 | 901.1624
spri | geo_advanced | gas-cc | 2026 | 282.0224 | 901.114
spri | geo_advanced | gas-cc | 2028 | 279.0152 | 906.6322
spri | geo_advanced | gas-cc | 2030 | 275.923 | 917.3214
spri | geo_advanced | gas-cc | 2032 | 274.4189 | 929.2416
spri | geo_advanced | gas-cc | 2034 | 274.2019 | 952.4956
spri | geo_advanced | gas-cc | 2036 | 273.4145 | 992.4444
spri | geo_advanced | gas-cc | 2038 | 277.8648 | 1032.3356
spri | geo_advanced | gas-cc | 2040 | 285.4538 | 1072.3397
spri | geo_advanced | gas-cc | 2042 | 289.6997 | 1109.8558
spri | geo_advanced | gas-cc | 2044 | 295.1429 | 1143.1238
spri | geo_advanced | gas-cc | 2046 | 294.7875 | 1171.4235
spri | geo_advanced | gas-cc | 2048 | 301.792 | 1224.6912
spri | geo_advanced | gas-cc | 2050 | 305.8977 | 1254.8378
spri | geo_advanced | gas-cc-ccs_mod_upgrade | 2010 | 0 | 937.9969
spri | geo_advanced | gas-cc-ccs_mod_upgrade | 2012 | 0 | 944.4669
spri | geo_advanced | gas-cc-ccs_mod_upgrade | 2014 | 0 | 930.1877
spri | geo_advanced | gas-cc-ccs_mod_upgrade | 2016 | 0 | 912.4411
spri | geo_advanced | gas-cc-ccs_mod_upgrade | 2018 | 0 | 902.2349
spri | geo_advanced | gas-cc-ccs_mod_upgrade | 2020 | 0 | 893.7953
spri | geo_advanced | gas-cc-ccs_mod_upgrade | 2022 | 0 | 956.1134
spri | geo_advanced | gas-cc-ccs_mod_upgrade | 2024 | 0 | 901.1624
spri | geo_advanced | gas-cc-ccs_mod_upgrade | 2026 | 0 | 901.114
spri | geo_advanced | gas-cc-ccs_mod_upgrade | 2028 | 5.6878 | 906.6322
spri | geo_advanced | gas-cc-ccs_mod_upgrade | 2030 | 5.6878 | 917.3214
spri | geo_advanced | gas-cc-ccs_mod_upgrade | 2032 | 5.6878 | 929.2416
spri | geo_advanced | gas-cc-ccs_mod_upgrade | 2034 | 5.6878 | 952.4956
spri | geo_advanced | gas-cc-ccs_mod_upgrade | 2036 | 5.6878 | 992.4444
spri | geo_advanced | gas-cc-ccs_mod_upgrade | 2038 | 5.6878 | 1032.3356
spri | geo_advanced | gas-cc-ccs_mod_upgrade | 2040 | 5.6878 | 1072.3397
spri | geo_advanced | gas-cc-ccs_mod_upgrade | 2042 | 5.6878 | 1109.8558
spri | geo_advanced | gas-cc-ccs_mod_upgrade | 2044 | 5.6878 | 1143.1238
spri | geo_advanced | gas-cc-ccs_mod_upgrade | 2046 | 5.6878 | 1171.4235
spri | geo_advanced | gas-cc-ccs_mod_upgrade | 2048 | 5.6878 | 1224.6912
spri | geo_advanced | gas-cc-ccs_mod_upgrade | 2050 | 5.6878 | 1254.8378
spri | geo_advanced | gas-ct | 2010 | 117.7247 | 937.9969
spri | geo_advanced | gas-ct | 2012 | 120.8117 | 944.4669
spri | geo_advanced | gas-ct | 2014 | 123.8407 | 930.1877
spri | geo_advanced | gas-ct | 2016 | 124.6101 | 912.4411
spri | geo_advanced | gas-ct | 2018 | 126.4455 | 902.2349
spri | geo_advanced | gas-ct | 2020 | 127.2613 | 893.7953
spri | geo_advanced | gas-ct | 2022 | 130.2445 | 956.1134
spri | geo_advanced | gas-ct | 2024 | 113.469 | 901.1624
spri | geo_advanced | gas-ct | 2026 | 111.2045 | 901.114
spri | geo_advanced | gas-ct | 2028 | 111.9636 | 906.6322
spri | geo_advanced | gas-ct | 2030 | 110.1424 | 917.3214
spri | geo_advanced | gas-ct | 2032 | 109.4269 | 929.2416
spri | geo_advanced | gas-ct | 2034 | 110.5286 | 952.4956
spri | geo_advanced | gas-ct | 2036 | 116.1849 | 992.4444
spri | geo_advanced | gas-ct | 2038 | 128.6381 | 1032.3356
spri | geo_advanced | gas-ct | 2040 | 154.5123 | 1072.3397
spri | geo_advanced | gas-ct | 2042 | 189.6556 | 1109.8558
spri | geo_advanced | gas-ct | 2044 | 225.5052 | 1143.1238
spri | geo_advanced | gas-ct | 2046 | 266.4265 | 1171.4235
spri | geo_advanced | gas-ct | 2048 | 300.2695 | 1224.6912
spri | geo_advanced | gas-ct | 2050 | 344.6801 | 1254.8378
spri | geo_advanced | o-g-s | 2010 | 140.2354 | 937.9969
spri | geo_advanced | o-g-s | 2012 | 132.4567 | 944.4669
spri | geo_advanced | o-g-s | 2014 | 123.1645 | 930.1877
spri | geo_advanced | o-g-s | 2016 | 110.9605 | 912.4411
spri | geo_advanced | o-g-s | 2018 | 96.372 | 902.2349
spri | geo_advanced | o-g-s | 2020 | 89.885 | 893.7953
spri | geo_advanced | o-g-s | 2022 | 85.1197 | 956.1134
spri | geo_advanced | o-g-s | 2024 | 35.0861 | 901.1624
spri | geo_advanced | o-g-s | 2026 | 32.5466 | 901.114
spri | geo_advanced | o-g-s | 2028 | 30.7488 | 906.6322
spri | geo_advanced | o-g-s | 2030 | 26.3265 | 917.3214
spri | geo_advanced | o-g-s | 2032 | 25.5348 | 929.2416
spri | geo_advanced | o-g-s | 2034 | 24.1469 | 952.4956
spri | geo_advanced | o-g-s | 2036 | 23.1202 | 992.4444
spri | geo_advanced | o-g-s | 2038 | 21.6905 | 1032.3356
spri | geo_advanced | o-g-s | 2040 | 20.7561 | 1072.3397
spri | geo_advanced | o-g-s | 2042 | 20.0446 | 1109.8558
spri | geo_advanced | o-g-s | 2044 | 17.6373 | 1143.1238
spri | geo_advanced | o-g-s | 2046 | 16.4567 | 1171.4235
spri | geo_advanced | o-g-s | 2048 | 12.3591 | 1224.6912
spri | geo_advanced | o-g-s | 2050 | 7.7951 | 1254.8378
spri | geo_advanced | hydro | 2010 | 55.9964 | 937.9969
spri | geo_advanced | hydro | 2012 | 55.3306 | 944.4669
spri | geo_advanced | hydro | 2014 | 54.859 | 930.1877
spri | geo_advanced | hydro | 2016 | 54.2139 | 912.4411
spri | geo_advanced | hydro | 2018 | 56.5326 | 902.2349
spri | geo_advanced | hydro | 2020 | 56.8694 | 893.7953
spri | geo_advanced | hydro | 2022 | 56.9373 | 956.1134
spri | geo_advanced | hydro | 2024 | 56.9596 | 901.1624
spri | geo_advanced | hydro | 2026 | 58.1623 | 901.114
spri | geo_advanced | hydro | 2028 | 59.265 | 906.6322
spri | geo_advanced | hydro | 2030 | 59.3243 | 917.3214
spri | geo_advanced | hydro | 2032 | 59.4028 | 929.2416
spri | geo_advanced | hydro | 2034 | 59.5098 | 952.4956
spri | geo_advanced | hydro | 2036 | 59.6245 | 992.4444
spri | geo_advanced | hydro | 2038 | 59.8271 | 1032.3356
spri | geo_advanced | hydro | 2040 | 59.9343 | 1072.3397
spri | geo_advanced | hydro | 2042 | 60.0648 | 1109.8558
spri | geo_advanced | hydro | 2044 | 60.1952 | 1143.1238
spri | geo_advanced | hydro | 2046 | 60.3432 | 1171.4235
spri | geo_advanced | hydro | 2048 | 60.4911 | 1224.6912
spri | geo_advanced | hydro | 2050 | 60.6504 | 1254.8378
spri | geo_advanced | geothermal | 2010 | 2.6812 | 937.9969
spri | geo_advanced | geothermal | 2012 | 2.8162 | 944.4669
spri | geo_advanced | geothermal | 2014 | 2.9016 | 930.1877
spri | geo_advanced | geothermal | 2016 | 2.9516 | 912.4411
spri | geo_advanced | geothermal | 2018 | 3.0119 | 902.2349
spri | geo_advanced | geothermal | 2020 | 4.1588 | 893.7953
spri | geo_advanced | geothermal | 2022 | 4.2008 | 956.1134
spri | geo_advanced | geothermal | 2024 | 4.2008 | 901.1624
spri | geo_advanced | geothermal | 2026 | 4.2008 | 901.114
spri | geo_advanced | geothermal | 2028 | 6.4705 | 906.6322
spri | geo_advanced | geothermal | 2030 | 6.4705 | 917.3214
spri | geo_advanced | geothermal | 2032 | 6.4705 | 929.2416
spri | geo_advanced | geothermal | 2034 | 6.4705 | 952.4956
spri | geo_advanced | geothermal | 2036 | 7.2006 | 992.4444
spri | geo_advanced | geothermal | 2038 | 7.2006 | 1032.3356
spri | geo_advanced | geothermal | 2040 | 7.0044 | 1072.3397
spri | geo_advanced | geothermal | 2042 | 8.0498 | 1109.8558
spri | geo_advanced | geothermal | 2044 | 8.3111 | 1143.1238
spri | geo_advanced | geothermal | 2046 | 8.8478 | 1171.4235
spri | geo_advanced | geothermal | 2048 | 9.6293 | 1224.6912
spri | geo_advanced | geothermal | 2050 | 11.7968 | 1254.8378
spri | geo_advanced | biopower | 2010 | 2.8885 | 937.9969
spri | geo_advanced | biopower | 2012 | 2.9776 | 944.4669
spri | geo_advanced | biopower | 2014 | 3.4299 | 930.1877
spri | geo_advanced | biopower | 2016 | 3.2245 | 912.4411
spri | geo_advanced | biopower | 2018 | 3.184 | 902.2349
spri | geo_advanced | biopower | 2020 | 3.0193 | 893.7953
spri | geo_advanced | biopower | 2022 | 2.8851 | 956.1134
spri | geo_advanced | biopower | 2024 | 2.8881 | 901.1624
spri | geo_advanced | biopower | 2026 | 2.8881 | 901.114
spri | geo_advanced | biopower | 2028 | 2.6292 | 906.6322
spri | geo_advanced | biopower | 2030 | 2.393 | 917.3214
spri | geo_advanced | biopower | 2032 | 2.0992 | 929.2416
spri | geo_advanced | biopower | 2034 | 1.7199 | 952.4956
spri | geo_advanced | biopower | 2036 | 1.5139 | 992.4444
spri | geo_advanced | biopower | 2038 | 1.3738 | 1032.3356
spri | geo_advanced | biopower | 2040 | 1.3388 | 1072.3397
spri | geo_advanced | biopower | 2042 | 1.2559 | 1109.8558
spri | geo_advanced | biopower | 2044 | 1.1709 | 1143.1238
spri | geo_advanced | biopower | 2046 | 1.1659 | 1171.4235
spri | geo_advanced | biopower | 2048 | 1.1329 | 1224.6912
spri | geo_advanced | biopower | 2050 | 1.1286 | 1254.8378
spri | geo_advanced | lfill-gas | 2010 | 3.4027 | 937.9969
spri | geo_advanced | lfill-gas | 2012 | 3.6413 | 944.4669
spri | geo_advanced | lfill-gas | 2014 | 3.7416 | 930.1877
spri | geo_advanced | lfill-gas | 2016 | 3.7374 | 912.4411
spri | geo_advanced | lfill-gas | 2018 | 3.6803 | 902.2349
spri | geo_advanced | lfill-gas | 2020 | 3.5039 | 893.7953
spri | geo_advanced | lfill-gas | 2022 | 3.5006 | 956.1134
spri | geo_advanced | lfill-gas | 2024 | 3.5006 | 901.1624
spri | geo_advanced | lfill-gas | 2026 | 3.5006 | 901.114
spri | geo_advanced | lfill-gas | 2028 | 3.4646 | 906.6322
spri | geo_advanced | lfill-gas | 2030 | 3.4646 | 917.3214
spri | geo_advanced | lfill-gas | 2032 | 3.4646 | 929.2416
spri | geo_advanced | lfill-gas | 2034 | 3.4646 | 952.4956
spri | geo_advanced | lfill-gas | 2036 | 3.4646 | 992.4444
spri | geo_advanced | lfill-gas | 2038 | 3.4646 | 1032.3356
spri | geo_advanced | lfill-gas | 2040 | 3.4646 | 1072.3397
spri | geo_advanced | lfill-gas | 2042 | 3.4646 | 1109.8558
spri | geo_advanced | lfill-gas | 2044 | 3.4646 | 1143.1238
spri | geo_advanced | lfill-gas | 2046 | 3.4646 | 1171.4235
spri | geo_advanced | lfill-gas | 2048 | 3.4646 | 1224.6912
spri | geo_advanced | lfill-gas | 2050 | 3.4646 | 1254.8378
spri | geo_advanced | wind-ons | 2010 | 1.6374 | 937.9969
spri | geo_advanced | wind-ons | 2012 | 7.4807 | 944.4669
spri | geo_advanced | wind-ons | 2014 | 2.3639 | 930.1877
spri | geo_advanced | wind-ons | 2016 | 7.1303 | 912.4411
spri | geo_advanced | wind-ons | 2018 | 5.3022 | 902.2349
spri | geo_advanced | wind-ons | 2020 | 10.504 | 893.7953
spri | geo_advanced | wind-ons | 2022 | 30.209 | 956.1134
spri | geo_advanced | wind-ons | 2024 | 39.4459 | 901.1624
spri | geo_advanced | wind-ons | 2026 | 46.7989 | 901.114
spri | geo_advanced | wind-ons | 2028 | 58.0131 | 906.6322
spri | geo_advanced | wind-ons | 2030 | 67.2228 | 917.3214
spri | geo_advanced | wind-ons | 2032 | 71.6405 | 929.2416
spri | geo_advanced | wind-ons | 2034 | 79.5352 | 952.4956
spri | geo_advanced | wind-ons | 2036 | 86.8714 | 992.4444
spri | geo_advanced | wind-ons | 2038 | 91.3075 | 1032.3356
spri | geo_advanced | wind-ons | 2040 | 94.0489 | 1072.3397
spri | geo_advanced | wind-ons | 2042 | 93.7762 | 1109.8558
spri | geo_advanced | wind-ons | 2044 | 95.8246 | 1143.1238
spri | geo_advanced | wind-ons | 2046 | 96.6762 | 1171.4235
spri | geo_advanced | wind-ons | 2048 | 98.5295 | 1224.6912
spri | geo_advanced | wind-ons | 2050 | 101.0209 | 1254.8378
spri | geo_advanced | wind-ofs | 2010 | 0 | 937.9969
spri | geo_advanced | wind-ofs | 2012 | 0 | 944.4669
spri | geo_advanced | wind-ofs | 2014 | 0 | 930.1877
spri | geo_advanced | wind-ofs | 2016 | 0.011941 | 912.4411
spri | geo_advanced | wind-ofs | 2018 | 0 | 902.2349
spri | geo_advanced | wind-ofs | 2020 | 0.0048828 | 893.7953
spri | geo_advanced | wind-ofs | 2022 | 0.023402 | 956.1134
spri | geo_advanced | wind-ofs | 2024 | 0.87794 | 901.1624
spri | geo_advanced | wind-ofs | 2026 | 2.1793 | 901.114
spri | geo_advanced | wind-ofs | 2028 | 3.6399 | 906.6322
spri | geo_advanced | wind-ofs | 2030 | 5.7898 | 917.3214
spri | geo_advanced | wind-ofs | 2032 | 6.2781 | 929.2416
spri | geo_advanced | wind-ofs | 2034 | 8.8494 | 952.4956
spri | geo_advanced | wind-ofs | 2036 | 10.8836 | 992.4444
spri | geo_advanced | wind-ofs | 2038 | 12.3463 | 1032.3356
spri | geo_advanced | wind-ofs | 2040 | 12.7067 | 1072.3397
spri | geo_advanced | wind-ofs | 2042 | 13.2361 | 1109.8558
spri | geo_advanced | wind-ofs | 2044 | 14.9909 | 1143.1238
spri | geo_advanced | wind-ofs | 2046 | 15.3424 | 1171.4235
spri | geo_advanced | wind-ofs | 2048 | 15.8486 | 1224.6912
spri | geo_advanced | wind-ofs | 2050 | 15.5059 | 1254.8378
spri | geo_advanced | csp | 2010 | 0 | 937.9969
spri | geo_advanced | csp | 2012 | 0 | 944.4669
spri | geo_advanced | csp | 2014 | 0 | 930.1877
spri | geo_advanced | csp | 2016 | 0 | 912.4411
spri | geo_advanced | csp | 2018 | 0 | 902.2349
spri | geo_advanced | csp | 2020 | 0 | 893.7953
spri | geo_advanced | csp | 2022 | 0 | 956.1134
spri | geo_advanced | csp | 2024 | 0 | 901.1624
spri | geo_advanced | csp | 2026 | 0 | 901.114
spri | geo_advanced | csp | 2028 | 0 | 906.6322
spri | geo_advanced | csp | 2030 | 0 | 917.3214
spri | geo_advanced | csp | 2032 | 0 | 929.2416
spri | geo_advanced | csp | 2034 | 0 | 952.4956
spri | geo_advanced | csp | 2036 | 0 | 992.4444
spri | geo_advanced | csp | 2038 | 0 | 1032.3356
spri | geo_advanced | csp | 2040 | 0 | 1072.3397
spri | geo_advanced | csp | 2042 | 0 | 1109.8558
spri | geo_advanced | csp | 2044 | 0 | 1143.1238
spri | geo_advanced | csp | 2046 | 0 | 1171.4235
spri | geo_advanced | csp | 2048 | 0 | 1224.6912
spri | geo_advanced | csp | 2050 | 0 | 1254.8378
spri | geo_advanced | upv | 2010 | 0.044077 | 937.9969
spri | geo_advanced | upv | 2012 | 0.54147 | 944.4669
spri | geo_advanced | upv | 2014 | 1.5511 | 930.1877
spri | geo_advanced | upv | 2016 | 2.7598 | 912.4411
spri | geo_advanced | upv | 2018 | 2.2559 | 902.2349
spri | geo_advanced | upv | 2020 | 3.9142 | 893.7953
spri | geo_advanced | upv | 2022 | 40.4135 | 956.1134
spri | geo_advanced | upv | 2024 | 51.1863 | 901.1624
spri | geo_advanced | upv | 2026 | 50.0464 | 901.114
spri | geo_advanced | upv | 2028 | 50.9192 | 906.6322
spri | geo_advanced | upv | 2030 | 53.843 | 917.3214
spri | geo_advanced | upv | 2032 | 58.6438 | 929.2416
spri | geo_advanced | upv | 2034 | 59.4822 | 952.4956
spri | geo_advanced | upv | 2036 | 63.985 | 992.4444
spri | geo_advanced | upv | 2038 | 67.8222 | 1032.3356
spri | geo_advanced | upv | 2040 | 69.5847 | 1072.3397
spri | geo_advanced | upv | 2042 | 72.4293 | 1109.8558
spri | geo_advanced | upv | 2044 | 73.6912 | 1143.1238
spri | geo_advanced | upv | 2046 | 75.3387 | 1171.4235
spri | geo_advanced | upv | 2048 | 76.8129 | 1224.6912
spri | geo_advanced | upv | 2050 | 78.4897 | 1254.8378
spri | geo_advanced | dupv | 2010 | 0.015679 | 937.9969
spri | geo_advanced | dupv | 2012 | 0.13235 | 944.4669
spri | geo_advanced | dupv | 2014 | 0.23612 | 930.1877
spri | geo_advanced | dupv | 2016 | 0.29002 | 912.4411
spri | geo_advanced | dupv | 2018 | 0.35557 | 902.2349
spri | geo_advanced | dupv | 2020 | 0.32674 | 893.7953
spri | geo_advanced | dupv | 2022 | 2.0624 | 956.1134
spri | geo_advanced | dupv | 2024 | 1.6197 | 901.1624
spri | geo_advanced | dupv | 2026 | 1.0351 | 901.114
spri | geo_advanced | dupv | 2028 | 0.81318 | 906.6322
spri | geo_advanced | dupv | 2030 | 0.71106 | 917.3214
spri | geo_advanced | dupv | 2032 | 0.61667 | 929.2416
spri | geo_advanced | dupv | 2034 | 0.58648 | 952.4956
spri | geo_advanced | dupv | 2036 | 0.58115 | 992.4444
spri | geo_advanced | dupv | 2038 | 0.56391 | 1032.3356
spri | geo_advanced | dupv | 2040 | 0.55187 | 1072.3397
spri | geo_advanced | dupv | 2042 | 0.51785 | 1109.8558
spri | geo_advanced | dupv | 2044 | 0.45175 | 1143.1238
spri | geo_advanced | dupv | 2046 | 0.38951 | 1171.4235
spri | geo_advanced | dupv | 2048 | 0.25552 | 1224.6912
spri | geo_advanced | dupv | 2050 | 0.16074 | 1254.8378
spri | geo_advanced | distpv | 2010 | 0 | 937.9969
spri | geo_advanced | distpv | 2012 | 0 | 944.4669
spri | geo_advanced | distpv | 2014 | 0 | 930.1877
spri | geo_advanced | distpv | 2016 | 0 | 912.4411
spri | geo_advanced | distpv | 2018 | 0 | 902.2349
spri | geo_advanced | distpv | 2020 | 0 | 893.7953
spri | geo_advanced | distpv | 2022 | 7.2713 | 956.1134
spri | geo_advanced | distpv | 2024 | 7.0659 | 901.1624
spri | geo_advanced | distpv | 2026 | 7.2404 | 901.114
spri | geo_advanced | distpv | 2028 | 7.2516 | 906.6322
spri | geo_advanced | distpv | 2030 | 9.3367 | 917.3214
spri | geo_advanced | distpv | 2032 | 10.6132 | 929.2416
spri | geo_advanced | distpv | 2034 | 11.9311 | 952.4956
spri | geo_advanced | distpv | 2036 | 12.7906 | 992.4444
spri | geo_advanced | distpv | 2038 | 13.4123 | 1032.3356
spri | geo_advanced | distpv | 2040 | 14.4369 | 1072.3397
spri | geo_advanced | distpv | 2042 | 15.5096 | 1109.8558
spri | geo_advanced | distpv | 2044 | 16.7166 | 1143.1238
spri | geo_advanced | distpv | 2046 | 17.7822 | 1171.4235
spri | geo_advanced | distpv | 2048 | 18.3612 | 1224.6912
spri | geo_advanced | distpv | 2050 | 19.7602 | 1254.8378
spri | geo_advanced | pvb | 2010 | 0 | 937.9969
spri | geo_advanced | pvb | 2012 | 0 | 944.4669
spri | geo_advanced | pvb | 2014 | 0 | 930.1877
spri | geo_advanced | pvb | 2016 | 0 | 912.4411
spri | geo_advanced | pvb | 2018 | 0 | 902.2349
spri | geo_advanced | pvb | 2020 | 0 | 893.7953
spri | geo_advanced | pvb | 2022 | 2.6198 | 956.1134
spri | geo_advanced | pvb | 2024 | 2.4995 | 901.1624
spri | geo_advanced | pvb | 2026 | 2.2985 | 901.114
spri | geo_advanced | pvb | 2028 | 2.9483 | 906.6322
spri | geo_advanced | pvb | 2030 | 3.9543 | 917.3214
spri | geo_advanced | pvb | 2032 | 4.6803 | 929.2416
spri | geo_advanced | pvb | 2034 | 5.7083 | 952.4956
spri | geo_advanced | pvb | 2036 | 10.1794 | 992.4444
spri | geo_advanced | pvb | 2038 | 7.8134 | 1032.3356
spri | geo_advanced | pvb | 2040 | 8.8141 | 1072.3397
spri | geo_advanced | pvb | 2042 | 8.0185 | 1109.8558
spri | geo_advanced | pvb | 2044 | 9.5516 | 1143.1238
spri | geo_advanced | pvb | 2046 | 8.4891 | 1171.4235
spri | geo_advanced | pvb | 2048 | 8.8829 | 1224.6912
spri | geo_advanced | pvb | 2050 | 8.4697 | 1254.8378
spri | geo_advanced | battery_2 | 2010 | 0.00586 | 937.9969
spri | geo_advanced | battery_2 | 2012 | 0 | 944.4669
spri | geo_advanced | battery_2 | 2014 | 0 | 930.1877
spri | geo_advanced | battery_2 | 2016 | 0 | 912.4411
spri | geo_advanced | battery_2 | 2018 | 0 | 902.2349
spri | geo_advanced | battery_2 | 2020 | 0 | 893.7953
spri | geo_advanced | battery_2 | 2022 | 8.5e-07 | 956.1134
spri | geo_advanced | battery_2 | 2024 | 0.58216 | 901.1624
spri | geo_advanced | battery_2 | 2026 | 0.48286 | 901.114
spri | geo_advanced | battery_2 | 2028 | 0.59754 | 906.6322
spri | geo_advanced | battery_2 | 2030 | 0.99454 | 917.3214
spri | geo_advanced | battery_2 | 2032 | 0.71628 | 929.2416
spri | geo_advanced | battery_2 | 2034 | 2.2414 | 952.4956
spri | geo_advanced | battery_2 | 2036 | 1.2689 | 992.4444
spri | geo_advanced | battery_2 | 2038 | 1.6477 | 1032.3356
spri | geo_advanced | battery_2 | 2040 | 2.0755 | 1072.3397
spri | geo_advanced | battery_2 | 2042 | 5.7613 | 1109.8558
spri | geo_advanced | battery_2 | 2044 | 4.4827 | 1143.1238
spri | geo_advanced | battery_2 | 2046 | 4.9398 | 1171.4235
spri | geo_advanced | battery_2 | 2048 | 4.2174 | 1224.6912
spri | geo_advanced | battery_2 | 2050 | 1.982 | 1254.8378
spri | geo_advanced | battery_4 | 2010 | 0 | 937.9969
spri | geo_advanced | battery_4 | 2012 | 0 | 944.4669
spri | geo_advanced | battery_4 | 2014 | 0 | 930.1877
spri | geo_advanced | battery_4 | 2016 | 0 | 912.4411
spri | geo_advanced | battery_4 | 2018 | 0 | 902.2349
spri | geo_advanced | battery_4 | 2020 | 0 | 893.7953
spri | geo_advanced | battery_4 | 2022 | 0 | 956.1134
spri | geo_advanced | battery_4 | 2024 | 0.42797 | 901.1624
spri | geo_advanced | battery_4 | 2026 | 6.3331 | 901.114
spri | geo_advanced | battery_4 | 2028 | 8.1932 | 906.6322
spri | geo_advanced | battery_4 | 2030 | 10.9856 | 917.3214
spri | geo_advanced | battery_4 | 2032 | 18.0114 | 929.2416
spri | geo_advanced | battery_4 | 2034 | 15.5535 | 952.4956
spri | geo_advanced | battery_4 | 2036 | 25.957 | 992.4444
spri | geo_advanced | battery_4 | 2038 | 23.8538 | 1032.3356
spri | geo_advanced | battery_4 | 2040 | 27.3442 | 1072.3397
spri | geo_advanced | battery_4 | 2042 | 35.7484 | 1109.8558
spri | geo_advanced | battery_4 | 2044 | 31.1113 | 1143.1238
spri | geo_advanced | battery_4 | 2046 | 33.3389 | 1171.4235
spri | geo_advanced | battery_4 | 2048 | 41.0769 | 1224.6912
spri | geo_advanced | battery_4 | 2050 | 41.6437 | 1254.8378
spri | geo_advanced | battery_6 | 2010 | 0 | 937.9969
spri | geo_advanced | battery_6 | 2012 | 0 | 944.4669
spri | geo_advanced | battery_6 | 2014 | 0 | 930.1877
spri | geo_advanced | battery_6 | 2016 | 0 | 912.4411
spri | geo_advanced | battery_6 | 2018 | 0 | 902.2349
spri | geo_advanced | battery_6 | 2020 | 0 | 893.7953
spri | geo_advanced | battery_6 | 2022 | 0 | 956.1134
spri | geo_advanced | battery_6 | 2024 | 0 | 901.1624
spri | geo_advanced | battery_6 | 2026 | 0 | 901.114
spri | geo_advanced | battery_6 | 2028 | 0.01875 | 906.6322
spri | geo_advanced | battery_6 | 2030 | 8.6284 | 917.3214
spri | geo_advanced | battery_6 | 2032 | 14.6515 | 929.2416
spri | geo_advanced | battery_6 | 2034 | 25.6581 | 952.4956
spri | geo_advanced | battery_6 | 2036 | 28.3791 | 992.4444
spri | geo_advanced | battery_6 | 2038 | 40.4732 | 1032.3356
spri | geo_advanced | battery_6 | 2040 | 44.9612 | 1072.3397
spri | geo_advanced | battery_6 | 2042 | 36.3889 | 1109.8558
spri | geo_advanced | battery_6 | 2044 | 33.7974 | 1143.1238
spri | geo_advanced | battery_6 | 2046 | 27.5837 | 1171.4235
spri | geo_advanced | battery_6 | 2048 | 47.9498 | 1224.6912
spri | geo_advanced | battery_6 | 2050 | 44.46 | 1254.8378
spri | geo_advanced | battery_8 | 2010 | 0 | 937.9969
spri | geo_advanced | battery_8 | 2012 | 0 | 944.4669
spri | geo_advanced | battery_8 | 2014 | 0 | 930.1877
spri | geo_advanced | battery_8 | 2016 | 0 | 912.4411
spri | geo_advanced | battery_8 | 2018 | 0 | 902.2349
spri | geo_advanced | battery_8 | 2020 | 0 | 893.7953
spri | geo_advanced | battery_8 | 2022 | 0 | 956.1134
spri | geo_advanced | battery_8 | 2024 | 0 | 901.1624
spri | geo_advanced | battery_8 | 2026 | 0 | 901.114
spri | geo_advanced | battery_8 | 2028 | 0 | 906.6322
spri | geo_advanced | battery_8 | 2030 | 0 | 917.3214
spri | geo_advanced | battery_8 | 2032 | 1.2611 | 929.2416
spri | geo_advanced | battery_8 | 2034 | 2.4451 | 952.4956
spri | geo_advanced | battery_8 | 2036 | 6.6785 | 992.4444
spri | geo_advanced | battery_8 | 2038 | 13.123 | 1032.3356
spri | geo_advanced | battery_8 | 2040 | 12.0104 | 1072.3397
spri | geo_advanced | battery_8 | 2042 | 9.5783 | 1109.8558
spri | geo_advanced | battery_8 | 2044 | 10.1782 | 1143.1238
spri | geo_advanced | battery_8 | 2046 | 10.0424 | 1171.4235
spri | geo_advanced | battery_8 | 2048 | 13.0873 | 1224.6912
spri | geo_advanced | battery_8 | 2050 | 9.3212 | 1254.8378
spri | geo_advanced | pumped-hydro | 2010 | 5.8803 | 937.9969
spri | geo_advanced | pumped-hydro | 2012 | 0 | 944.4669
spri | geo_advanced | pumped-hydro | 2014 | 0 | 930.1877
spri | geo_advanced | pumped-hydro | 2016 | 0 | 912.4411
spri | geo_advanced | pumped-hydro | 2018 | 0 | 902.2349
spri | geo_advanced | pumped-hydro | 2020 | 0 | 893.7953
spri | geo_advanced | pumped-hydro | 2022 | 2.9316 | 956.1134
spri | geo_advanced | pumped-hydro | 2024 | 6.4993 | 901.1624
spri | geo_advanced | pumped-hydro | 2026 | 4.7016 | 901.114
spri | geo_advanced | pumped-hydro | 2028 | 6.8109 | 906.6322
spri | geo_advanced | pumped-hydro | 2030 | 13.7189 | 917.3214
spri | geo_advanced | pumped-hydro | 2032 | 5.9228 | 929.2416
spri | geo_advanced | pumped-hydro | 2034 | 13.1157 | 952.4956
spri | geo_advanced | pumped-hydro | 2036 | 15.5563 | 992.4444
spri | geo_advanced | pumped-hydro | 2038 | 17.0244 | 1032.3356
spri | geo_advanced | pumped-hydro | 2040 | 13.3722 | 1072.3397
spri | geo_advanced | pumped-hydro | 2042 | 11.2679 | 1109.8558
spri | geo_advanced | pumped-hydro | 2044 | 15.1912 | 1143.1238
spri | geo_advanced | pumped-hydro | 2046 | 19.1022 | 1171.4235
spri | geo_advanced | pumped-hydro | 2048 | 13.9453 | 1224.6912
spri | geo_advanced | pumped-hydro | 2050 | 18.2585 | 1254.8378
spri | geo_advanced | Canada | 2010 | 5.7897 | 937.9969
spri | geo_advanced | Canada | 2012 | 7.5475 | 944.4669
spri | geo_advanced | Canada | 2014 | 7.6689 | 930.1877
spri | geo_advanced | Canada | 2016 | 9.3983 | 912.4411
spri | geo_advanced | Canada | 2018 | 9.7098 | 902.2349
spri | geo_advanced | Canada | 2020 | 9.3126 | 893.7953
spri | geo_advanced | Canada | 2022 | 8.3152 | 956.1134
spri | geo_advanced | Canada | 2024 | 8.3747 | 901.1624
spri | geo_advanced | Canada | 2026 | 9.4089 | 901.114
spri | geo_advanced | Canada | 2028 | 10.4838 | 906.6322
spri | geo_advanced | Canada | 2030 | 10.7558 | 917.3214
spri | geo_advanced | Canada | 2032 | 10.6683 | 929.2416
spri | geo_advanced | Canada | 2034 | 10.5939 | 952.4956
spri | geo_advanced | Canada | 2036 | 10.3455 | 992.4444
spri | geo_advanced | Canada | 2038 | 10.2286 | 1032.3356
spri | geo_advanced | Canada | 2040 | 10.1407 | 1072.3397
spri | geo_advanced | Canada | 2042 | 10.1407 | 1109.8558
spri | geo_advanced | Canada | 2044 | 10.1407 | 1143.1238
spri | geo_advanced | Canada | 2046 | 10.1407 | 1171.4235
spri | geo_advanced | Canada | 2048 | 10.1407 | 1224.6912
spri | geo_advanced | Canada | 2050 | 10.1407 | 1254.8378
summ | geo_advanced | nuclear | 2010 | 103.7491 | 938.414
summ | geo_advanced | nuclear | 2012 | 103.7491 | 944.8841
summ | geo_advanced | nuclear | 2014 | 99.5688 | 930.6077
summ | geo_advanced | nuclear | 2016 | 100.208 | 912.8611
summ | geo_advanced | nuclear | 2018 | 99.6003 | 902.6549
summ | geo_advanced | nuclear | 2020 | 96.5236 | 894.2153
summ | geo_advanced | nuclear | 2022 | 96.9468 | 953.5185
summ | geo_advanced | nuclear | 2024 | 96.9468 | 929.3194
summ | geo_advanced | nuclear | 2026 | 96.9468 | 946.3056
summ | geo_advanced | nuclear | 2028 | 96.9468 | 972.6553
summ | geo_advanced | nuclear | 2030 | 94.7068 | 1007.7239
summ | geo_advanced | nuclear | 2032 | 94.7068 | 1045.4574
summ | geo_advanced | nuclear | 2034 | 90.9208 | 1085.4363
summ | geo_advanced | nuclear | 2036 | 90.0029 | 1129.8782
summ | geo_advanced | nuclear | 2038 | 89.9248 | 1174.5187
summ | geo_advanced | nuclear | 2040 | 89.9248 | 1218.3719
summ | geo_advanced | nuclear | 2042 | 89.9248 | 1258.618
summ | geo_advanced | nuclear | 2044 | 89.9248 | 1295.3956
summ | geo_advanced | nuclear | 2046 | 89.9248 | 1330.7368
summ | geo_advanced | nuclear | 2048 | 89.9248 | 1363.4503
summ | geo_advanced | nuclear | 2050 | 87.2156 | 1396.1045
summ | geo_advanced | coal | 2010 | 296.7419 | 938.414
summ | geo_advanced | coal | 2012 | 291.2386 | 944.8841
summ | geo_advanced | coal | 2014 | 281.2835 | 930.6077
summ | geo_advanced | coal | 2016 | 258.6969 | 912.8611
summ | geo_advanced | coal | 2018 | 237.8386 | 902.6549
summ | geo_advanced | coal | 2020 | 220.2663 | 894.2153
summ | geo_advanced | coal | 2022 | 202.02 | 953.5185
summ | geo_advanced | coal | 2024 | 188.8516 | 929.3194
summ | geo_advanced | coal | 2026 | 179.1167 | 946.3056
summ | geo_advanced | coal | 2028 | 160.7511 | 972.6553
summ | geo_advanced | coal | 2030 | 146.9416 | 1007.7239
summ | geo_advanced | coal | 2032 | 144.3253 | 1045.4574
summ | geo_advanced | coal | 2034 | 140.1446 | 1085.4363
summ | geo_advanced | coal | 2036 | 138.7543 | 1129.8782
summ | geo_advanced | coal | 2038 | 137.0472 | 1174.5187
summ | geo_advanced | coal | 2040 | 134.2156 | 1218.3719
summ | geo_advanced | coal | 2042 | 129.6353 | 1258.618
summ | geo_advanced | coal | 2044 | 119.956 | 1295.3956
summ | geo_advanced | coal | 2046 | 105.1533 | 1330.7368
summ | geo_advanced | coal | 2048 | 90.8324 | 1363.4503
summ | geo_advanced | coal | 2050 | 77.308 | 1396.1045
summ | geo_advanced | gas-cc | 2010 | 201.204 | 938.414
summ | geo_advanced | gas-cc | 2012 | 215.7431 | 944.8841
summ | geo_advanced | gas-cc | 2014 | 225.5781 | 930.6077
summ | geo_advanced | gas-cc | 2016 | 234.2477 | 912.8611
summ | geo_advanced | gas-cc | 2018 | 257.9461 | 902.6549
summ | geo_advanced | gas-cc | 2020 | 268.2452 | 894.2153
summ | geo_advanced | gas-cc | 2022 | 280.4123 | 953.5185
summ | geo_advanced | gas-cc | 2024 | 280.6804 | 929.3194
summ | geo_advanced | gas-cc | 2026 | 282.0224 | 946.3056
summ | geo_advanced | gas-cc | 2028 | 279.0152 | 972.6553
summ | geo_advanced | gas-cc | 2030 | 275.923 | 1007.7239
summ | geo_advanced | gas-cc | 2032 | 274.4189 | 1045.4574
summ | geo_advanced | gas-cc | 2034 | 274.2019 | 1085.4363
summ | geo_advanced | gas-cc | 2036 | 273.4145 | 1129.8782
summ | geo_advanced | gas-cc | 2038 | 277.8648 | 1174.5187
summ | geo_advanced | gas-cc | 2040 | 285.4538 | 1218.3719
summ | geo_advanced | gas-cc | 2042 | 289.6997 | 1258.618
summ | geo_advanced | gas-cc | 2044 | 295.1429 | 1295.3956
summ | geo_advanced | gas-cc | 2046 | 294.7875 | 1330.7368
summ | geo_advanced | gas-cc | 2048 | 301.792 | 1363.4503
summ | geo_advanced | gas-cc | 2050 | 305.8977 | 1396.1045
summ | geo_advanced | gas-cc-ccs_mod_upgrade | 2010 | 0 | 938.414
summ | geo_advanced | gas-cc-ccs_mod_upgrade | 2012 | 0 | 944.8841
summ | geo_advanced | gas-cc-ccs_mod_upgrade | 2014 | 0 | 930.6077
summ | geo_advanced | gas-cc-ccs_mod_upgrade | 2016 | 0 | 912.8611
summ | geo_advanced | gas-cc-ccs_mod_upgrade | 2018 | 0 | 902.6549
summ | geo_advanced | gas-cc-ccs_mod_upgrade | 2020 | 0 | 894.2153
summ | geo_advanced | gas-cc-ccs_mod_upgrade | 2022 | 0 | 953.5185
summ | geo_advanced | gas-cc-ccs_mod_upgrade | 2024 | 0 | 929.3194
summ | geo_advanced | gas-cc-ccs_mod_upgrade | 2026 | 0 | 946.3056
summ | geo_advanced | gas-cc-ccs_mod_upgrade | 2028 | 5.6878 | 972.6553
summ | geo_advanced | gas-cc-ccs_mod_upgrade | 2030 | 5.6878 | 1007.7239
summ | geo_advanced | gas-cc-ccs_mod_upgrade | 2032 | 5.6878 | 1045.4574
summ | geo_advanced | gas-cc-ccs_mod_upgrade | 2034 | 5.6878 | 1085.4363
summ | geo_advanced | gas-cc-ccs_mod_upgrade | 2036 | 5.6878 | 1129.8782
summ | geo_advanced | gas-cc-ccs_mod_upgrade | 2038 | 5.6878 | 1174.5187
summ | geo_advanced | gas-cc-ccs_mod_upgrade | 2040 | 5.6878 | 1218.3719
summ | geo_advanced | gas-cc-ccs_mod_upgrade | 2042 | 5.6878 | 1258.618
summ | geo_advanced | gas-cc-ccs_mod_upgrade | 2044 | 5.6878 | 1295.3956
summ | geo_advanced | gas-cc-ccs_mod_upgrade | 2046 | 5.6878 | 1330.7368
summ | geo_advanced | gas-cc-ccs_mod_upgrade | 2048 | 5.6878 | 1363.4503
summ | geo_advanced | gas-cc-ccs_mod_upgrade | 2050 | 5.6878 | 1396.1045
summ | geo_advanced | gas-ct | 2010 | 117.7247 | 938.414
summ | geo_advanced | gas-ct | 2012 | 120.8117 | 944.8841
summ | geo_advanced | gas-ct | 2014 | 123.8407 | 930.6077
summ | geo_advanced | gas-ct | 2016 | 124.6101 | 912.8611
summ | geo_advanced | gas-ct | 2018 | 126.4455 | 902.6549
summ | geo_advanced | gas-ct | 2020 | 127.2613 | 894.2153
summ | geo_advanced | gas-ct | 2022 | 130.2445 | 953.5185
summ | geo_advanced | gas-ct | 2024 | 113.469 | 929.3194
summ | geo_advanced | gas-ct | 2026 | 111.2045 | 946.3056
summ | geo_advanced | gas-ct | 2028 | 111.9636 | 972.6553
summ | geo_advanced | gas-ct | 2030 | 110.1424 | 1007.7239
summ | geo_advanced | gas-ct | 2032 | 109.4269 | 1045.4574
summ | geo_advanced | gas-ct | 2034 | 110.5286 | 1085.4363
summ | geo_advanced | gas-ct | 2036 | 116.1849 | 1129.8782
summ | geo_advanced | gas-ct | 2038 | 128.6381 | 1174.5187
summ | geo_advanced | gas-ct | 2040 | 154.5123 | 1218.3719
summ | geo_advanced | gas-ct | 2042 | 189.6556 | 1258.618
summ | geo_advanced | gas-ct | 2044 | 225.5052 | 1295.3956
summ | geo_advanced | gas-ct | 2046 | 266.4265 | 1330.7368
summ | geo_advanced | gas-ct | 2048 | 300.2695 | 1363.4503
summ | geo_advanced | gas-ct | 2050 | 344.6801 | 1396.1045
summ | geo_advanced | o-g-s | 2010 | 140.2354 | 938.414
summ | geo_advanced | o-g-s | 2012 | 132.4567 | 944.8841
summ | geo_advanced | o-g-s | 2014 | 123.1645 | 930.6077
summ | geo_advanced | o-g-s | 2016 | 110.9605 | 912.8611
summ | geo_advanced | o-g-s | 2018 | 96.372 | 902.6549
summ | geo_advanced | o-g-s | 2020 | 89.885 | 894.2153
summ | geo_advanced | o-g-s | 2022 | 85.1197 | 953.5185
summ | geo_advanced | o-g-s | 2024 | 35.0861 | 929.3194
summ | geo_advanced | o-g-s | 2026 | 32.5466 | 946.3056
summ | geo_advanced | o-g-s | 2028 | 30.7488 | 972.6553
summ | geo_advanced | o-g-s | 2030 | 26.3265 | 1007.7239
summ | geo_advanced | o-g-s | 2032 | 25.5348 | 1045.4574
summ | geo_advanced | o-g-s | 2034 | 24.1469 | 1085.4363
summ | geo_advanced | o-g-s | 2036 | 23.1202 | 1129.8782
summ | geo_advanced | o-g-s | 2038 | 21.6905 | 1174.5187
summ | geo_advanced | o-g-s | 2040 | 20.7561 | 1218.3719
summ | geo_advanced | o-g-s | 2042 | 20.0446 | 1258.618
summ | geo_advanced | o-g-s | 2044 | 17.6373 | 1295.3956
summ | geo_advanced | o-g-s | 2046 | 16.4567 | 1330.7368
summ | geo_advanced | o-g-s | 2048 | 12.3591 | 1363.4503
summ | geo_advanced | o-g-s | 2050 | 7.7951 | 1396.1045
summ | geo_advanced | hydro | 2010 | 56.4135 | 938.414
summ | geo_advanced | hydro | 2012 | 55.7477 | 944.8841
summ | geo_advanced | hydro | 2014 | 55.2791 | 930.6077
summ | geo_advanced | hydro | 2016 | 54.6339 | 912.8611
summ | geo_advanced | hydro | 2018 | 56.9526 | 902.6549
summ | geo_advanced | hydro | 2020 | 57.2894 | 894.2153
summ | geo_advanced | hydro | 2022 | 57.3574 | 953.5185
summ | geo_advanced | hydro | 2024 | 57.3797 | 929.3194
summ | geo_advanced | hydro | 2026 | 58.5961 | 946.3056
summ | geo_advanced | hydro | 2028 | 59.7521 | 972.6553
summ | geo_advanced | hydro | 2030 | 59.8155 | 1007.7239
summ | geo_advanced | hydro | 2032 | 59.9012 | 1045.4574
summ | geo_advanced | hydro | 2034 | 60.018 | 1085.4363
summ | geo_advanced | hydro | 2036 | 60.1425 | 1129.8782
summ | geo_advanced | hydro | 2038 | 60.3641 | 1174.5187
summ | geo_advanced | hydro | 2040 | 60.4812 | 1218.3719
summ | geo_advanced | hydro | 2042 | 60.6204 | 1258.618
summ | geo_advanced | hydro | 2044 | 60.7597 | 1295.3956
summ | geo_advanced | hydro | 2046 | 60.9175 | 1330.7368
summ | geo_advanced | hydro | 2048 | 61.0752 | 1363.4503
summ | geo_advanced | hydro | 2050 | 61.2455 | 1396.1045
summ | geo_advanced | geothermal | 2010 | 2.6812 | 938.414
summ | geo_advanced | geothermal | 2012 | 2.8162 | 944.8841
summ | geo_advanced | geothermal | 2014 | 2.9016 | 930.6077
summ | geo_advanced | geothermal | 2016 | 2.9516 | 912.8611
summ | geo_advanced | geothermal | 2018 | 3.0119 | 902.6549
summ | geo_advanced | geothermal | 2020 | 4.1588 | 894.2153
summ | geo_advanced | geothermal | 2022 | 4.2008 | 953.5185
summ | geo_advanced | geothermal | 2024 | 4.2008 | 929.3194
summ | geo_advanced | geothermal | 2026 | 4.2008 | 946.3056
summ | geo_advanced | geothermal | 2028 | 6.4705 | 972.6553
summ | geo_advanced | geothermal | 2030 | 6.4705 | 1007.7239
summ | geo_advanced | geothermal | 2032 | 6.4705 | 1045.4574
summ | geo_advanced | geothermal | 2034 | 6.4705 | 1085.4363
summ | geo_advanced | geothermal | 2036 | 7.2006 | 1129.8782
summ | geo_advanced | geothermal | 2038 | 7.2006 | 1174.5187
summ | geo_advanced | geothermal | 2040 | 7.0044 | 1218.3719
summ | geo_advanced | geothermal | 2042 | 8.0498 | 1258.618
summ | geo_advanced | geothermal | 2044 | 8.3111 | 1295.3956
summ | geo_advanced | geothermal | 2046 | 8.8478 | 1330.7368
summ | geo_advanced | geothermal | 2048 | 9.6293 | 1363.4503
summ | geo_advanced | geothermal | 2050 | 11.7968 | 1396.1045
summ | geo_advanced | biopower | 2010 | 2.8885 | 938.414
summ | geo_advanced | biopower | 2012 | 2.9776 | 944.8841
summ | geo_advanced | biopower | 2014 | 3.4299 | 930.6077
summ | geo_advanced | biopower | 2016 | 3.2245 | 912.8611
summ | geo_advanced | biopower | 2018 | 3.184 | 902.6549
summ | geo_advanced | biopower | 2020 | 3.0193 | 894.2153
summ | geo_advanced | biopower | 2022 | 2.8851 | 953.5185
summ | geo_advanced | biopower | 2024 | 2.8881 | 929.3194
summ | geo_advanced | biopower | 2026 | 2.8881 | 946.3056
summ | geo_advanced | biopower | 2028 | 2.6292 | 972.6553
summ | geo_advanced | biopower | 2030 | 2.393 | 1007.7239
summ | geo_advanced | biopower | 2032 | 2.0992 | 1045.4574
summ | geo_advanced | biopower | 2034 | 1.7199 | 1085.4363
summ | geo_advanced | biopower | 2036 | 1.5139 | 1129.8782
summ | geo_advanced | biopower | 2038 | 1.3738 | 1174.5187
summ | geo_advanced | biopower | 2040 | 1.3388 | 1218.3719
summ | geo_advanced | biopower | 2042 | 1.2559 | 1258.618
summ | geo_advanced | biopower | 2044 | 1.1709 | 1295.3956
summ | geo_advanced | biopower | 2046 | 1.1659 | 1330.7368
summ | geo_advanced | biopower | 2048 | 1.1329 | 1363.4503
summ | geo_advanced | biopower | 2050 | 1.1286 | 1396.1045
summ | geo_advanced | lfill-gas | 2010 | 3.4027 | 938.414
summ | geo_advanced | lfill-gas | 2012 | 3.6413 | 944.8841
summ | geo_advanced | lfill-gas | 2014 | 3.7416 | 930.6077
summ | geo_advanced | lfill-gas | 2016 | 3.7374 | 912.8611
summ | geo_advanced | lfill-gas | 2018 | 3.6803 | 902.6549
summ | geo_advanced | lfill-gas | 2020 | 3.5039 | 894.2153
summ | geo_advanced | lfill-gas | 2022 | 3.5006 | 953.5185
summ | geo_advanced | lfill-gas | 2024 | 3.5006 | 929.3194
summ | geo_advanced | lfill-gas | 2026 | 3.5006 | 946.3056
summ | geo_advanced | lfill-gas | 2028 | 3.4646 | 972.6553
summ | geo_advanced | lfill-gas | 2030 | 3.4646 | 1007.7239
summ | geo_advanced | lfill-gas | 2032 | 3.4646 | 1045.4574
summ | geo_advanced | lfill-gas | 2034 | 3.4646 | 1085.4363
summ | geo_advanced | lfill-gas | 2036 | 3.4646 | 1129.8782
summ | geo_advanced | lfill-gas | 2038 | 3.4646 | 1174.5187
summ | geo_advanced | lfill-gas | 2040 | 3.4646 | 1218.3719
summ | geo_advanced | lfill-gas | 2042 | 3.4646 | 1258.618
summ | geo_advanced | lfill-gas | 2044 | 3.4646 | 1295.3956
summ | geo_advanced | lfill-gas | 2046 | 3.4646 | 1330.7368
summ | geo_advanced | lfill-gas | 2048 | 3.4646 | 1363.4503
summ | geo_advanced | lfill-gas | 2050 | 3.4646 | 1396.1045
summ | geo_advanced | wind-ons | 2010 | 1.6374 | 938.414
summ | geo_advanced | wind-ons | 2012 | 7.4807 | 944.8841
summ | geo_advanced | wind-ons | 2014 | 2.3639 | 930.6077
summ | geo_advanced | wind-ons | 2016 | 7.1303 | 912.8611
summ | geo_advanced | wind-ons | 2018 | 5.3022 | 902.6549
summ | geo_advanced | wind-ons | 2020 | 10.504 | 894.2153
summ | geo_advanced | wind-ons | 2022 | 21.3197 | 953.5185
summ | geo_advanced | wind-ons | 2024 | 29.5901 | 929.3194
summ | geo_advanced | wind-ons | 2026 | 36.7 | 946.3056
summ | geo_advanced | wind-ons | 2028 | 46.7866 | 972.6553
summ | geo_advanced | wind-ons | 2030 | 56.7099 | 1007.7239
summ | geo_advanced | wind-ons | 2032 | 61.9596 | 1045.4574
summ | geo_advanced | wind-ons | 2034 | 67.317 | 1085.4363
summ | geo_advanced | wind-ons | 2036 | 74.9181 | 1129.8782
summ | geo_advanced | wind-ons | 2038 | 79.1139 | 1174.5187
summ | geo_advanced | wind-ons | 2040 | 80.9674 | 1218.3719
summ | geo_advanced | wind-ons | 2042 | 80.8356 | 1258.618
summ | geo_advanced | wind-ons | 2044 | 81.0554 | 1295.3956
summ | geo_advanced | wind-ons | 2046 | 81.5802 | 1330.7368
summ | geo_advanced | wind-ons | 2048 | 83.9856 | 1363.4503
summ | geo_advanced | wind-ons | 2050 | 85.9767 | 1396.1045
summ | geo_advanced | wind-ofs | 2010 | 0 | 938.414
summ | geo_advanced | wind-ofs | 2012 | 0 | 944.8841
summ | geo_advanced | wind-ofs | 2014 | 0 | 930.6077
summ | geo_advanced | wind-ofs | 2016 | 0.011941 | 912.8611
summ | geo_advanced | wind-ofs | 2018 | 0 | 902.6549
summ | geo_advanced | wind-ofs | 2020 | 0.0048828 | 894.2153
summ | geo_advanced | wind-ofs | 2022 | 0.017192 | 953.5185
summ | geo_advanced | wind-ofs | 2024 | 1.1496 | 929.3194
summ | geo_advanced | wind-ofs | 2026 | 2.5815 | 946.3056
summ | geo_advanced | wind-ofs | 2028 | 4.5305 | 972.6553
summ | geo_advanced | wind-ofs | 2030 | 5.9656 | 1007.7239
summ | geo_advanced | wind-ofs | 2032 | 7.4502 | 1045.4574
summ | geo_advanced | wind-ofs | 2034 | 8.9938 | 1085.4363
summ | geo_advanced | wind-ofs | 2036 | 12.1874 | 1129.8782
summ | geo_advanced | wind-ofs | 2038 | 12.8448 | 1174.5187
summ | geo_advanced | wind-ofs | 2040 | 14.1058 | 1218.3719
summ | geo_advanced | wind-ofs | 2042 | 14.3183 | 1258.618
summ | geo_advanced | wind-ofs | 2044 | 15.7061 | 1295.3956
summ | geo_advanced | wind-ofs | 2046 | 16.0111 | 1330.7368
summ | geo_advanced | wind-ofs | 2048 | 15.6809 | 1363.4503
summ | geo_advanced | wind-ofs | 2050 | 15.8726 | 1396.1045
summ | geo_advanced | csp | 2010 | 0 | 938.414
summ | geo_advanced | csp | 2012 | 0 | 944.8841
summ | geo_advanced | csp | 2014 | 0 | 930.6077
summ | geo_advanced | csp | 2016 | 0 | 912.8611
summ | geo_advanced | csp | 2018 | 0 | 902.6549
summ | geo_advanced | csp | 2020 | 0 | 894.2153
summ | geo_advanced | csp | 2022 | 0 | 953.5185
summ | geo_advanced | csp | 2024 | 0 | 929.3194
summ | geo_advanced | csp | 2026 | 0 | 946.3056
summ | geo_advanced | csp | 2028 | 0 | 972.6553
summ | geo_advanced | csp | 2030 | 0 | 1007.7239
summ | geo_advanced | csp | 2032 | 0 | 1045.4574
summ | geo_advanced | csp | 2034 | 0 | 1085.4363
summ | geo_advanced | csp | 2036 | 0 | 1129.8782
summ | geo_advanced | csp | 2038 | 0 | 1174.5187
summ | geo_advanced | csp | 2040 | 0 | 1218.3719
summ | geo_advanced | csp | 2042 | 0 | 1258.618
summ | geo_advanced | csp | 2044 | 0 | 1295.3956
summ | geo_advanced | csp | 2046 | 0 | 1330.7368
summ | geo_advanced | csp | 2048 | 0 | 1363.4503
summ | geo_advanced | csp | 2050 | 0 | 1396.1045
summ | geo_advanced | upv | 2010 | 0.044077 | 938.414
summ | geo_advanced | upv | 2012 | 0.54147 | 944.8841
summ | geo_advanced | upv | 2014 | 1.5511 | 930.6077
summ | geo_advanced | upv | 2016 | 2.7598 | 912.8611
summ | geo_advanced | upv | 2018 | 2.2559 | 902.6549
summ | geo_advanced | upv | 2020 | 3.9142 | 894.2153
summ | geo_advanced | upv | 2022 | 34.1242 | 953.5185
summ | geo_advanced | upv | 2024 | 60.1317 | 929.3194
summ | geo_advanced | upv | 2026 | 54.3073 | 946.3056
summ | geo_advanced | upv | 2028 | 54.9304 | 972.6553
summ | geo_advanced | upv | 2030 | 58.7137 | 1007.7239
summ | geo_advanced | upv | 2032 | 63.5553 | 1045.4574
summ | geo_advanced | upv | 2034 | 68.2789 | 1085.4363
summ | geo_advanced | upv | 2036 | 72.4327 | 1129.8782
summ | geo_advanced | upv | 2038 | 79.9023 | 1174.5187
summ | geo_advanced | upv | 2040 | 82.5527 | 1218.3719
summ | geo_advanced | upv | 2042 | 84.8719 | 1258.618
summ | geo_advanced | upv | 2044 | 88.6459 | 1295.3956
summ | geo_advanced | upv | 2046 | 90.8727 | 1330.7368
summ | geo_advanced | upv | 2048 | 93.0461 | 1363.4503
summ | geo_advanced | upv | 2050 | 95.7903 | 1396.1045
summ | geo_advanced | dupv | 2010 | 0.015679 | 938.414
summ | geo_advanced | dupv | 2012 | 0.13235 | 944.8841
summ | geo_advanced | dupv | 2014 | 0.23612 | 930.6077
summ | geo_advanced | dupv | 2016 | 0.29002 | 912.8611
summ | geo_advanced | dupv | 2018 | 0.35557 | 902.6549
summ | geo_advanced | dupv | 2020 | 0.32674 | 894.2153
summ | geo_advanced | dupv | 2022 | 1.6377 | 953.5185
summ | geo_advanced | dupv | 2024 | 1.4578 | 929.3194
summ | geo_advanced | dupv | 2026 | 1.0252 | 946.3056
summ | geo_advanced | dupv | 2028 | 0.8 | 972.6553
summ | geo_advanced | dupv | 2030 | 0.7437 | 1007.7239
summ | geo_advanced | dupv | 2032 | 0.66363 | 1045.4574
summ | geo_advanced | dupv | 2034 | 0.69277 | 1085.4363
summ | geo_advanced | dupv | 2036 | 0.67376 | 1129.8782
summ | geo_advanced | dupv | 2038 | 0.67889 | 1174.5187
summ | geo_advanced | dupv | 2040 | 0.66888 | 1218.3719
summ | geo_advanced | dupv | 2042 | 0.62449 | 1258.618
summ | geo_advanced | dupv | 2044 | 0.59928 | 1295.3956
summ | geo_advanced | dupv | 2046 | 0.51858 | 1330.7368
summ | geo_advanced | dupv | 2048 | 0.34004 | 1363.4503
summ | geo_advanced | dupv | 2050 | 0.19607 | 1396.1045
summ | geo_advanced | distpv | 2010 | 0 | 938.414
summ | geo_advanced | distpv | 2012 | 0 | 944.8841
summ | geo_advanced | distpv | 2014 | 0 | 930.6077
summ | geo_advanced | distpv | 2016 | 0 | 912.8611
summ | geo_advanced | distpv | 2018 | 0 | 902.6549
summ | geo_advanced | distpv | 2020 | 0 | 894.2153
summ | geo_advanced | distpv | 2022 | 5.5074 | 953.5185
summ | geo_advanced | distpv | 2024 | 5.7815 | 929.3194
summ | geo_advanced | distpv | 2026 | 5.9889 | 946.3056
summ | geo_advanced | distpv | 2028 | 6.6472 | 972.6553
summ | geo_advanced | distpv | 2030 | 8.6315 | 1007.7239
summ | geo_advanced | distpv | 2032 | 9.4019 | 1045.4574
summ | geo_advanced | distpv | 2034 | 10.7666 | 1085.4363
summ | geo_advanced | distpv | 2036 | 11.1018 | 1129.8782
summ | geo_advanced | distpv | 2038 | 11.8064 | 1174.5187
summ | geo_advanced | distpv | 2040 | 12.0366 | 1218.3719
summ | geo_advanced | distpv | 2042 | 12.6314 | 1258.618
summ | geo_advanced | distpv | 2044 | 13.6328 | 1295.3956
summ | geo_advanced | distpv | 2046 | 14.5725 | 1330.7368
summ | geo_advanced | distpv | 2048 | 15.265 | 1363.4503
summ | geo_advanced | distpv | 2050 | 16.3373 | 1396.1045
summ | geo_advanced | pvb | 2010 | 0 | 938.414
summ | geo_advanced | pvb | 2012 | 0 | 944.8841
summ | geo_advanced | pvb | 2014 | 0 | 930.6077
summ | geo_advanced | pvb | 2016 | 0 | 912.8611
summ | geo_advanced | pvb | 2018 | 0 | 902.6549
summ | geo_advanced | pvb | 2020 | 0 | 894.2153
summ | geo_advanced | pvb | 2022 | 2.4487 | 953.5185
summ | geo_advanced | pvb | 2024 | 5.631 | 929.3194
summ | geo_advanced | pvb | 2026 | 5.7537 | 946.3056
summ | geo_advanced | pvb | 2028 | 6.4336 | 972.6553
summ | geo_advanced | pvb | 2030 | 9.9847 | 1007.7239
summ | geo_advanced | pvb | 2032 | 12.7581 | 1045.4574
summ | geo_advanced | pvb | 2034 | 17.1499 | 1085.4363
summ | geo_advanced | pvb | 2036 | 21.4501 | 1129.8782
summ | geo_advanced | pvb | 2038 | 22.0859 | 1174.5187
summ | geo_advanced | pvb | 2040 | 21.6372 | 1218.3719
summ | geo_advanced | pvb | 2042 | 21.242 | 1258.618
summ | geo_advanced | pvb | 2044 | 21.5674 | 1295.3956
summ | geo_advanced | pvb | 2046 | 21.0234 | 1330.7368
summ | geo_advanced | pvb | 2048 | 20.7878 | 1363.4503
summ | geo_advanced | pvb | 2050 | 20.6714 | 1396.1045
summ | geo_advanced | battery_2 | 2010 | 0.00586 | 938.414
summ | geo_advanced | battery_2 | 2012 | 0 | 944.8841
summ | geo_advanced | battery_2 | 2014 | 0 | 930.6077
summ | geo_advanced | battery_2 | 2016 | 0 | 912.8611
summ | geo_advanced | battery_2 | 2018 | 0 | 902.6549
summ | geo_advanced | battery_2 | 2020 | 0 | 894.2153
summ | geo_advanced | battery_2 | 2022 | 0.063227 | 953.5185
summ | geo_advanced | battery_2 | 2024 | 6.137 | 929.3194
summ | geo_advanced | battery_2 | 2026 | 10.468 | 946.3056
summ | geo_advanced | battery_2 | 2028 | 13.7115 | 972.6553
summ | geo_advanced | battery_2 | 2030 | 14.4264 | 1007.7239
summ | geo_advanced | battery_2 | 2032 | 14.5957 | 1045.4574
summ | geo_advanced | battery_2 | 2034 | 17.2815 | 1085.4363
summ | geo_advanced | battery_2 | 2036 | 16.5335 | 1129.8782
summ | geo_advanced | battery_2 | 2038 | 14.3689 | 1174.5187
summ | geo_advanced | battery_2 | 2040 | 16.0435 | 1218.3719
summ | geo_advanced | battery_2 | 2042 | 19.6031 | 1258.618
summ | geo_advanced | battery_2 | 2044 | 24.0583 | 1295.3956
summ | geo_advanced | battery_2 | 2046 | 25.8141 | 1330.7368
summ | geo_advanced | battery_2 | 2048 | 26.6699 | 1363.4503
summ | geo_advanced | battery_2 | 2050 | 25.2548 | 1396.1045
summ | geo_advanced | battery_4 | 2010 | 0 | 938.414
summ | geo_advanced | battery_4 | 2012 | 0 | 944.8841
summ | geo_advanced | battery_4 | 2014 | 0 | 930.6077
summ | geo_advanced | battery_4 | 2016 | 0 | 912.8611
summ | geo_advanced | battery_4 | 2018 | 0 | 902.6549
summ | geo_advanced | battery_4 | 2020 | 0 | 894.2153
summ | geo_advanced | battery_4 | 2022 | 2.0667 | 953.5185
summ | geo_advanced | battery_4 | 2024 | 4.7584 | 929.3194
summ | geo_advanced | battery_4 | 2026 | 22.5814 | 946.3056
summ | geo_advanced | battery_4 | 2028 | 33.4142 | 972.6553
summ | geo_advanced | battery_4 | 2030 | 53.3604 | 1007.7239
summ | geo_advanced | battery_4 | 2032 | 63.6855 | 1045.4574
summ | geo_advanced | battery_4 | 2034 | 67.6012 | 1085.4363
summ | geo_advanced | battery_4 | 2036 | 76.1367 | 1129.8782
summ | geo_advanced | battery_4 | 2038 | 87.9428 | 1174.5187
summ | geo_advanced | battery_4 | 2040 | 92.496 | 1218.3719
summ | geo_advanced | battery_4 | 2042 | 89.1056 | 1258.618
summ | geo_advanced | battery_4 | 2044 | 93.7509 | 1295.3956
summ | geo_advanced | battery_4 | 2046 | 100.1928 | 1330.7368
summ | geo_advanced | battery_4 | 2048 | 102.8991 | 1363.4503
summ | geo_advanced | battery_4 | 2050 | 108.9125 | 1396.1045
summ | geo_advanced | battery_6 | 2010 | 0 | 938.414
summ | geo_advanced | battery_6 | 2012 | 0 | 944.8841
summ | geo_advanced | battery_6 | 2014 | 0 | 930.6077
summ | geo_advanced | battery_6 | 2016 | 0 | 912.8611
summ | geo_advanced | battery_6 | 2018 | 0 | 902.6549
summ | geo_advanced | battery_6 | 2020 | 0 | 894.2153
summ | geo_advanced | battery_6 | 2022 | 0 | 953.5185
summ | geo_advanced | battery_6 | 2024 | 0.24834 | 929.3194
summ | geo_advanced | battery_6 | 2026 | 1.0607 | 946.3056
summ | geo_advanced | battery_6 | 2028 | 11.9985 | 972.6553
summ | geo_advanced | battery_6 | 2030 | 31.0706 | 1007.7239
summ | geo_advanced | battery_6 | 2032 | 46.8491 | 1045.4574
summ | geo_advanced | battery_6 | 2034 | 61.3942 | 1085.4363
summ | geo_advanced | battery_6 | 2036 | 69.0139 | 1129.8782
summ | geo_advanced | battery_6 | 2038 | 73.2532 | 1174.5187
summ | geo_advanced | battery_6 | 2040 | 75.8417 | 1218.3719
summ | geo_advanced | battery_6 | 2042 | 76.8922 | 1258.618
summ | geo_advanced | battery_6 | 2044 | 68.7366 | 1295.3956
summ | geo_advanced | battery_6 | 2046 | 66.5316 | 1330.7368
summ | geo_advanced | battery_6 | 2048 | 70.3378 | 1363.4503
summ | geo_advanced | battery_6 | 2050 | 70.917 | 1396.1045
summ | geo_advanced | battery_8 | 2010 | 0 | 938.414
summ | geo_advanced | battery_8 | 2012 | 0 | 944.8841
summ | geo_advanced | battery_8 | 2014 | 0 | 930.6077
summ | geo_advanced | battery_8 | 2016 | 0 | 912.8611
summ | geo_advanced | battery_8 | 2018 | 0 | 902.6549
summ | geo_advanced | battery_8 | 2020 | 0 | 894.2153
summ | geo_advanced | battery_8 | 2022 | 0 | 953.5185
summ | geo_advanced | battery_8 | 2024 | 0 | 929.3194
summ | geo_advanced | battery_8 | 2026 | 0 | 946.3056
summ | geo_advanced | battery_8 | 2028 | 0 | 972.6553
summ | geo_advanced | battery_8 | 2030 | 0 | 1007.7239
summ | geo_advanced | battery_8 | 2032 | 2.4066 | 1045.4574
summ | geo_advanced | battery_8 | 2034 | 10.234 | 1085.4363
summ | geo_advanced | battery_8 | 2036 | 18.056 | 1129.8782
summ | geo_advanced | battery_8 | 2038 | 21.7913 | 1174.5187
summ | geo_advanced | battery_8 | 2040 | 22.4165 | 1218.3719
summ | geo_advanced | battery_8 | 2042 | 22.7422 | 1258.618
summ | geo_advanced | battery_8 | 2044 | 22.9096 | 1295.3956
summ | geo_advanced | battery_8 | 2046 | 22.9003 | 1330.7368
summ | geo_advanced | battery_8 | 2048 | 20.503 | 1363.4503
summ | geo_advanced | battery_8 | 2050 | 12.6756 | 1396.1045
summ | geo_advanced | pumped-hydro | 2010 | 5.8803 | 938.414
summ | geo_advanced | pumped-hydro | 2012 | 0 | 944.8841
summ | geo_advanced | pumped-hydro | 2014 | 0 | 930.6077
summ | geo_advanced | pumped-hydro | 2016 | 0 | 912.8611
summ | geo_advanced | pumped-hydro | 2018 | 0 | 902.6549
summ | geo_advanced | pumped-hydro | 2020 | 0 | 894.2153
summ | geo_advanced | pumped-hydro | 2022 | 15.3314 | 953.5185
summ | geo_advanced | pumped-hydro | 2024 | 23.0562 | 929.3194
summ | geo_advanced | pumped-hydro | 2026 | 25.4075 | 946.3056
summ | geo_advanced | pumped-hydro | 2028 | 25.4892 | 972.6553
summ | geo_advanced | pumped-hydro | 2030 | 25.4898 | 1007.7239
summ | geo_advanced | pumped-hydro | 2032 | 25.4274 | 1045.4574
summ | geo_advanced | pumped-hydro | 2034 | 27.8291 | 1085.4363
summ | geo_advanced | pumped-hydro | 2036 | 27.5426 | 1129.8782
summ | geo_advanced | pumped-hydro | 2038 | 27.2457 | 1174.5187
summ | geo_advanced | pumped-hydro | 2040 | 26.6259 | 1218.3719
summ | geo_advanced | pumped-hydro | 2042 | 27.5722 | 1258.618
summ | geo_advanced | pumped-hydro | 2044 | 27.0325 | 1295.3956
summ | geo_advanced | pumped-hydro | 2046 | 27.7465 | 1330.7368
summ | geo_advanced | pumped-hydro | 2048 | 27.627 | 1363.4503
summ | geo_advanced | pumped-hydro | 2050 | 27.1399 | 1396.1045
summ | geo_advanced | Canada | 2010 | 5.7897 | 938.414
summ | geo_advanced | Canada | 2012 | 7.5475 | 944.8841
summ | geo_advanced | Canada | 2014 | 7.6689 | 930.6077
summ | geo_advanced | Canada | 2016 | 9.3983 | 912.8611
summ | geo_advanced | Canada | 2018 | 9.7098 | 902.6549
summ | geo_advanced | Canada | 2020 | 9.3126 | 894.2153
summ | geo_advanced | Canada | 2022 | 8.3152 | 953.5185
summ | geo_advanced | Canada | 2024 | 8.3747 | 929.3194
summ | geo_advanced | Canada | 2026 | 9.4089 | 946.3056
summ | geo_advanced | Canada | 2028 | 10.4838 | 972.6553
summ | geo_advanced | Canada | 2030 | 10.7558 | 1007.7239
summ | geo_advanced | Canada | 2032 | 10.6683 | 1045.4574
summ | geo_advanced | Canada | 2034 | 10.5939 | 1085.4363
summ | geo_advanced | Canada | 2036 | 10.3455 | 1129.8782
summ | geo_advanced | Canada | 2038 | 10.2286 | 1174.5187
summ | geo_advanced | Canada | 2040 | 10.1407 | 1218.3719
summ | geo_advanced | Canada | 2042 | 10.1407 | 1258.618
summ | geo_advanced | Canada | 2044 | 10.1407 | 1295.3956
summ | geo_advanced | Canada | 2046 | 10.1407 | 1330.7368
summ | geo_advanced | Canada | 2048 | 10.1407 | 1363.4503
summ | geo_advanced | Canada | 2050 | 10.1407 | 1396.1045
wint | geo_advanced | nuclear | 2010 | 106.3046 | 980.0128
wint | geo_advanced | nuclear | 2012 | 106.3046 | 987.5817
wint | geo_advanced | nuclear | 2014 | 102.1081 | 974.1464
wint | geo_advanced | nuclear | 2016 | 102.7753 | 956.5405
wint | geo_advanced | nuclear | 2018 | 102.1634 | 947.9444
wint | geo_advanced | nuclear | 2020 | 98.9443 | 939.9837
wint | geo_advanced | nuclear | 2022 | 99.2936 | 955.1677
wint | geo_advanced | nuclear | 2024 | 99.2936 | 885.8446
wint | geo_advanced | nuclear | 2026 | 99.2936 | 889.2641
wint | geo_advanced | nuclear | 2028 | 99.2936 | 894.2371
wint | geo_advanced | nuclear | 2030 | 97.0536 | 891.6481
wint | geo_advanced | nuclear | 2032 | 97.0536 | 905.3166
wint | geo_advanced | nuclear | 2034 | 93.2028 | 909.9758
wint | geo_advanced | nuclear | 2036 | 92.2472 | 940.3997
wint | geo_advanced | nuclear | 2038 | 92.1667 | 972.4344
wint | geo_advanced | nuclear | 2040 | 92.1667 | 1014.8325
wint | geo_advanced | nuclear | 2042 | 92.1667 | 1056.3581
wint | geo_advanced | nuclear | 2044 | 92.1667 | 1094.8431
wint | geo_advanced | nuclear | 2046 | 92.1667 | 1128.4929
wint | geo_advanced | nuclear | 2048 | 92.1667 | 1168.1036
wint | geo_advanced | nuclear | 2050 | 89.3302 | 1209.9063
wint | geo_advanced | coal | 2010 | 299.2654 | 980.0128
wint | geo_advanced | coal | 2012 | 293.6306 | 987.5817
wint | geo_advanced | coal | 2014 | 283.5106 | 974.1464
wint | geo_advanced | coal | 2016 | 260.7049 | 956.5405
wint | geo_advanced | coal | 2018 | 239.5367 | 947.9444
wint | geo_advanced | coal | 2020 | 221.8607 | 939.9837
wint | geo_advanced | coal | 2022 | 203.2747 | 955.1677
wint | geo_advanced | coal | 2024 | 190.0128 | 885.8446
wint | geo_advanced | coal | 2026 | 180.1347 | 889.2641
wint | geo_advanced | coal | 2028 | 161.6231 | 894.2371
wint | geo_advanced | coal | 2030 | 147.717 | 891.6481
wint | geo_advanced | coal | 2032 | 145.085 | 905.3166
wint | geo_advanced | coal | 2034 | 140.8593 | 909.9758
wint | geo_advanced | coal | 2036 | 139.4605 | 940.3997
wint | geo_advanced | coal | 2038 | 137.76 | 972.4344
wint | geo_advanced | coal | 2040 | 134.8719 | 1014.8325
wint | geo_advanced | coal | 2042 | 130.2654 | 1056.3581
wint | geo_advanced | coal | 2044 | 120.5956 | 1094.8431
wint | geo_advanced | coal | 2046 | 105.6972 | 1128.4929
wint | geo_advanced | coal | 2048 | 91.2547 | 1168.1036
wint | geo_advanced | coal | 2050 | 77.6957 | 1209.9063
wint | geo_advanced | gas-cc | 2010 | 216.3834 | 980.0128
wint | geo_advanced | gas-cc | 2012 | 232.0553 | 987.5817
wint | geo_advanced | gas-cc | 2014 | 242.6941 | 974.1464
wint | geo_advanced | gas-cc | 2016 | 252.0571 | 956.5405
wint | geo_advanced | gas-cc | 2018 | 277.6231 | 947.9444
wint | geo_advanced | gas-cc | 2020 | 288.7346 | 939.9837
wint | geo_advanced | gas-cc | 2022 | 301.8358 | 955.1677
wint | geo_advanced | gas-cc | 2024 | 302.0834 | 885.8446
wint | geo_advanced | gas-cc | 2026 | 303.54 | 889.2641
wint | geo_advanced | gas-cc | 2028 | 300.1166 | 894.2371
wint | geo_advanced | gas-cc | 2030 | 296.7892 | 891.6481
wint | geo_advanced | gas-cc | 2032 | 295.1899 | 905.3166
wint | geo_advanced | gas-cc | 2034 | 294.9543 | 909.9758
wint | geo_advanced | gas-cc | 2036 | 294.1431 | 940.3997
wint | geo_advanced | gas-cc | 2038 | 298.9415 | 972.4344
wint | geo_advanced | gas-cc | 2040 | 307.1321 | 1014.8325
wint | geo_advanced | gas-cc | 2042 | 311.76 | 1056.3581
wint | geo_advanced | gas-cc | 2044 | 317.65 | 1094.8431
wint | geo_advanced | gas-cc | 2046 | 317.0666 | 1128.4929
wint | geo_advanced | gas-cc | 2048 | 324.5751 | 1168.1036
wint | geo_advanced | gas-cc | 2050 | 329.0103 | 1209.9063
wint | geo_advanced | gas-cc-ccs_mod_upgrade | 2010 | 0 | 980.0128
wint | geo_advanced | gas-cc-ccs_mod_upgrade | 2012 | 0 | 987.5817
wint | geo_advanced | gas-cc-ccs_mod_upgrade | 2014 | 0 | 974.1464
wint | geo_advanced | gas-cc-ccs_mod_upgrade | 2016 | 0 | 956.5405
wint | geo_advanced | gas-cc-ccs_mod_upgrade | 2018 | 0 | 947.9444
wint | geo_advanced | gas-cc-ccs_mod_upgrade | 2020 | 0 | 939.9837
wint | geo_advanced | gas-cc-ccs_mod_upgrade | 2022 | 0 | 955.1677
wint | geo_advanced | gas-cc-ccs_mod_upgrade | 2024 | 0 | 885.8446
wint | geo_advanced | gas-cc-ccs_mod_upgrade | 2026 | 0 | 889.2641
wint | geo_advanced | gas-cc-ccs_mod_upgrade | 2028 | 6.1314 | 894.2371
wint | geo_advanced | gas-cc-ccs_mod_upgrade | 2030 | 6.1314 | 891.6481
wint | geo_advanced | gas-cc-ccs_mod_upgrade | 2032 | 6.1314 | 905.3166
wint | geo_advanced | gas-cc-ccs_mod_upgrade | 2034 | 6.1314 | 909.9758
wint | geo_advanced | gas-cc-ccs_mod_upgrade | 2036 | 6.1314 | 940.3997
wint | geo_advanced | gas-cc-ccs_mod_upgrade | 2038 | 6.1314 | 972.4344
wint | geo_advanced | gas-cc-ccs_mod_upgrade | 2040 | 6.1314 | 1014.8325
wint | geo_advanced | gas-cc-ccs_mod_upgrade | 2042 | 6.1314 | 1056.3581
wint | geo_advanced | gas-cc-ccs_mod_upgrade | 2044 | 6.1314 | 1094.8431
wint | geo_advanced | gas-cc-ccs_mod_upgrade | 2046 | 6.1314 | 1128.4929
wint | geo_advanced | gas-cc-ccs_mod_upgrade | 2048 | 6.1314 | 1168.1036
wint | geo_advanced | gas-cc-ccs_mod_upgrade | 2050 | 6.1314 | 1209.9063
wint | geo_advanced | gas-ct | 2010 | 134.4611 | 980.0128
wint | geo_advanced | gas-ct | 2012 | 138.0288 | 987.5817
wint | geo_advanced | gas-ct | 2014 | 141.5793 | 974.1464
wint | geo_advanced | gas-ct | 2016 | 142.5141 | 956.5405
wint | geo_advanced | gas-ct | 2018 | 144.6845 | 947.9444
wint | geo_advanced | gas-ct | 2020 | 145.6744 | 939.9837
wint | geo_advanced | gas-ct | 2022 | 149.1428 | 955.1677
wint | geo_advanced | gas-ct | 2024 | 129.4974 | 885.8446
wint | geo_advanced | gas-ct | 2026 | 126.7721 | 889.2641
wint | geo_advanced | gas-ct | 2028 | 127.6187 | 894.2371
wint | geo_advanced | gas-ct | 2030 | 125.5572 | 891.6481
wint | geo_advanced | gas-ct | 2032 | 124.8178 | 905.3166
wint | geo_advanced | gas-ct | 2034 | 126.1145 | 909.9758
wint | geo_advanced | gas-ct | 2036 | 132.6794 | 940.3997
wint | geo_advanced | gas-ct | 2038 | 147.0086 | 972.4344
wint | geo_advanced | gas-ct | 2040 | 176.7958 | 1014.8325
wint | geo_advanced | gas-ct | 2042 | 217.2504 | 1056.3581
wint | geo_advanced | gas-ct | 2044 | 258.4759 | 1094.8431
wint | geo_advanced | gas-ct | 2046 | 305.324 | 1128.4929
wint | geo_advanced | gas-ct | 2048 | 344.1489 | 1168.1036
wint | geo_advanced | gas-ct | 2050 | 395.2632 | 1209.9063
wint | geo_advanced | o-g-s | 2010 | 145.2228 | 980.0128
wint | geo_advanced | o-g-s | 2012 | 137.0404 | 987.5817
wint | geo_advanced | o-g-s | 2014 | 127.448 | 974.1464
wint | geo_advanced | o-g-s | 2016 | 114.7112 | 956.5405
wint | geo_advanced | o-g-s | 2018 | 99.8464 | 947.9444
wint | geo_advanced | o-g-s | 2020 | 93.1007 | 939.9837
wint | geo_advanced | o-g-s | 2022 | 87.97 | 955.1677
wint | geo_advanced | o-g-s | 2024 | 36.39 | 885.8446
wint | geo_advanced | o-g-s | 2026 | 33.7652 | 889.2641
wint | geo_advanced | o-g-s | 2028 | 31.8069 | 894.2371
wint | geo_advanced | o-g-s | 2030 | 26.9248 | 891.6481
wint | geo_advanced | o-g-s | 2032 | 26.1136 | 905.3166
wint | geo_advanced | o-g-s | 2034 | 24.6979 | 909.9758
wint | geo_advanced | o-g-s | 2036 | 23.6573 | 940.3997
wint | geo_advanced | o-g-s | 2038 | 22.2063 | 972.4344
wint | geo_advanced | o-g-s | 2040 | 21.206 | 1014.8325
wint | geo_advanced | o-g-s | 2042 | 20.4646 | 1056.3581
wint | geo_advanced | o-g-s | 2044 | 18.0156 | 1094.8431
wint | geo_advanced | o-g-s | 2046 | 16.8104 | 1128.4929
wint | geo_advanced | o-g-s | 2048 | 12.6886 | 1168.1036
wint | geo_advanced | o-g-s | 2050 | 7.9885 | 1209.9063
wint | geo_advanced | hydro | 2010 | 56.0022 | 980.0128
wint | geo_advanced | hydro | 2012 | 55.3364 | 987.5817
wint | geo_advanced | hydro | 2014 | 54.867 | 974.1464
wint | geo_advanced | hydro | 2016 | 54.2219 | 956.5405
wint | geo_advanced | hydro | 2018 | 56.5406 | 947.9444
wint | geo_advanced | hydro | 2020 | 56.8774 | 939.9837
wint | geo_advanced | hydro | 2022 | 56.9454 | 955.1677
wint | geo_advanced | hydro | 2024 | 56.9677 | 885.8446
wint | geo_advanced | hydro | 2026 | 58.1806 | 889.2641
wint | geo_advanced | hydro | 2028 | 59.2755 | 894.2371
wint | geo_advanced | hydro | 2030 | 59.3339 | 891.6481
wint | geo_advanced | hydro | 2032 | 59.4106 | 905.3166
wint | geo_advanced | hydro | 2034 | 59.5161 | 909.9758
wint | geo_advanced | hydro | 2036 | 59.6294 | 940.3997
wint | geo_advanced | hydro | 2038 | 59.8286 | 972.4344
wint | geo_advanced | hydro | 2040 | 59.9345 | 1014.8325
wint | geo_advanced | hydro | 2042 | 60.0628 | 1056.3581
wint | geo_advanced | hydro | 2044 | 60.1911 | 1094.8431
wint | geo_advanced | hydro | 2046 | 60.3376 | 1128.4929
wint | geo_advanced | hydro | 2048 | 60.4841 | 1168.1036
wint | geo_advanced | hydro | 2050 | 60.6417 | 1209.9063
wint | geo_advanced | geothermal | 2010 | 2.6812 | 980.0128
wint | geo_advanced | geothermal | 2012 | 2.8162 | 987.5817
wint | geo_advanced | geothermal | 2014 | 2.9016 | 974.1464
wint | geo_advanced | geothermal | 2016 | 2.9516 | 956.5405
wint | geo_advanced | geothermal | 2018 | 3.0119 | 947.9444
wint | geo_advanced | geothermal | 2020 | 4.1588 | 939.9837
wint | geo_advanced | geothermal | 2022 | 4.2008 | 955.1677
wint | geo_advanced | geothermal | 2024 | 4.2008 | 885.8446
wint | geo_advanced | geothermal | 2026 | 4.2008 | 889.2641
wint | geo_advanced | geothermal | 2028 | 6.4705 | 894.2371
wint | geo_advanced | geothermal | 2030 | 6.4705 | 891.6481
wint | geo_advanced | geothermal | 2032 | 6.4705 | 905.3166
wint | geo_advanced | geothermal | 2034 | 6.4705 | 909.9758
wint | geo_advanced | geothermal | 2036 | 7.2006 | 940.3997
wint | geo_advanced | geothermal | 2038 | 7.2006 | 972.4344
wint | geo_advanced | geothermal | 2040 | 7.0044 | 1014.8325
wint | geo_advanced | geothermal | 2042 | 8.0498 | 1056.3581
wint | geo_advanced | geothermal | 2044 | 8.3111 | 1094.8431
wint | geo_advanced | geothermal | 2046 | 8.8478 | 1128.4929
wint | geo_advanced | geothermal | 2048 | 9.6293 | 1168.1036
wint | geo_advanced | geothermal | 2050 | 11.7968 | 1209.9063
wint | geo_advanced | biopower | 2010 | 2.8796 | 980.0128
wint | geo_advanced | biopower | 2012 | 2.9889 | 987.5817
wint | geo_advanced | biopower | 2014 | 3.438 | 974.1464
wint | geo_advanced | biopower | 2016 | 3.236 | 956.5405
wint | geo_advanced | biopower | 2018 | 3.1947 | 947.9444
wint | geo_advanced | biopower | 2020 | 3.0294 | 939.9837
wint | geo_advanced | biopower | 2022 | 2.8952 | 955.1677
wint | geo_advanced | biopower | 2024 | 2.8982 | 885.8446
wint | geo_advanced | biopower | 2026 | 2.8982 | 889.2641
wint | geo_advanced | biopower | 2028 | 2.6382 | 894.2371
wint | geo_advanced | biopower | 2030 | 2.4007 | 891.6481
wint | geo_advanced | biopower | 2032 | 2.1056 | 905.3166
wint | geo_advanced | biopower | 2034 | 1.724 | 909.9758
wint | geo_advanced | biopower | 2036 | 1.508 | 940.3997
wint | geo_advanced | biopower | 2038 | 1.3677 | 972.4344
wint | geo_advanced | biopower | 2040 | 1.3327 | 1014.8325
wint | geo_advanced | biopower | 2042 | 1.2498 | 1056.3581
wint | geo_advanced | biopower | 2044 | 1.1648 | 1094.8431
wint | geo_advanced | biopower | 2046 | 1.1586 | 1128.4929
wint | geo_advanced | biopower | 2048 | 1.1336 | 1168.1036
wint | geo_advanced | biopower | 2050 | 1.1293 | 1209.9063
wint | geo_advanced | lfill-gas | 2010 | 3.4394 | 980.0128
wint | geo_advanced | lfill-gas | 2012 | 3.6782 | 987.5817
wint | geo_advanced | lfill-gas | 2014 | 3.7798 | 974.1464
wint | geo_advanced | lfill-gas | 2016 | 3.7778 | 956.5405
wint | geo_advanced | lfill-gas | 2018 | 3.7196 | 947.9444
wint | geo_advanced | lfill-gas | 2020 | 3.541 | 939.9837
wint | geo_advanced | lfill-gas | 2022 | 3.5376 | 955.1677
wint | geo_advanced | lfill-gas | 2024 | 3.5376 | 885.8446
wint | geo_advanced | lfill-gas | 2026 | 3.5376 | 889.2641
wint | geo_advanced | lfill-gas | 2028 | 3.5016 | 894.2371
wint | geo_advanced | lfill-gas | 2030 | 3.5016 | 891.6481
wint | geo_advanced | lfill-gas | 2032 | 3.5016 | 905.3166
wint | geo_advanced | lfill-gas | 2034 | 3.5016 | 909.9758
wint | geo_advanced | lfill-gas | 2036 | 3.5016 | 940.3997
wint | geo_advanced | lfill-gas | 2038 | 3.5016 | 972.4344
wint | geo_advanced | lfill-gas | 2040 | 3.5016 | 1014.8325
wint | geo_advanced | lfill-gas | 2042 | 3.5016 | 1056.3581
wint | geo_advanced | lfill-gas | 2044 | 3.5016 | 1094.8431
wint | geo_advanced | lfill-gas | 2046 | 3.5016 | 1128.4929
wint | geo_advanced | lfill-gas | 2048 | 3.5016 | 1168.1036
wint | geo_advanced | lfill-gas | 2050 | 3.5016 | 1209.9063
wint | geo_advanced | wind-ons | 2010 | 1.6374 | 980.0128
wint | geo_advanced | wind-ons | 2012 | 7.4807 | 987.5817
wint | geo_advanced | wind-ons | 2014 | 2.3639 | 974.1464
wint | geo_advanced | wind-ons | 2016 | 7.1303 | 956.5405
wint | geo_advanced | wind-ons | 2018 | 5.3022 | 947.9444
wint | geo_advanced | wind-ons | 2020 | 10.504 | 939.9837
wint | geo_advanced | wind-ons | 2022 | 33.0861 | 955.1677
wint | geo_advanced | wind-ons | 2024 | 39.0618 | 885.8446
wint | geo_advanced | wind-ons | 2026 | 45.4711 | 889.2641
wint | geo_advanced | wind-ons | 2028 | 56.3055 | 894.2371
wint | geo_advanced | wind-ons | 2030 | 67.4222 | 891.6481
wint | geo_advanced | wind-ons | 2032 | 73.3426 | 905.3166
wint | geo_advanced | wind-ons | 2034 | 78.4563 | 909.9758
wint | geo_advanced | wind-ons | 2036 | 83.2104 | 940.3997
wint | geo_advanced | wind-ons | 2038 | 86.6903 | 972.4344
wint | geo_advanced | wind-ons | 2040 | 87.1327 | 1014.8325
wint | geo_advanced | wind-ons | 2042 | 86.0428 | 1056.3581
wint | geo_advanced | wind-ons | 2044 | 86.5184 | 1094.8431
wint | geo_advanced | wind-ons | 2046 | 86.8286 | 1128.4929
wint | geo_advanced | wind-ons | 2048 | 88.8639 | 1168.1036
wint | geo_advanced | wind-ons | 2050 | 91.2848 | 1209.9063
wint | geo_advanced | wind-ofs | 2010 | 0 | 980.0128
wint | geo_advanced | wind-ofs | 2012 | 0 | 987.5817
wint | geo_advanced | wind-ofs | 2014 | 0 | 974.1464
wint | geo_advanced | wind-ofs | 2016 | 0.011941 | 956.5405
wint | geo_advanced | wind-ofs | 2018 | 0 | 947.9444
wint | geo_advanced | wind-ofs | 2020 | 0.0048828 | 939.9837
wint | geo_advanced | wind-ofs | 2022 | 0.023472 | 955.1677
wint | geo_advanced | wind-ofs | 2024 | 1.4122 | 885.8446
wint | geo_advanced | wind-ofs | 2026 | 2.8877 | 889.2641
wint | geo_advanced | wind-ofs | 2028 | 5.2032 | 894.2371
wint | geo_advanced | wind-ofs | 2030 | 7.2 | 891.6481
wint | geo_advanced | wind-ofs | 2032 | 7.7584 | 905.3166
wint | geo_advanced | wind-ofs | 2034 | 9.2964 | 909.9758
wint | geo_advanced | wind-ofs | 2036 | 11.3714 | 940.3997
wint | geo_advanced | wind-ofs | 2038 | 11.824 | 972.4344
wint | geo_advanced | wind-ofs | 2040 | 11.5025 | 1014.8325
wint | geo_advanced | wind-ofs | 2042 | 11.9044 | 1056.3581
wint | geo_advanced | wind-ofs | 2044 | 12.3461 | 1094.8431
wint | geo_advanced | wind-ofs | 2046 | 12.5321 | 1128.4929
wint | geo_advanced | wind-ofs | 2048 | 12.2357 | 1168.1036
wint | geo_advanced | wind-ofs | 2050 | 12.3303 | 1209.9063
wint | geo_advanced | csp | 2010 | 0 | 980.0128
wint | geo_advanced | csp | 2012 | 0 | 987.5817
wint | geo_advanced | csp | 2014 | 0 | 974.1464
wint | geo_advanced | csp | 2016 | 0 | 956.5405
wint | geo_advanced | csp | 2018 | 0 | 947.9444
wint | geo_advanced | csp | 2020 | 0 | 939.9837
wint | geo_advanced | csp | 2022 | 0 | 955.1677
wint | geo_advanced | csp | 2024 | 0 | 885.8446
wint | geo_advanced | csp | 2026 | 0 | 889.2641
wint | geo_advanced | csp | 2028 | 0 | 894.2371
wint | geo_advanced | csp | 2030 | 0 | 891.6481
wint | geo_advanced | csp | 2032 | 0 | 905.3166
wint | geo_advanced | csp | 2034 | 0 | 909.9758
wint | geo_advanced | csp | 2036 | 0 | 940.3997
wint | geo_advanced | csp | 2038 | 0 | 972.4344
wint | geo_advanced | csp | 2040 | 0 | 1014.8325
wint | geo_advanced | csp | 2042 | 0 | 1056.3581
wint | geo_advanced | csp | 2044 | 0 | 1094.8431
wint | geo_advanced | csp | 2046 | 0 | 1128.4929
wint | geo_advanced | csp | 2048 | 0 | 1168.1036
wint | geo_advanced | csp | 2050 | 0 | 1209.9063
wint | geo_advanced | upv | 2010 | 0.044077 | 980.0128
wint | geo_advanced | upv | 2012 | 0.54147 | 987.5817
wint | geo_advanced | upv | 2014 | 1.5511 | 974.1464
wint | geo_advanced | upv | 2016 | 2.7598 | 956.5405
wint | geo_advanced | upv | 2018 | 2.2559 | 947.9444
wint | geo_advanced | upv | 2020 | 3.9142 | 939.9837
wint | geo_advanced | upv | 2022 | 1.6641 | 955.1677
wint | geo_advanced | upv | 2024 | 2.7926 | 885.8446
wint | geo_advanced | upv | 2026 | 1.9443 | 889.2641
wint | geo_advanced | upv | 2028 | 1.8876 | 894.2371
wint | geo_advanced | upv | 2030 | 0.83834 | 891.6481
wint | geo_advanced | upv | 2032 | 0.91753 | 905.3166
wint | geo_advanced | upv | 2034 | 0.48616 | 909.9758
wint | geo_advanced | upv | 2036 | 0.28548 | 940.3997
wint | geo_advanced | upv | 2038 | 0.19319 | 972.4344
wint | geo_advanced | upv | 2040 | 0.25211 | 1014.8325
wint | geo_advanced | upv | 2042 | 0.24764 | 1056.3581
wint | geo_advanced | upv | 2044 | 0.24437 | 1094.8431
wint | geo_advanced | upv | 2046 | 0.23831 | 1128.4929
wint | geo_advanced | upv | 2048 | 0.23685 | 1168.1036
wint | geo_advanced | upv | 2050 | 0.23613 | 1209.9063
wint | geo_advanced | dupv | 2010 | 0.015679 | 980.0128
wint | geo_advanced | dupv | 2012 | 0.13235 | 987.5817
wint | geo_advanced | dupv | 2014 | 0.23612 | 974.1464
wint | geo_advanced | dupv | 2016 | 0.29002 | 956.5405
wint | geo_advanced | dupv | 2018 | 0.35557 | 947.9444
wint | geo_advanced | dupv | 2020 | 0.32674 | 939.9837
wint | geo_advanced | dupv | 2022 | 0.085783 | 955.1677
wint | geo_advanced | dupv | 2024 | 0.078424 | 885.8446
wint | geo_advanced | dupv | 2026 | 0.043431 | 889.2641
wint | geo_advanced | dupv | 2028 | 0.029753 | 894.2371
wint | geo_advanced | dupv | 2030 | 0.02006 | 891.6481
wint | geo_advanced | dupv | 2032 | 0.016741 | 905.3166
wint | geo_advanced | dupv | 2034 | 0.0056217 | 909.9758
wint | geo_advanced | dupv | 2036 | 0.0054152 | 940.3997
wint | geo_advanced | dupv | 2038 | 0.00032642 | 972.4344
wint | geo_advanced | dupv | 2040 | 0.00028865 | 1014.8325
wint | geo_advanced | dupv | 2042 | 0.00019712 | 1056.3581
wint | geo_advanced | dupv | 2044 | 0.00016043 | 1094.8431
wint | geo_advanced | dupv | 2046 | 0.00014079 | 1128.4929
wint | geo_advanced | dupv | 2048 | 7.882e-05 | 1168.1036
wint | geo_advanced | dupv | 2050 | 6.301e-05 | 1209.9063
wint | geo_advanced | distpv | 2010 | 0 | 980.0128
wint | geo_advanced | distpv | 2012 | 0 | 987.5817
wint | geo_advanced | distpv | 2014 | 0 | 974.1464
wint | geo_advanced | distpv | 2016 | 0 | 956.5405
wint | geo_advanced | distpv | 2018 | 0 | 947.9444
wint | geo_advanced | distpv | 2020 | 0 | 939.9837
wint | geo_advanced | distpv | 2022 | 0.36951 | 955.1677
wint | geo_advanced | distpv | 2024 | 0.38244 | 885.8446
wint | geo_advanced | distpv | 2026 | 0.32533 | 889.2641
wint | geo_advanced | distpv | 2028 | 0.40697 | 894.2371
wint | geo_advanced | distpv | 2030 | 0.3652 | 891.6481
wint | geo_advanced | distpv | 2032 | 0.47231 | 905.3166
wint | geo_advanced | distpv | 2034 | 0.38434 | 909.9758
wint | geo_advanced | distpv | 2036 | 0.16355 | 940.3997
wint | geo_advanced | distpv | 2038 | 0.097037 | 972.4344
wint | geo_advanced | distpv | 2040 | 0.090653 | 1014.8325
wint | geo_advanced | distpv | 2042 | 0.094538 | 1056.3581
wint | geo_advanced | distpv | 2044 | 0.099519 | 1094.8431
wint | geo_advanced | distpv | 2046 | 0.10485 | 1128.4929
wint | geo_advanced | distpv | 2048 | 0.11317 | 1168.1036
wint | geo_advanced | distpv | 2050 | 0.1213 | 1209.9063
wint | geo_advanced | pvb | 2010 | 0 | 980.0128
wint | geo_advanced | pvb | 2012 | 0 | 987.5817
wint | geo_advanced | pvb | 2014 | 0 | 974.1464
wint | geo_advanced | pvb | 2016 | 0 | 956.5405
wint | geo_advanced | pvb | 2018 | 0 | 947.9444
wint | geo_advanced | pvb | 2020 | 0 | 939.9837
wint | geo_advanced | pvb | 2022 | 0.048542 | 955.1677
wint | geo_advanced | pvb | 2024 | 0.068781 | 885.8446
wint | geo_advanced | pvb | 2026 | 0.076721 | 889.2641
wint | geo_advanced | pvb | 2028 | 0.52764 | 894.2371
wint | geo_advanced | pvb | 2030 | 0.93064 | 891.6481
wint | geo_advanced | pvb | 2032 | 0.60463 | 905.3166
wint | geo_advanced | pvb | 2034 | 0.19051 | 909.9758
wint | geo_advanced | pvb | 2036 | 2.7743 | 940.3997
wint | geo_advanced | pvb | 2038 | 1.5964 | 972.4344
wint | geo_advanced | pvb | 2040 | 1.3559 | 1014.8325
wint | geo_advanced | pvb | 2042 | 1.2563 | 1056.3581
wint | geo_advanced | pvb | 2044 | 0.67945 | 1094.8431
wint | geo_advanced | pvb | 2046 | 1.0378 | 1128.4929
wint | geo_advanced | pvb | 2048 | 1.4109 | 1168.1036
wint | geo_advanced | pvb | 2050 | 1.05 | 1209.9063
wint | geo_advanced | battery_2 | 2010 | 0.00586 | 980.0128
wint | geo_advanced | battery_2 | 2012 | 0 | 987.5817
wint | geo_advanced | battery_2 | 2014 | 0 | 974.1464
wint | geo_advanced | battery_2 | 2016 | 0 | 956.5405
wint | geo_advanced | battery_2 | 2018 | 0 | 947.9444
wint | geo_advanced | battery_2 | 2020 | 0 | 939.9837
wint | geo_advanced | battery_2 | 2022 | 0 | 955.1677
wint | geo_advanced | battery_2 | 2024 | 0.66116 | 885.8446
wint | geo_advanced | battery_2 | 2026 | 0.41964 | 889.2641
wint | geo_advanced | battery_2 | 2028 | 0.27971 | 894.2371
wint | geo_advanced | battery_2 | 2030 | 2.0213 | 891.6481
wint | geo_advanced | battery_2 | 2032 | 1.0421 | 905.3166
wint | geo_advanced | battery_2 | 2034 | 1.2436 | 909.9758
wint | geo_advanced | battery_2 | 2036 | 1.6178 | 940.3997
wint | geo_advanced | battery_2 | 2038 | 0.46736 | 972.4344
wint | geo_advanced | battery_2 | 2040 | 0.34485 | 1014.8325
wint | geo_advanced | battery_2 | 2042 | 4.0767 | 1056.3581
wint | geo_advanced | battery_2 | 2044 | 4.3166 | 1094.8431
wint | geo_advanced | battery_2 | 2046 | 3.4183 | 1128.4929
wint | geo_advanced | battery_2 | 2048 | 3.1053 | 1168.1036
wint | geo_advanced | battery_2 | 2050 | 3.5302 | 1209.9063
wint | geo_advanced | battery_4 | 2010 | 0 | 980.0128
wint | geo_advanced | battery_4 | 2012 | 0 | 987.5817
wint | geo_advanced | battery_4 | 2014 | 0 | 974.1464
wint | geo_advanced | battery_4 | 2016 | 0 | 956.5405
wint | geo_advanced | battery_4 | 2018 | 0 | 947.9444
wint | geo_advanced | battery_4 | 2020 | 0 | 939.9837
wint | geo_advanced | battery_4 | 2022 | 0 | 955.1677
wint | geo_advanced | battery_4 | 2024 | 0.33556 | 885.8446
wint | geo_advanced | battery_4 | 2026 | 10.0529 | 889.2641
wint | geo_advanced | battery_4 | 2028 | 7.0517 | 894.2371
wint | geo_advanced | battery_4 | 2030 | 10.3132 | 891.6481
wint | geo_advanced | battery_4 | 2032 | 15.8172 | 905.3166
wint | geo_advanced | battery_4 | 2034 | 10.7621 | 909.9758
wint | geo_advanced | battery_4 | 2036 | 24.857 | 940.3997
wint | geo_advanced | battery_4 | 2038 | 27.9204 | 972.4344
wint | geo_advanced | battery_4 | 2040 | 29.1436 | 1014.8325
wint | geo_advanced | battery_4 | 2042 | 34.5303 | 1056.3581
wint | geo_advanced | battery_4 | 2044 | 29.4546 | 1094.8431
wint | geo_advanced | battery_4 | 2046 | 37.2279 | 1128.4929
wint | geo_advanced | battery_4 | 2048 | 36.7529 | 1168.1036
wint | geo_advanced | battery_4 | 2050 | 40.892 | 1209.9063
wint | geo_advanced | battery_6 | 2010 | 0 | 980.0128
wint | geo_advanced | battery_6 | 2012 | 0 | 987.5817
wint | geo_advanced | battery_6 | 2014 | 0 | 974.1464
wint | geo_advanced | battery_6 | 2016 | 0 | 956.5405
wint | geo_advanced | battery_6 | 2018 | 0 | 947.9444
wint | geo_advanced | battery_6 | 2020 | 0 | 939.9837
wint | geo_advanced | battery_6 | 2022 | 0 | 955.1677
wint | geo_advanced | battery_6 | 2024 | 0 | 885.8446
wint | geo_advanced | battery_6 | 2026 | 0.076963 | 889.2641
wint | geo_advanced | battery_6 | 2028 | 4.7086 | 894.2371
wint | geo_advanced | battery_6 | 2030 | 10.7567 | 891.6481
wint | geo_advanced | battery_6 | 2032 | 20.335 | 905.3166
wint | geo_advanced | battery_6 | 2034 | 26.9079 | 909.9758
wint | geo_advanced | battery_6 | 2036 | 27.9178 | 940.3997
wint | geo_advanced | battery_6 | 2038 | 35.6408 | 972.4344
wint | geo_advanced | battery_6 | 2040 | 39.3064 | 1014.8325
wint | geo_advanced | battery_6 | 2042 | 37.653 | 1056.3581
wint | geo_advanced | battery_6 | 2044 | 36.1027 | 1094.8431
wint | geo_advanced | battery_6 | 2046 | 31.3504 | 1128.4929
wint | geo_advanced | battery_6 | 2048 | 45.4895 | 1168.1036
wint | geo_advanced | battery_6 | 2050 | 48.5249 | 1209.9063
wint | geo_advanced | battery_8 | 2010 | 0 | 980.0128
wint | geo_advanced | battery_8 | 2012 | 0 | 987.5817
wint | geo_advanced | battery_8 | 2014 | 0 | 974.1464
wint | geo_advanced | battery_8 | 2016 | 0 | 956.5405
wint | geo_advanced | battery_8 | 2018 | 0 | 947.9444
wint | geo_advanced | battery_8 | 2020 | 0 | 939.9837
wint | geo_advanced | battery_8 | 2022 | 0 | 955.1677
wint | geo_advanced | battery_8 | 2024 | 0 | 885.8446
wint | geo_advanced | battery_8 | 2026 | 0 | 889.2641
wint | geo_advanced | battery_8 | 2028 | 0 | 894.2371
wint | geo_advanced | battery_8 | 2030 | 0 | 891.6481
wint | geo_advanced | battery_8 | 2032 | 0 | 905.3166
wint | geo_advanced | battery_8 | 2034 | 2.4215 | 909.9758
wint | geo_advanced | battery_8 | 2036 | 4.2045 | 940.3997
wint | geo_advanced | battery_8 | 2038 | 6.2679 | 972.4344
wint | geo_advanced | battery_8 | 2040 | 10.0751 | 1014.8325
wint | geo_advanced | battery_8 | 2042 | 6.0889 | 1056.3581
wint | geo_advanced | battery_8 | 2044 | 10.3925 | 1094.8431
wint | geo_advanced | battery_8 | 2046 | 8.5287 | 1128.4929
wint | geo_advanced | battery_8 | 2048 | 7.8168 | 1168.1036
wint | geo_advanced | battery_8 | 2050 | 4.9398 | 1209.9063
wint | geo_advanced | pumped-hydro | 2010 | 5.8803 | 980.0128
wint | geo_advanced | pumped-hydro | 2012 | 0 | 987.5817
wint | geo_advanced | pumped-hydro | 2014 | 0 | 974.1464
wint | geo_advanced | pumped-hydro | 2016 | 0 | 956.5405
wint | geo_advanced | pumped-hydro | 2018 | 0 | 947.9444
wint | geo_advanced | pumped-hydro | 2020 | 0 | 939.9837
wint | geo_advanced | pumped-hydro | 2022 | 2.4792 | 955.1677
wint | geo_advanced | pumped-hydro | 2024 | 7.7954 | 885.8446
wint | geo_advanced | pumped-hydro | 2026 | 6.2341 | 889.2641
wint | geo_advanced | pumped-hydro | 2028 | 8.8764 | 894.2371
wint | geo_advanced | pumped-hydro | 2030 | 9.1447 | 891.6481
wint | geo_advanced | pumped-hydro | 2032 | 8.462 | 905.3166
wint | geo_advanced | pumped-hydro | 2034 | 12.055 | 909.9758
wint | geo_advanced | pumped-hydro | 2036 | 13.488 | 940.3997
wint | geo_advanced | pumped-hydro | 2038 | 15.3949 | 972.4344
wint | geo_advanced | pumped-hydro | 2040 | 15.4107 | 1014.8325
wint | geo_advanced | pumped-hydro | 2042 | 13.4201 | 1056.3581
wint | geo_advanced | pumped-hydro | 2044 | 18.3445 | 1094.8431
wint | geo_advanced | pumped-hydro | 2046 | 20.0433 | 1128.4929
wint | geo_advanced | pumped-hydro | 2048 | 16.2237 | 1168.1036
wint | geo_advanced | pumped-hydro | 2050 | 14.3674 | 1209.9063
wint | geo_advanced | Canada | 2010 | 5.7897 | 980.0128
wint | geo_advanced | Canada | 2012 | 7.5475 | 987.5817
wint | geo_advanced | Canada | 2014 | 7.6689 | 974.1464
wint | geo_advanced | Canada | 2016 | 9.3983 | 956.5405
wint | geo_advanced | Canada | 2018 | 9.7098 | 947.9444
wint | geo_advanced | Canada | 2020 | 9.3126 | 939.9837
wint | geo_advanced | Canada | 2022 | 8.3152 | 955.1677
wint | geo_advanced | Canada | 2024 | 8.3747 | 885.8446
wint | geo_advanced | Canada | 2026 | 9.4089 | 889.2641
wint | geo_advanced | Canada | 2028 | 10.4838 | 894.2371
wint | geo_advanced | Canada | 2030 | 10.7558 | 891.6481
wint | geo_advanced | Canada | 2032 | 10.6683 | 905.3166
wint | geo_advanced | Canada | 2034 | 10.5939 | 909.9758
wint | geo_advanced | Canada | 2036 | 10.3455 | 940.3997
wint | geo_advanced | Canada | 2038 | 10.2286 | 972.4344
wint | geo_advanced | Canada | 2040 | 10.1407 | 1014.8325
wint | geo_advanced | Canada | 2042 | 10.1407 | 1056.3581
wint | geo_advanced | Canada | 2044 | 10.1407 | 1094.8431
wint | geo_advanced | Canada | 2046 | 10.1407 | 1128.4929
wint | geo_advanced | Canada | 2048 | 10.1407 | 1168.1036
wint | geo_advanced | Canada | 2050 | 10.1407 | 1209.9063

## 12_Curtailment Rate
scenario | year | Curt Rate
geo_advanced | 2010 | -1.5126e-17
geo_advanced | 2012 | -7.6023e-18
geo_advanced | 2014 | -1.4145e-17
geo_advanced | 2016 | 0.0010541
geo_advanced | 2018 | 0.0050409
geo_advanced | 2020 | 0.0084709
geo_advanced | 2022 | 0.19404
geo_advanced | 2024 | 0.038495
geo_advanced | 2026 | 0.046758
geo_advanced | 2028 | 0.038048
geo_advanced | 2030 | 0.046361
geo_advanced | 2032 | 0.051473
geo_advanced | 2034 | 0.055392
geo_advanced | 2036 | 0.062237
geo_advanced | 2038 | 0.056488
geo_advanced | 2040 | 0.047416
geo_advanced | 2042 | 0.042216
geo_advanced | 2044 | 0.038483
geo_advanced | 2046 | 0.029927
geo_advanced | 2048 | 0.024426
geo_advanced | 2050 | 0.02392

## 13_Losses (fraction of load)
type | scenario | year | Amount (TWh)
curt | geo_advanced | 2010 | -4.4012e-19
curt | geo_advanced | 2012 | -3.7328e-19
curt | geo_advanced | 2014 | -8.4557e-19
curt | geo_advanced | 2016 | 9.0604e-05
curt | geo_advanced | 2018 | 0.00053546
curt | geo_advanced | 2020 | 0.001159
curt | geo_advanced | 2022 | 0.047351
curt | geo_advanced | 2024 | 0.014044
curt | geo_advanced | 2026 | 0.021179
curt | geo_advanced | 2028 | 0.020234
curt | geo_advanced | 2030 | 0.029087
curt | geo_advanced | 2032 | 0.034031
curt | geo_advanced | 2034 | 0.039335
curt | geo_advanced | 2036 | 0.04609
curt | geo_advanced | 2038 | 0.04182
curt | geo_advanced | 2040 | 0.033604
curt | geo_advanced | 2042 | 0.028641
curt | geo_advanced | 2044 | 0.025336
curt | geo_advanced | 2046 | 0.019072
curt | geo_advanced | 2048 | 0.015265
curt | geo_advanced | 2050 | 0.014847
storage | geo_advanced | 2010 | 0.0014241
storage | geo_advanced | 2012 | 0.0011485
storage | geo_advanced | 2014 | 0.0011263
storage | geo_advanced | 2016 | 0.0011379
storage | geo_advanced | 2018 | 0.001061
storage | geo_advanced | 2020 | 0.0012131
storage | geo_advanced | 2022 | 0.0022001
storage | geo_advanced | 2024 | 0.0022408
storage | geo_advanced | 2026 | 0.0042266
storage | geo_advanced | 2028 | 0.005506
storage | geo_advanced | 2030 | 0.0084543
storage | geo_advanced | 2032 | 0.009271
storage | geo_advanced | 2034 | 0.010654
storage | geo_advanced | 2036 | 0.010946
storage | geo_advanced | 2038 | 0.011262
storage | geo_advanced | 2040 | 0.010265
storage | geo_advanced | 2042 | 0.0098712
storage | geo_advanced | 2044 | 0.0093603
storage | geo_advanced | 2046 | 0.0097805
storage | geo_advanced | 2048 | 0.0096028
storage | geo_advanced | 2050 | 0.0089853
trans | geo_advanced | 2010 | 0.009211
trans | geo_advanced | 2012 | 0.0097976
trans | geo_advanced | 2014 | 0.009577
trans | geo_advanced | 2016 | 0.0088908
trans | geo_advanced | 2018 | 0.007852
trans | geo_advanced | 2020 | 0.0083265
trans | geo_advanced | 2022 | 0.0067885
trans | geo_advanced | 2024 | 0.010049
trans | geo_advanced | 2026 | 0.010504
trans | geo_advanced | 2028 | 0.013124
trans | geo_advanced | 2030 | 0.015096
trans | geo_advanced | 2032 | 0.015817
trans | geo_advanced | 2034 | 0.016503
trans | geo_advanced | 2036 | 0.017534
trans | geo_advanced | 2038 | 0.017923
trans | geo_advanced | 2040 | 0.016851
trans | geo_advanced | 2042 | 0.015717
trans | geo_advanced | 2044 | 0.014989
trans | geo_advanced | 2046 | 0.013936
trans | geo_advanced | 2048 | 0.013556
trans | geo_advanced | 2050 | 0.013414

## 14_Transmission (GW-mi)
scenario | trtype | year | Amount (GW-mi) | Net Level Amount (GW-mi)
geo_advanced | B2B | 2010 | 434.7703 | 152666.833
geo_advanced | B2B | 2012 | 434.7703 | 152764.5987
geo_advanced | B2B | 2014 | 434.7703 | 152810.2746
geo_advanced | B2B | 2016 | 434.7703 | 152918.5953
geo_advanced | B2B | 2018 | 434.7703 | 153001.4549
geo_advanced | B2B | 2020 | 434.7703 | 153148.1914
geo_advanced | B2B | 2022 | 434.7703 | 153696.1398
geo_advanced | B2B | 2024 | 434.7703 | 157147.0869
geo_advanced | B2B | 2026 | 434.7703 | 160453.5173
geo_advanced | B2B | 2028 | 434.7703 | 171236.7977
geo_advanced | B2B | 2030 | 434.7703 | 182314.1624
geo_advanced | B2B | 2032 | 434.7703 | 195549.4835
geo_advanced | B2B | 2034 | 434.7703 | 209796.5844
geo_advanced | B2B | 2036 | 434.7703 | 224392.5047
geo_advanced | B2B | 2038 | 434.7703 | 239448.654
geo_advanced | B2B | 2040 | 434.7703 | 257008.1917
geo_advanced | B2B | 2042 | 434.7703 | 275368.999
geo_advanced | B2B | 2044 | 434.7703 | 293393.5188
geo_advanced | B2B | 2046 | 434.7703 | 310096.6726
geo_advanced | B2B | 2048 | 434.7703 | 327539.03
geo_advanced | B2B | 2050 | 434.7703 | 346380.403
geo_advanced | AC | 2010 | 147705.0304 | 152666.833
geo_advanced | AC | 2012 | 147705.0304 | 152764.5987
geo_advanced | AC | 2014 | 147705.0304 | 152810.2746
geo_advanced | AC | 2016 | 147705.0304 | 152918.5953
geo_advanced | AC | 2018 | 147705.0304 | 153001.4549
geo_advanced | AC | 2020 | 147705.0304 | 153148.1914
geo_advanced | AC | 2022 | 147705.0304 | 153696.1398
geo_advanced | AC | 2024 | 150505.0304 | 157147.0869
geo_advanced | AC | 2026 | 153305.0304 | 160453.5173
geo_advanced | AC | 2028 | 163340.0806 | 171236.7977
geo_advanced | AC | 2030 | 173811.1853 | 182314.1624
geo_advanced | AC | 2032 | 186697.0736 | 195549.4835
geo_advanced | AC | 2034 | 200279.0002 | 209796.5844
geo_advanced | AC | 2036 | 214555.4911 | 224392.5047
geo_advanced | AC | 2038 | 229420.9408 | 239448.654
geo_advanced | AC | 2040 | 246642.0358 | 257008.1917
geo_advanced | AC | 2042 | 264528.2821 | 275368.999
geo_advanced | AC | 2044 | 282265.6032 | 293393.5188
geo_advanced | AC | 2046 | 298875.4517 | 310096.6726
geo_advanced | AC | 2048 | 316064.2167 | 327539.03
geo_advanced | AC | 2050 | 334677.5606 | 346380.403
geo_advanced | DC, LCC | 2010 | 4506.323 | 152666.833
geo_advanced | DC, LCC | 2012 | 4506.323 | 152764.5987
geo_advanced | DC, LCC | 2014 | 4506.323 | 152810.2746
geo_advanced | DC, LCC | 2016 | 4506.323 | 152918.5953
geo_advanced | DC, LCC | 2018 | 4506.323 | 153001.4549
geo_advanced | DC, LCC | 2020 | 4506.323 | 153148.1914
geo_advanced | DC, LCC | 2022 | 4506.323 | 153696.1398
geo_advanced | DC, LCC | 2024 | 4506.323 | 157147.0869
geo_advanced | DC, LCC | 2026 | 4506.323 | 160453.5173
geo_advanced | DC, LCC | 2028 | 4812.3471 | 171236.7977
geo_advanced | DC, LCC | 2030 | 4862.2315 | 182314.1624
geo_advanced | DC, LCC | 2032 | 5006.0762 | 195549.4835
geo_advanced | DC, LCC | 2034 | 5342.3011 | 209796.5844
geo_advanced | DC, LCC | 2036 | 5393.452 | 224392.5047
geo_advanced | DC, LCC | 2038 | 5440.3097 | 239448.654
geo_advanced | DC, LCC | 2040 | 5750.9159 | 257008.1917
geo_advanced | DC, LCC | 2042 | 6202.7738 | 275368.999
geo_advanced | DC, LCC | 2044 | 6465.1438 | 293393.5188
geo_advanced | DC, LCC | 2046 | 6493.1167 | 310096.6726
geo_advanced | DC, LCC | 2048 | 6708.2424 | 327539.03
geo_advanced | DC, LCC | 2050 | 6863.3939 | 346380.403
geo_advanced | Spur | 2010 | 20.7093 | 152666.833
geo_advanced | Spur | 2012 | 118.475 | 152764.5987
geo_advanced | Spur | 2014 | 164.1509 | 152810.2746
geo_advanced | Spur | 2016 | 272.4716 | 152918.5953
geo_advanced | Spur | 2018 | 355.3313 | 153001.4549
geo_advanced | Spur | 2020 | 502.0677 | 153148.1914
geo_advanced | Spur | 2022 | 1050.0162 | 153696.1398
geo_advanced | Spur | 2024 | 1700.9632 | 157147.0869
geo_advanced | Spur | 2026 | 2207.3936 | 160453.5173
geo_advanced | Spur | 2028 | 2649.5997 | 171236.7977
geo_advanced | Spur | 2030 | 3205.9752 | 182314.1624
geo_advanced | Spur | 2032 | 3411.5633 | 195549.4835
geo_advanced | Spur | 2034 | 3740.5129 | 209796.5844
geo_advanced | Spur | 2036 | 4008.7913 | 224392.5047
geo_advanced | Spur | 2038 | 4152.6332 | 239448.654
geo_advanced | Spur | 2040 | 4180.4697 | 257008.1917
geo_advanced | Spur | 2042 | 4203.1727 | 275368.999
geo_advanced | Spur | 2044 | 4228.0016 | 293393.5188
geo_advanced | Spur | 2046 | 4293.3339 | 310096.6726
geo_advanced | Spur | 2048 | 4331.8006 | 327539.03
geo_advanced | Spur | 2050 | 4404.6782 | 346380.403

## 15_Transmission (PRM) (GW-mi)
scenario | trtype | year | Trans cap, PRM (GW-mi) | Net Level Trans cap, PRM (GW-mi)
geo_advanced | B2B | 2010 | 434.7703 | 92630.5352
geo_advanced | B2B | 2012 | 434.7703 | 92630.5352
geo_advanced | B2B | 2014 | 434.7703 | 92630.5352
geo_advanced | B2B | 2016 | 434.7703 | 92630.5352
geo_advanced | B2B | 2018 | 434.7703 | 92630.5352
geo_advanced | B2B | 2020 | 434.7703 | 92630.5352
geo_advanced | B2B | 2022 | 434.7703 | 92630.5352
geo_advanced | B2B | 2024 | 434.7703 | 95010.5352
geo_advanced | B2B | 2026 | 434.7703 | 97390.5352
geo_advanced | B2B | 2028 | 434.7703 | 106180.4484
geo_advanced | B2B | 2030 | 434.7703 | 115123.2892
geo_advanced | B2B | 2032 | 434.7703 | 126198.5623
geo_advanced | B2B | 2034 | 434.7703 | 138028.9909
geo_advanced | B2B | 2036 | 434.7703 | 150207.4865
geo_advanced | B2B | 2038 | 434.7703 | 162882.9478
geo_advanced | B2B | 2040 | 434.7703 | 177784.8938
geo_advanced | B2B | 2042 | 434.7703 | 193372.2824
geo_advanced | B2B | 2044 | 434.7703 | 208672.0198
geo_advanced | B2B | 2046 | 434.7703 | 222814.168
geo_advanced | B2B | 2048 | 434.7703 | 237607.4751
geo_advanced | B2B | 2050 | 434.7703 | 253560.6962
geo_advanced | AC | 2010 | 87689.4419 | 92630.5352
geo_advanced | AC | 2012 | 87689.4419 | 92630.5352
geo_advanced | AC | 2014 | 87689.4419 | 92630.5352
geo_advanced | AC | 2016 | 87689.4419 | 92630.5352
geo_advanced | AC | 2018 | 87689.4419 | 92630.5352
geo_advanced | AC | 2020 | 87689.4419 | 92630.5352
geo_advanced | AC | 2022 | 87689.4419 | 92630.5352
geo_advanced | AC | 2024 | 90069.4419 | 95010.5352
geo_advanced | AC | 2026 | 92449.4419 | 97390.5352
geo_advanced | AC | 2028 | 100979.2346 | 106180.4484
geo_advanced | AC | 2030 | 109879.6736 | 115123.2892
geo_advanced | AC | 2032 | 120832.6787 | 126198.5623
geo_advanced | AC | 2034 | 132377.3163 | 138028.9909
geo_advanced | AC | 2036 | 144512.3336 | 150207.4865
geo_advanced | AC | 2038 | 157147.9658 | 162882.9478
geo_advanced | AC | 2040 | 171785.8965 | 177784.8938
geo_advanced | AC | 2042 | 186989.2059 | 193372.2824
geo_advanced | AC | 2044 | 202065.9288 | 208672.0198
geo_advanced | AC | 2046 | 216184.3001 | 222814.168
geo_advanced | AC | 2048 | 230794.7503 | 237607.4751
geo_advanced | AC | 2050 | 246616.0927 | 253560.6962
geo_advanced | DC, LCC | 2010 | 4506.323 | 92630.5352
geo_advanced | DC, LCC | 2012 | 4506.323 | 92630.5352
geo_advanced | DC, LCC | 2014 | 4506.323 | 92630.5352
geo_advanced | DC, LCC | 2016 | 4506.323 | 92630.5352
geo_advanced | DC, LCC | 2018 | 4506.323 | 92630.5352
geo_advanced | DC, LCC | 2020 | 4506.323 | 92630.5352
geo_advanced | DC, LCC | 2022 | 4506.323 | 92630.5352
geo_advanced | DC, LCC | 2024 | 4506.323 | 95010.5352
geo_advanced | DC, LCC | 2026 | 4506.323 | 97390.5352
geo_advanced | DC, LCC | 2028 | 4766.4435 | 106180.4484
geo_advanced | DC, LCC | 2030 | 4808.8452 | 115123.2892
geo_advanced | DC, LCC | 2032 | 4931.1133 | 126198.5623
geo_advanced | DC, LCC | 2034 | 5216.9044 | 138028.9909
geo_advanced | DC, LCC | 2036 | 5260.3827 | 150207.4865
geo_advanced | DC, LCC | 2038 | 5300.2117 | 162882.9478
geo_advanced | DC, LCC | 2040 | 5564.2269 | 177784.8938
geo_advanced | DC, LCC | 2042 | 5948.3062 | 193372.2824
geo_advanced | DC, LCC | 2044 | 6171.3206 | 208672.0198
geo_advanced | DC, LCC | 2046 | 6195.0976 | 222814.168
geo_advanced | DC, LCC | 2048 | 6377.9545 | 237607.4751
geo_advanced | DC, LCC | 2050 | 6509.8333 | 253560.6962
geo_advanced | Spur | 2010 | 0 | 92630.5352
geo_advanced | Spur | 2012 | 0 | 92630.5352
geo_advanced | Spur | 2014 | 0 | 92630.5352
geo_advanced | Spur | 2016 | 0 | 92630.5352
geo_advanced | Spur | 2018 | 0 | 92630.5352
geo_advanced | Spur | 2020 | 0 | 92630.5352
geo_advanced | Spur | 2022 | 0 | 92630.5352
geo_advanced | Spur | 2024 | 0 | 95010.5352
geo_advanced | Spur | 2026 | 0 | 97390.5352
geo_advanced | Spur | 2028 | 0 | 106180.4484
geo_advanced | Spur | 2030 | 0 | 115123.2892
geo_advanced | Spur | 2032 | 0 | 126198.5623
geo_advanced | Spur | 2034 | 0 | 138028.9909
geo_advanced | Spur | 2036 | 0 | 150207.4865
geo_advanced | Spur | 2038 | 0 | 162882.9478
geo_advanced | Spur | 2040 | 0 | 177784.8938
geo_advanced | Spur | 2042 | 0 | 193372.2824
geo_advanced | Spur | 2044 | 0 | 208672.0198
geo_advanced | Spur | 2046 | 0 | 222814.168
geo_advanced | Spur | 2048 | 0 | 237607.4751
geo_advanced | Spur | 2050 | 0 | 253560.6962

## 16_Bulk System Electricity Pric
scenario | type | year | $ | Net Level $
geo_advanced | load | 2010 | 58.9023 | 59.0147
geo_advanced | load | 2012 | 42.8266 | 42.9147
geo_advanced | load | 2014 | 51.6142 | 51.7145
geo_advanced | load | 2016 | 35.8228 | 35.9015
geo_advanced | load | 2018 | 37.2516 | 37.3392
geo_advanced | load | 2020 | 30.8781 | 32.9722
geo_advanced | load | 2022 | 38.8504 | 39.3141
geo_advanced | load | 2024 | 26.8677 | 29.9297
geo_advanced | load | 2026 | 25.4365 | 35.9922
geo_advanced | load | 2028 | 21.6973 | 35.3353
geo_advanced | load | 2030 | 20.678 | 33.9525
geo_advanced | load | 2032 | 20.3163 | 34.714
geo_advanced | load | 2034 | 19.4866 | 36.8168
geo_advanced | load | 2036 | 18.8053 | 37.2627
geo_advanced | load | 2038 | 19.0453 | 39.3943
geo_advanced | load | 2040 | 21.7709 | 43.6529
geo_advanced | load | 2042 | 22.8826 | 44.9542
geo_advanced | load | 2044 | 22.7758 | 44.7217
geo_advanced | load | 2046 | 23.5424 | 46.0481
geo_advanced | load | 2048 | 24.3058 | 46.7331
geo_advanced | load | 2050 | 25.102 | 47.3942
geo_advanced | oper_res | 2010 | 0.11244 | 59.0147
geo_advanced | oper_res | 2012 | 0.088095 | 42.9147
geo_advanced | oper_res | 2014 | 0.10032 | 51.7145
geo_advanced | oper_res | 2016 | 0.078706 | 35.9015
geo_advanced | oper_res | 2018 | 0.08755 | 37.3392
geo_advanced | oper_res | 2020 | 0.15378 | 32.9722
geo_advanced | oper_res | 2022 | 0.093858 | 39.3141
geo_advanced | oper_res | 2024 | 0.11336 | 29.9297
geo_advanced | oper_res | 2026 | 0.13122 | 35.9922
geo_advanced | oper_res | 2028 | 0.16995 | 35.3353
geo_advanced | oper_res | 2030 | 0.20799 | 33.9525
geo_advanced | oper_res | 2032 | 0.16707 | 34.714
geo_advanced | oper_res | 2034 | 0.15321 | 36.8168
geo_advanced | oper_res | 2036 | 0.13283 | 37.2627
geo_advanced | oper_res | 2038 | 0.095502 | 39.3943
geo_advanced | oper_res | 2040 | 0.072603 | 43.6529
geo_advanced | oper_res | 2042 | 0.06358 | 44.9542
geo_advanced | oper_res | 2044 | 0.057997 | 44.7217
geo_advanced | oper_res | 2046 | 0.061364 | 46.0481
geo_advanced | oper_res | 2048 | 0.058303 | 46.7331
geo_advanced | oper_res | 2050 | 0.063426 | 47.3942
geo_advanced | res_marg | 2010 | 0 | 59.0147
geo_advanced | res_marg | 2012 | 0 | 42.9147
geo_advanced | res_marg | 2014 | 0 | 51.7145
geo_advanced | res_marg | 2016 | 0 | 35.9015
geo_advanced | res_marg | 2018 | 0 | 37.3392
geo_advanced | res_marg | 2020 | 0 | 32.9722
geo_advanced | res_marg | 2022 | 0.04291 | 39.3141
geo_advanced | res_marg | 2024 | 2.8653 | 29.9297
geo_advanced | res_marg | 2026 | 10.3173 | 35.9922
geo_advanced | res_marg | 2028 | 13.3426 | 35.3353
geo_advanced | res_marg | 2030 | 12.6774 | 33.9525
geo_advanced | res_marg | 2032 | 13.8945 | 34.714
geo_advanced | res_marg | 2034 | 16.9501 | 36.8168
geo_advanced | res_marg | 2036 | 18.1475 | 37.2627
geo_advanced | res_marg | 2038 | 20.087 | 39.3943
geo_advanced | res_marg | 2040 | 20.9107 | 43.6529
geo_advanced | res_marg | 2042 | 20.8354 | 44.9542
geo_advanced | res_marg | 2044 | 20.7344 | 44.7217
geo_advanced | res_marg | 2046 | 20.8592 | 46.0481
geo_advanced | res_marg | 2048 | 20.7656 | 46.7331
geo_advanced | res_marg | 2050 | 20.7854 | 47.3942
geo_advanced | state_rps | 2010 | 0 | 59.0147
geo_advanced | state_rps | 2012 | 0 | 42.9147
geo_advanced | state_rps | 2014 | 0 | 51.7145
geo_advanced | state_rps | 2016 | 0 | 35.9015
geo_advanced | state_rps | 2018 | 0 | 37.3392
geo_advanced | state_rps | 2020 | 1.9403 | 32.9722
geo_advanced | state_rps | 2022 | 0.32692 | 39.3141
geo_advanced | state_rps | 2024 | 0.083388 | 29.9297
geo_advanced | state_rps | 2026 | 0.10708 | 35.9922
geo_advanced | state_rps | 2028 | 0.12541 | 35.3353
geo_advanced | state_rps | 2030 | 0.38902 | 33.9525
geo_advanced | state_rps | 2032 | 0.3361 | 34.714
geo_advanced | state_rps | 2034 | 0.22689 | 36.8168
geo_advanced | state_rps | 2036 | 0.17713 | 37.2627
geo_advanced | state_rps | 2038 | 0.16644 | 39.3943
geo_advanced | state_rps | 2040 | 0.89872 | 43.6529
geo_advanced | state_rps | 2042 | 1.1726 | 44.9542
geo_advanced | state_rps | 2044 | 1.1535 | 44.7217
geo_advanced | state_rps | 2046 | 1.5851 | 46.0481
geo_advanced | state_rps | 2048 | 1.6034 | 46.7331
geo_advanced | state_rps | 2050 | 1.4433 | 47.3942

## 17_National Energy Price ($-MWh
type | scenario | year | $
load | geo_advanced | 2010 | 58.9023
load | geo_advanced | 2012 | 42.8266
load | geo_advanced | 2014 | 51.6142
load | geo_advanced | 2016 | 35.8228
load | geo_advanced | 2018 | 37.2516
load | geo_advanced | 2020 | 30.8781
load | geo_advanced | 2022 | 38.8504
load | geo_advanced | 2024 | 26.8677
load | geo_advanced | 2026 | 25.4365
load | geo_advanced | 2028 | 21.6973
load | geo_advanced | 2030 | 20.678
load | geo_advanced | 2032 | 20.3163
load | geo_advanced | 2034 | 19.4866
load | geo_advanced | 2036 | 18.8053
load | geo_advanced | 2038 | 19.0453
load | geo_advanced | 2040 | 21.7709
load | geo_advanced | 2042 | 22.8826
load | geo_advanced | 2044 | 22.7758
load | geo_advanced | 2046 | 23.5424
load | geo_advanced | 2048 | 24.3058
load | geo_advanced | 2050 | 25.102

## 18_National Energy Price by tim
scenario | type | timeslice | $ | Net Level $
geo_advanced | load | 1 | 25.3616 | 25.3616
geo_advanced | load | 2 | 24.7689 | 24.7689
geo_advanced | load | 3 | 27.2467 | 27.2467
geo_advanced | load | 4 | 29.6399 | 29.6399
geo_advanced | load | 5 | 25.1711 | 25.1711
geo_advanced | load | 6 | 23.7108 | 23.7108
geo_advanced | load | 7 | 27.9783 | 27.9783
geo_advanced | load | 8 | 29.2025 | 29.2025
geo_advanced | load | 9 | 26.3351 | 26.3351
geo_advanced | load | 10 | 25.3769 | 25.3769
geo_advanced | load | 11 | 28.1305 | 28.1305
geo_advanced | load | 12 | 30.2239 | 30.2239
geo_advanced | load | 13 | 18.2073 | 18.2073
geo_advanced | load | 14 | 17.3628 | 17.3628
geo_advanced | load | 15 | 18.4718 | 18.4718
geo_advanced | load | 16 | 24.5477 | 24.5477
geo_advanced | load | 17 | 32.8202 | 32.8202

## 19_National Average Electricity
scenario | cost_cat | year | Average cost ($/MWh) | Net Level Average cost ($/MWh)
geo_advanced | PTC | 2010 | -0.066375 | 61.883
geo_advanced | PTC | 2011 | -0.066375 | 61.4872
geo_advanced | PTC | 2012 | -0.35603 | 54.7992
geo_advanced | PTC | 2013 | -0.35603 | 54.5285
geo_advanced | PTC | 2014 | -0.45247 | 60.741
geo_advanced | PTC | 2015 | -0.45247 | 60.3671
geo_advanced | PTC | 2016 | -0.71624 | 51.2976
geo_advanced | PTC | 2017 | -0.71624 | 51.215
geo_advanced | PTC | 2018 | -0.9102 | 52.595
geo_advanced | PTC | 2019 | -0.9102 | 52.3884
geo_advanced | PTC | 2020 | -1.1786 | 46.5763
geo_advanced | PTC | 2021 | -1.1786 | 45.7431
geo_advanced | PTC | 2022 | -1.9178 | 53.4944
geo_advanced | PTC | 2023 | -1.9178 | 52.4781
geo_advanced | PTC | 2024 | -4.1358 | 46.7393
geo_advanced | PTC | 2025 | -4.1358 | 46.1659
geo_advanced | PTC | 2026 | -5.4569 | 45.8829
geo_advanced | PTC | 2027 | -5.4569 | 45.3231
geo_advanced | PTC | 2028 | -6.0529 | 45.1073
geo_advanced | PTC | 2029 | -6.0529 | 44.8143
geo_advanced | PTC | 2030 | -7.4225 | 44.3561
geo_advanced | PTC | 2031 | -7.4225 | 44.3561
geo_advanced | PTC | 2032 | -7.2155 | 43.8897
geo_advanced | PTC | 2033 | -7.2155 | 43.8897
geo_advanced | PTC | 2034 | -6.4155 | 44.4314
geo_advanced | PTC | 2035 | -6.4155 | 44.4314
geo_advanced | PTC | 2036 | -5.8024 | 43.9992
geo_advanced | PTC | 2037 | -5.8024 | 43.9992
geo_advanced | PTC | 2038 | -4.7977 | 44.9841
geo_advanced | PTC | 2039 | -4.7977 | 44.9841
geo_advanced | PTC | 2040 | -3.1658 | 46.1717
geo_advanced | PTC | 2041 | -3.1658 | 46.1717
geo_advanced | PTC | 2042 | -2.4328 | 44.3877
geo_advanced | PTC | 2043 | -2.4328 | 44.3877
geo_advanced | PTC | 2044 | -1.4438 | 43.619
geo_advanced | PTC | 2045 | -1.4438 | 43.619
geo_advanced | PTC | 2046 | -0.69616 | 43.8946
geo_advanced | PTC | 2047 | -0.69616 | 43.8946
geo_advanced | PTC | 2048 | -0.49069 | 43.3473
geo_advanced | PTC | 2049 | -0.49069 | 43.3473
geo_advanced | PTC | 2050 | -0.68588 | 42.426
geo_advanced | ITC | 2010 | -0.0065762 | 61.883
geo_advanced | ITC | 2011 | -0.0065762 | 61.4872
geo_advanced | ITC | 2012 | -0.067527 | 54.7992
geo_advanced | ITC | 2013 | -0.067527 | 54.5285
geo_advanced | ITC | 2014 | -0.20348 | 60.741
geo_advanced | ITC | 2015 | -0.20348 | 60.3671
geo_advanced | ITC | 2016 | -0.34712 | 51.2976
geo_advanced | ITC | 2017 | -0.34712 | 51.215
geo_advanced | ITC | 2018 | -0.40362 | 52.595
geo_advanced | ITC | 2019 | -0.40362 | 52.3884
geo_advanced | ITC | 2020 | -0.48467 | 46.5763
geo_advanced | ITC | 2021 | -0.48467 | 45.7431
geo_advanced | ITC | 2022 | -0.80243 | 53.4944
geo_advanced | ITC | 2023 | -0.80243 | 52.4781
geo_advanced | ITC | 2024 | -0.89365 | 46.7393
geo_advanced | ITC | 2025 | -0.89365 | 46.1659
geo_advanced | ITC | 2026 | -1.1916 | 45.8829
geo_advanced | ITC | 2027 | -1.1916 | 45.3231
geo_advanced | ITC | 2028 | -1.5679 | 45.1073
geo_advanced | ITC | 2029 | -1.5679 | 44.8143
geo_advanced | ITC | 2030 | -1.9472 | 44.3561
geo_advanced | ITC | 2031 | -1.9472 | 44.3561
geo_advanced | ITC | 2032 | -2.1972 | 43.8897
geo_advanced | ITC | 2033 | -2.1972 | 43.8897
geo_advanced | ITC | 2034 | -2.4337 | 44.4314
geo_advanced | ITC | 2035 | -2.4337 | 44.4314
geo_advanced | ITC | 2036 | -2.5768 | 43.9992
geo_advanced | ITC | 2037 | -2.5768 | 43.9992
geo_advanced | ITC | 2038 | -2.6979 | 44.9841
geo_advanced | ITC | 2039 | -2.6979 | 44.9841
geo_advanced | ITC | 2040 | -2.6194 | 46.1717
geo_advanced | ITC | 2041 | -2.6194 | 46.1717
geo_advanced | ITC | 2042 | -2.3526 | 44.3877
geo_advanced | ITC | 2043 | -2.3526 | 44.3877
geo_advanced | ITC | 2044 | -2.262 | 43.619
geo_advanced | ITC | 2045 | -2.262 | 43.619
geo_advanced | ITC | 2046 | -1.9718 | 43.8946
geo_advanced | ITC | 2047 | -1.9718 | 43.8946
geo_advanced | ITC | 2048 | -1.6186 | 43.3473
geo_advanced | ITC | 2049 | -1.6186 | 43.3473
geo_advanced | ITC | 2050 | -1.2555 | 42.426
geo_advanced | CCS Incentives | 2010 | 0 | 61.883
geo_advanced | CCS Incentives | 2011 | 0 | 61.4872
geo_advanced | CCS Incentives | 2012 | 0 | 54.7992
geo_advanced | CCS Incentives | 2013 | 0 | 54.5285
geo_advanced | CCS Incentives | 2014 | 0 | 60.741
geo_advanced | CCS Incentives | 2015 | 0 | 60.3671
geo_advanced | CCS Incentives | 2016 | 0 | 51.2976
geo_advanced | CCS Incentives | 2017 | 0 | 51.215
geo_advanced | CCS Incentives | 2018 | 0 | 52.595
geo_advanced | CCS Incentives | 2019 | 0 | 52.3884
geo_advanced | CCS Incentives | 2020 | 0 | 46.5763
geo_advanced | CCS Incentives | 2021 | 0 | 45.7431
geo_advanced | CCS Incentives | 2022 | 0 | 53.4944
geo_advanced | CCS Incentives | 2023 | 0 | 52.4781
geo_advanced | CCS Incentives | 2024 | 0 | 46.7393
geo_advanced | CCS Incentives | 2025 | 0 | 46.1659
geo_advanced | CCS Incentives | 2026 | 0 | 45.8829
geo_advanced | CCS Incentives | 2027 | 0 | 45.3231
geo_advanced | CCS Incentives | 2028 | -0.24778 | 45.1073
geo_advanced | CCS Incentives | 2029 | -0.24778 | 44.8143
geo_advanced | CCS Incentives | 2030 | -0.24127 | 44.3561
geo_advanced | CCS Incentives | 2031 | -0.24127 | 44.3561
geo_advanced | CCS Incentives | 2032 | -0.23487 | 43.8897
geo_advanced | CCS Incentives | 2033 | -0.23487 | 43.8897
geo_advanced | CCS Incentives | 2034 | -0.22768 | 44.4314
geo_advanced | CCS Incentives | 2035 | -0.22768 | 44.4314
geo_advanced | CCS Incentives | 2036 | -0.22166 | 43.9992
geo_advanced | CCS Incentives | 2037 | -0.22166 | 43.9992
geo_advanced | CCS Incentives | 2038 | -0.21494 | 44.9841
geo_advanced | CCS Incentives | 2039 | -0.21494 | 44.9841
geo_advanced | CCS Incentives | 2040 | -0.20859 | 46.1717
geo_advanced | CCS Incentives | 2041 | -0.20859 | 46.1717
geo_advanced | CCS Incentives | 2042 | -0.20294 | 44.3877
geo_advanced | CCS Incentives | 2043 | -0.20294 | 44.3877
geo_advanced | CCS Incentives | 2044 | -0.19786 | 43.619
geo_advanced | CCS Incentives | 2045 | -0.19786 | 43.619
geo_advanced | CCS Incentives | 2046 | -0.19312 | 43.8946
geo_advanced | CCS Incentives | 2047 | -0.19312 | 43.8946
geo_advanced | CCS Incentives | 2048 | -0.18863 | 43.3473
geo_advanced | CCS Incentives | 2049 | -0.18863 | 43.3473
geo_advanced | CCS Incentives | 2050 | -0.18427 | 42.426
geo_advanced | Gen & Stor Capex | 2010 | 11.0777 | 61.883
geo_advanced | Gen & Stor Capex | 2011 | 10.6819 | 61.4872
geo_advanced | Gen & Stor Capex | 2012 | 12.8208 | 54.7992
geo_advanced | Gen & Stor Capex | 2013 | 12.55 | 54.5285
geo_advanced | Gen & Stor Capex | 2014 | 14.2612 | 60.741
geo_advanced | Gen & Stor Capex | 2015 | 13.8873 | 60.3671
geo_advanced | Gen & Stor Capex | 2016 | 16.7279 | 51.2976
geo_advanced | Gen & Stor Capex | 2017 | 16.6452 | 51.215
geo_advanced | Gen & Stor Capex | 2018 | 17.7716 | 52.595
geo_advanced | Gen & Stor Capex | 2019 | 17.565 | 52.3884
geo_advanced | Gen & Stor Capex | 2020 | 18.1443 | 46.5763
geo_advanced | Gen & Stor Capex | 2021 | 17.3111 | 45.7431
geo_advanced | Gen & Stor Capex | 2022 | 20.6008 | 53.4944
geo_advanced | Gen & Stor Capex | 2023 | 19.5846 | 52.4781
geo_advanced | Gen & Stor Capex | 2024 | 22.0186 | 46.7393
geo_advanced | Gen & Stor Capex | 2025 | 21.4452 | 46.1659
geo_advanced | Gen & Stor Capex | 2026 | 23.5151 | 45.8829
geo_advanced | Gen & Stor Capex | 2027 | 22.9553 | 45.3231
geo_advanced | Gen & Stor Capex | 2028 | 24.5143 | 45.1073
geo_advanced | Gen & Stor Capex | 2029 | 23.663 | 44.8143
geo_advanced | Gen & Stor Capex | 2030 | 24.8989 | 44.3561
geo_advanced | Gen & Stor Capex | 2031 | 24.8989 | 44.3561
geo_advanced | Gen & Stor Capex | 2032 | 24.0765 | 43.8897
geo_advanced | Gen & Stor Capex | 2033 | 24.0765 | 43.8897
geo_advanced | Gen & Stor Capex | 2034 | 23.7197 | 44.4314
geo_advanced | Gen & Stor Capex | 2035 | 23.7197 | 44.4314
geo_advanced | Gen & Stor Capex | 2036 | 22.3104 | 43.9992
geo_advanced | Gen & Stor Capex | 2037 | 22.3104 | 43.9992
geo_advanced | Gen & Stor Capex | 2038 | 21.999 | 44.9841
geo_advanced | Gen & Stor Capex | 2039 | 21.999 | 44.9841
geo_advanced | Gen & Stor Capex | 2040 | 20.9379 | 46.1717
geo_advanced | Gen & Stor Capex | 2041 | 20.9379 | 46.1717
geo_advanced | Gen & Stor Capex | 2042 | 17.7215 | 44.3877
geo_advanced | Gen & Stor Capex | 2043 | 17.7215 | 44.3877
geo_advanced | Gen & Stor Capex | 2044 | 15.6322 | 43.619
geo_advanced | Gen & Stor Capex | 2045 | 15.6322 | 43.619
geo_advanced | Gen & Stor Capex | 2046 | 14.7282 | 43.8946
geo_advanced | Gen & Stor Capex | 2047 | 14.7282 | 43.8946
geo_advanced | Gen & Stor Capex | 2048 | 13.4972 | 43.3473
geo_advanced | Gen & Stor Capex | 2049 | 13.4972 | 43.3473
geo_advanced | Gen & Stor Capex | 2050 | 12.4339 | 42.426
geo_advanced | Gen & Stor O&M | 2010 | 19.0033 | 61.883
geo_advanced | Gen & Stor O&M | 2011 | 19.0033 | 61.4872
geo_advanced | Gen & Stor O&M | 2012 | 18.8545 | 54.7992
geo_advanced | Gen & Stor O&M | 2013 | 18.8545 | 54.5285
geo_advanced | Gen & Stor O&M | 2014 | 18.5942 | 60.741
geo_advanced | Gen & Stor O&M | 2015 | 18.5942 | 60.3671
geo_advanced | Gen & Stor O&M | 2016 | 17.9718 | 51.2976
geo_advanced | Gen & Stor O&M | 2017 | 17.9718 | 51.215
geo_advanced | Gen & Stor O&M | 2018 | 17.4093 | 52.595
geo_advanced | Gen & Stor O&M | 2019 | 17.4093 | 52.3884
geo_advanced | Gen & Stor O&M | 2020 | 16.6047 | 46.5763
geo_advanced | Gen & Stor O&M | 2021 | 16.6047 | 45.7431
geo_advanced | Gen & Stor O&M | 2022 | 17.3032 | 53.4944
geo_advanced | Gen & Stor O&M | 2023 | 17.3032 | 52.4781
geo_advanced | Gen & Stor O&M | 2024 | 16.8125 | 46.7393
geo_advanced | Gen & Stor O&M | 2025 | 16.8125 | 46.1659
geo_advanced | Gen & Stor O&M | 2026 | 17.2216 | 45.8829
geo_advanced | Gen & Stor O&M | 2027 | 17.2216 | 45.3231
geo_advanced | Gen & Stor O&M | 2028 | 17.5418 | 45.1073
geo_advanced | Gen & Stor O&M | 2029 | 17.5418 | 44.8143
geo_advanced | Gen & Stor O&M | 2030 | 17.7223 | 44.3561
geo_advanced | Gen & Stor O&M | 2031 | 17.7223 | 44.3561
geo_advanced | Gen & Stor O&M | 2032 | 17.879 | 43.8897
geo_advanced | Gen & Stor O&M | 2033 | 17.879 | 43.8897
geo_advanced | Gen & Stor O&M | 2034 | 17.9629 | 44.4314
geo_advanced | Gen & Stor O&M | 2035 | 17.9629 | 44.4314
geo_advanced | Gen & Stor O&M | 2036 | 18.0839 | 43.9992
geo_advanced | Gen & Stor O&M | 2037 | 18.0839 | 43.9992
geo_advanced | Gen & Stor O&M | 2038 | 17.9628 | 44.9841
geo_advanced | Gen & Stor O&M | 2039 | 17.9628 | 44.9841
geo_advanced | Gen & Stor O&M | 2040 | 17.5623 | 46.1717
geo_advanced | Gen & Stor O&M | 2041 | 17.5623 | 46.1717
geo_advanced | Gen & Stor O&M | 2042 | 17.19 | 44.3877
geo_advanced | Gen & Stor O&M | 2043 | 17.19 | 44.3877
geo_advanced | Gen & Stor O&M | 2044 | 16.8873 | 43.619
geo_advanced | Gen & Stor O&M | 2045 | 16.8873 | 43.619
geo_advanced | Gen & Stor O&M | 2046 | 16.4975 | 43.8946
geo_advanced | Gen & Stor O&M | 2047 | 16.4975 | 43.8946
geo_advanced | Gen & Stor O&M | 2048 | 16.1563 | 43.3473
geo_advanced | Gen & Stor O&M | 2049 | 16.1563 | 43.3473
geo_advanced | Gen & Stor O&M | 2050 | 15.7128 | 42.426
geo_advanced | Fuel | 2010 | 28.8752 | 61.883
geo_advanced | Fuel | 2011 | 28.8752 | 61.4872
geo_advanced | Fuel | 2012 | 20.3963 | 54.7992
geo_advanced | Fuel | 2013 | 20.3963 | 54.5285
geo_advanced | Fuel | 2014 | 25.3956 | 60.741
geo_advanced | Fuel | 2015 | 25.3956 | 60.3671
geo_advanced | Fuel | 2016 | 14.3947 | 51.2976
geo_advanced | Fuel | 2017 | 14.3947 | 51.215
geo_advanced | Fuel | 2018 | 15.4046 | 52.595
geo_advanced | Fuel | 2019 | 15.4046 | 52.3884
geo_advanced | Fuel | 2020 | 9.7489 | 46.5763
geo_advanced | Fuel | 2021 | 9.7489 | 45.7431
geo_advanced | Fuel | 2022 | 14.5966 | 53.4944
geo_advanced | Fuel | 2023 | 14.5966 | 52.4781
geo_advanced | Fuel | 2024 | 8.7789 | 46.7393
geo_advanced | Fuel | 2025 | 8.7789 | 46.1659
geo_advanced | Fuel | 2026 | 7.221 | 45.8829
geo_advanced | Fuel | 2027 | 7.221 | 45.3231
geo_advanced | Fuel | 2028 | 5.8039 | 45.1073
geo_advanced | Fuel | 2029 | 5.8039 | 44.8143
geo_advanced | Fuel | 2030 | 4.7855 | 44.3561
geo_advanced | Fuel | 2031 | 4.7855 | 44.3561
geo_advanced | Fuel | 2032 | 4.3346 | 43.8897
geo_advanced | Fuel | 2033 | 4.3346 | 43.8897
geo_advanced | Fuel | 2034 | 3.7496 | 44.4314
geo_advanced | Fuel | 2035 | 3.7496 | 44.4314
geo_advanced | Fuel | 2036 | 3.4557 | 43.9992
geo_advanced | Fuel | 2037 | 3.4557 | 43.9992
geo_advanced | Fuel | 2038 | 3.4022 | 44.9841
geo_advanced | Fuel | 2039 | 3.4022 | 44.9841
geo_advanced | Fuel | 2040 | 3.7937 | 46.1717
geo_advanced | Fuel | 2041 | 3.7937 | 46.1717
geo_advanced | Fuel | 2042 | 4.1781 | 44.3877
geo_advanced | Fuel | 2043 | 4.1781 | 44.3877
geo_advanced | Fuel | 2044 | 4.3716 | 43.619
geo_advanced | Fuel | 2045 | 4.3716 | 43.619
geo_advanced | Fuel | 2046 | 4.6096 | 43.8946
geo_advanced | Fuel | 2047 | 4.6096 | 43.8946
geo_advanced | Fuel | 2048 | 4.7794 | 43.3473
geo_advanced | Fuel | 2049 | 4.7794 | 43.3473
geo_advanced | Fuel | 2050 | 4.9143 | 42.426
geo_advanced | Trans | 2010 | 0 | 61.883
geo_advanced | Trans | 2011 | 0 | 61.4872
geo_advanced | Trans | 2012 | 0 | 54.7992
geo_advanced | Trans | 2013 | 0 | 54.5285
geo_advanced | Trans | 2014 | 0 | 60.741
geo_advanced | Trans | 2015 | 0 | 60.3671
geo_advanced | Trans | 2016 | 0 | 51.2976
geo_advanced | Trans | 2017 | 0 | 51.215
geo_advanced | Trans | 2018 | 0 | 52.595
geo_advanced | Trans | 2019 | 0 | 52.3884
geo_advanced | Trans | 2020 | 0 | 46.5763
geo_advanced | Trans | 2021 | 0 | 45.7431
geo_advanced | Trans | 2022 | 0 | 53.4944
geo_advanced | Trans | 2023 | 0 | 52.4781
geo_advanced | Trans | 2024 | 0 | 46.7393
geo_advanced | Trans | 2025 | 0 | 46.1659
geo_advanced | Trans | 2026 | 0 | 45.8829
geo_advanced | Trans | 2027 | 0 | 45.3231
geo_advanced | Trans | 2028 | 0 | 45.1073
geo_advanced | Trans | 2029 | 0.55837 | 44.8143
geo_advanced | Trans | 2030 | 0.92112 | 44.3561
geo_advanced | Trans | 2031 | 0.92112 | 44.3561
geo_advanced | Trans | 2032 | 1.355 | 43.8897
geo_advanced | Trans | 2033 | 1.355 | 43.8897
geo_advanced | Trans | 2034 | 1.8014 | 44.4314
geo_advanced | Trans | 2035 | 1.8014 | 44.4314
geo_advanced | Trans | 2036 | 2.228 | 43.9992
geo_advanced | Trans | 2037 | 2.228 | 43.9992
geo_advanced | Trans | 2038 | 2.668 | 44.9841
geo_advanced | Trans | 2039 | 2.668 | 44.9841
geo_advanced | Trans | 2040 | 3.186 | 46.1717
geo_advanced | Trans | 2041 | 3.186 | 46.1717
geo_advanced | Trans | 2042 | 3.7131 | 44.3877
geo_advanced | Trans | 2043 | 3.7131 | 44.3877
geo_advanced | Trans | 2044 | 4.2221 | 43.619
geo_advanced | Trans | 2045 | 4.2221 | 43.619
geo_advanced | Trans | 2046 | 4.6814 | 43.8946
geo_advanced | Trans | 2047 | 4.6814 | 43.8946
geo_advanced | Trans | 2048 | 5.1362 | 43.3473
geo_advanced | Trans | 2049 | 5.1362 | 43.3473
geo_advanced | Trans | 2050 | 5.6116 | 42.426
geo_advanced | POI | 2010 | 0.020981 | 61.883
geo_advanced | POI | 2011 | 0.020981 | 61.4872
geo_advanced | POI | 2012 | 0.048341 | 54.7992
geo_advanced | POI | 2013 | 0.048341 | 54.5285
geo_advanced | POI | 2014 | 0.062655 | 60.741
geo_advanced | POI | 2015 | 0.062655 | 60.3671
geo_advanced | POI | 2016 | 0.083469 | 51.2976
geo_advanced | POI | 2017 | 0.083469 | 51.215
geo_advanced | POI | 2018 | 0.10222 | 52.595
geo_advanced | POI | 2019 | 0.10222 | 52.3884
geo_advanced | POI | 2020 | 0.12515 | 46.5763
geo_advanced | POI | 2021 | 0.12515 | 45.7431
geo_advanced | POI | 2022 | 0.20133 | 53.4944
geo_advanced | POI | 2023 | 0.20133 | 52.4781
geo_advanced | POI | 2024 | 0.26659 | 46.7393
geo_advanced | POI | 2025 | 0.26659 | 46.1659
geo_advanced | POI | 2026 | 0.34991 | 45.8829
geo_advanced | POI | 2027 | 0.34991 | 45.3231
geo_advanced | POI | 2028 | 0.42326 | 45.1073
geo_advanced | POI | 2029 | 0.42326 | 44.8143
geo_advanced | POI | 2030 | 0.5042 | 44.3561
geo_advanced | POI | 2031 | 0.5042 | 44.3561
geo_advanced | POI | 2032 | 0.5277 | 43.8897
geo_advanced | POI | 2033 | 0.5277 | 43.8897
geo_advanced | POI | 2034 | 0.57183 | 44.4314
geo_advanced | POI | 2035 | 0.57183 | 44.4314
geo_advanced | POI | 2036 | 0.59415 | 43.9992
geo_advanced | POI | 2037 | 0.59415 | 43.9992
geo_advanced | POI | 2038 | 0.59744 | 44.9841
geo_advanced | POI | 2039 | 0.59744 | 44.9841
geo_advanced | POI | 2040 | 0.57959 | 46.1717
geo_advanced | POI | 2041 | 0.57959 | 46.1717
geo_advanced | POI | 2042 | 0.51938 | 44.3877
geo_advanced | POI | 2043 | 0.51938 | 44.3877
geo_advanced | POI | 2044 | 0.47132 | 43.619
geo_advanced | POI | 2045 | 0.47132 | 43.619
geo_advanced | POI | 2046 | 0.41553 | 43.8946
geo_advanced | POI | 2047 | 0.41553 | 43.8946
geo_advanced | POI | 2048 | 0.35987 | 43.3473
geo_advanced | POI | 2049 | 0.35987 | 43.3473
geo_advanced | POI | 2050 | 0.28578 | 42.426
geo_advanced | Spur | 2010 | 0.01293 | 61.883
geo_advanced | Spur | 2011 | 0.01293 | 61.4872
geo_advanced | Spur | 2012 | 0.070329 | 54.7992
geo_advanced | Spur | 2013 | 0.070329 | 54.5285
geo_advanced | Spur | 2014 | 0.094631 | 60.741
geo_advanced | Spur | 2015 | 0.094631 | 60.3671
geo_advanced | Spur | 2016 | 0.1569 | 51.2976
geo_advanced | Spur | 2017 | 0.1569 | 51.215
geo_advanced | Spur | 2018 | 0.20116 | 52.595
geo_advanced | Spur | 2019 | 0.20116 | 52.3884
geo_advanced | Spur | 2020 | 0.28011 | 46.5763
geo_advanced | Spur | 2021 | 0.28011 | 45.7431
geo_advanced | Spur | 2022 | 0.57842 | 53.4944
geo_advanced | Spur | 2023 | 0.57842 | 52.4781
geo_advanced | Spur | 2024 | 0.93052 | 46.7393
geo_advanced | Spur | 2025 | 0.93052 | 46.1659
geo_advanced | Spur | 2026 | 1.2349 | 45.8829
geo_advanced | Spur | 2027 | 1.2349 | 45.3231
geo_advanced | Spur | 2028 | 1.5077 | 45.1073
geo_advanced | Spur | 2029 | 1.5077 | 44.8143
geo_advanced | Spur | 2030 | 1.817 | 44.3561
geo_advanced | Spur | 2031 | 1.817 | 44.3561
geo_advanced | Spur | 2032 | 1.8951 | 43.8897
geo_advanced | Spur | 2033 | 1.8951 | 43.8897
geo_advanced | Spur | 2034 | 2.078 | 44.4314
geo_advanced | Spur | 2035 | 2.078 | 44.4314
geo_advanced | Spur | 2036 | 2.1637 | 43.9992
geo_advanced | Spur | 2037 | 2.1637 | 43.9992
geo_advanced | Spur | 2038 | 2.1717 | 44.9841
geo_advanced | Spur | 2039 | 2.1717 | 44.9841
geo_advanced | Spur | 2040 | 2.1011 | 46.1717
geo_advanced | Spur | 2041 | 2.1011 | 46.1717
geo_advanced | Spur | 2042 | 1.8695 | 44.3877
geo_advanced | Spur | 2043 | 1.8695 | 44.3877
geo_advanced | Spur | 2044 | 1.6015 | 43.619
geo_advanced | Spur | 2045 | 1.6015 | 43.619
geo_advanced | Spur | 2046 | 1.3553 | 43.8946
geo_advanced | Spur | 2047 | 1.3553 | 43.8946
geo_advanced | Spur | 2048 | 1.1137 | 43.3473
geo_advanced | Spur | 2049 | 1.1137 | 43.3473
geo_advanced | Spur | 2050 | 0.84099 | 42.426
geo_advanced | Trans O&M | 2010 | 2.9658 | 61.883
geo_advanced | Trans O&M | 2011 | 2.9658 | 61.4872
geo_advanced | Trans O&M | 2012 | 3.0325 | 54.7992
geo_advanced | Trans O&M | 2013 | 3.0325 | 54.5285
geo_advanced | Trans O&M | 2014 | 2.9886 | 60.741
geo_advanced | Trans O&M | 2015 | 2.9886 | 60.3671
geo_advanced | Trans O&M | 2016 | 3.0263 | 51.2976
geo_advanced | Trans O&M | 2017 | 3.0263 | 51.215
geo_advanced | Trans O&M | 2018 | 3.0199 | 52.595
geo_advanced | Trans O&M | 2019 | 3.0199 | 52.3884
geo_advanced | Trans O&M | 2020 | 2.9416 | 46.5763
geo_advanced | Trans O&M | 2021 | 2.9416 | 45.7431
geo_advanced | Trans O&M | 2022 | 2.9341 | 53.4944
geo_advanced | Trans O&M | 2023 | 2.9341 | 52.4781
geo_advanced | Trans O&M | 2024 | 2.9615 | 46.7393
geo_advanced | Trans O&M | 2025 | 2.9615 | 46.1659
geo_advanced | Trans O&M | 2026 | 2.9887 | 45.8829
geo_advanced | Trans O&M | 2027 | 2.9887 | 45.3231
geo_advanced | Trans O&M | 2028 | 3.1293 | 45.1073
geo_advanced | Trans O&M | 2029 | 3.1293 | 44.8143
geo_advanced | Trans O&M | 2030 | 3.264 | 44.3561
geo_advanced | Trans O&M | 2031 | 3.264 | 44.3561
geo_advanced | Trans O&M | 2032 | 3.4167 | 43.8897
geo_advanced | Trans O&M | 2033 | 3.4167 | 43.8897
geo_advanced | Trans O&M | 2034 | 3.5738 | 44.4314
geo_advanced | Trans O&M | 2035 | 3.5738 | 44.4314
geo_advanced | Trans O&M | 2036 | 3.7145 | 43.9992
geo_advanced | Trans O&M | 2037 | 3.7145 | 43.9992
geo_advanced | Trans O&M | 2038 | 3.8454 | 44.9841
geo_advanced | Trans O&M | 2039 | 3.8454 | 44.9841
geo_advanced | Trans O&M | 2040 | 4.0017 | 46.1717
geo_advanced | Trans O&M | 2041 | 4.0017 | 46.1717
geo_advanced | Trans O&M | 2042 | 4.1658 | 44.3877
geo_advanced | Trans O&M | 2043 | 4.1658 | 44.3877
geo_advanced | Trans O&M | 2044 | 4.3242 | 43.619
geo_advanced | Trans O&M | 2045 | 4.3242 | 43.619
geo_advanced | Trans O&M | 2046 | 4.4609 | 43.8946
geo_advanced | Trans O&M | 2047 | 4.4609 | 43.8946
geo_advanced | Trans O&M | 2048 | 4.5996 | 43.3473
geo_advanced | Trans O&M | 2049 | 4.5996 | 43.3473
geo_advanced | Trans O&M | 2050 | 4.7495 | 42.426
geo_advanced | CO2 T&S Capex | 2010 | 0 | 61.883
geo_advanced | CO2 T&S Capex | 2011 | 0 | 61.4872
geo_advanced | CO2 T&S Capex | 2012 | 0 | 54.7992
geo_advanced | CO2 T&S Capex | 2013 | 0 | 54.5285
geo_advanced | CO2 T&S Capex | 2014 | 0 | 60.741
geo_advanced | CO2 T&S Capex | 2015 | 0 | 60.3671
geo_advanced | CO2 T&S Capex | 2016 | 0 | 51.2976
geo_advanced | CO2 T&S Capex | 2017 | 0 | 51.215
geo_advanced | CO2 T&S Capex | 2018 | 0 | 52.595
geo_advanced | CO2 T&S Capex | 2019 | 0 | 52.3884
geo_advanced | CO2 T&S Capex | 2020 | 0 | 46.5763
geo_advanced | CO2 T&S Capex | 2021 | 0 | 45.7431
geo_advanced | CO2 T&S Capex | 2022 | 0 | 53.4944
geo_advanced | CO2 T&S Capex | 2023 | 0 | 52.4781
geo_advanced | CO2 T&S Capex | 2024 | 0 | 46.7393
geo_advanced | CO2 T&S Capex | 2025 | 0 | 46.1659
geo_advanced | CO2 T&S Capex | 2026 | 0 | 45.8829
geo_advanced | CO2 T&S Capex | 2027 | 0 | 45.3231
geo_advanced | CO2 T&S Capex | 2028 | 0.055493 | 45.1073
geo_advanced | CO2 T&S Capex | 2029 | 0.055493 | 44.8143
geo_advanced | CO2 T&S Capex | 2030 | 0.054035 | 44.3561
geo_advanced | CO2 T&S Capex | 2031 | 0.054035 | 44.3561
geo_advanced | CO2 T&S Capex | 2032 | 0.052602 | 43.8897
geo_advanced | CO2 T&S Capex | 2033 | 0.052602 | 43.8897
geo_advanced | CO2 T&S Capex | 2034 | 0.050992 | 44.4314
geo_advanced | CO2 T&S Capex | 2035 | 0.050992 | 44.4314
geo_advanced | CO2 T&S Capex | 2036 | 0.049644 | 43.9992
geo_advanced | CO2 T&S Capex | 2037 | 0.049644 | 43.9992
geo_advanced | CO2 T&S Capex | 2038 | 0.048139 | 44.9841
geo_advanced | CO2 T&S Capex | 2039 | 0.048139 | 44.9841
geo_advanced | CO2 T&S Capex | 2040 | 0.0031995 | 46.1717
geo_advanced | CO2 T&S Capex | 2041 | 0.0031995 | 46.1717
geo_advanced | CO2 T&S Capex | 2042 | 0.0031129 | 44.3877
geo_advanced | CO2 T&S Capex | 2043 | 0.0031129 | 44.3877
geo_advanced | CO2 T&S Capex | 2044 | 0.0030349 | 43.619
geo_advanced | CO2 T&S Capex | 2045 | 0.0030349 | 43.619
geo_advanced | CO2 T&S Capex | 2046 | 0.0029623 | 43.8946
geo_advanced | CO2 T&S Capex | 2047 | 0.0029623 | 43.8946
geo_advanced | CO2 T&S Capex | 2048 | 0.0028934 | 43.3473
geo_advanced | CO2 T&S Capex | 2049 | 0.0028934 | 43.3473
geo_advanced | CO2 T&S Capex | 2050 | 0.0028265 | 42.426
geo_advanced | ACP | 2010 | 0 | 61.883
geo_advanced | ACP | 2011 | 0 | 61.4872
geo_advanced | ACP | 2012 | 0 | 54.7992
geo_advanced | ACP | 2013 | 0 | 54.5285
geo_advanced | ACP | 2014 | 0 | 60.741
geo_advanced | ACP | 2015 | 0 | 60.3671
geo_advanced | ACP | 2016 | 0 | 51.2976
geo_advanced | ACP | 2017 | 0 | 51.215
geo_advanced | ACP | 2018 | 0 | 52.595
geo_advanced | ACP | 2019 | 0 | 52.3884
geo_advanced | ACP | 2020 | 0.39486 | 46.5763
geo_advanced | ACP | 2021 | 0.39486 | 45.7431
geo_advanced | ACP | 2022 | 0.00022304 | 53.4944
geo_advanced | ACP | 2023 | 0.00022304 | 52.4781
geo_advanced | ACP | 2024 | 0.00018859 | 46.7393
geo_advanced | ACP | 2025 | 0.00018859 | 46.1659
geo_advanced | ACP | 2026 | 0.00014247 | 45.8829
geo_advanced | ACP | 2027 | 0.00014247 | 45.3231
geo_advanced | ACP | 2028 | 0.00012172 | 45.1073
geo_advanced | ACP | 2029 | 0.00012172 | 44.8143
geo_advanced | ACP | 2030 | 6.3764e-05 | 44.3561
geo_advanced | ACP | 2031 | 6.3764e-05 | 44.3561
geo_advanced | ACP | 2032 | 6.2074e-05 | 43.8897
geo_advanced | ACP | 2033 | 6.2074e-05 | 43.8897
geo_advanced | ACP | 2034 | 6.0387e-05 | 44.4314
geo_advanced | ACP | 2035 | 6.0387e-05 | 44.4314
geo_advanced | ACP | 2036 | 6.1084e-05 | 43.9992
geo_advanced | ACP | 2037 | 6.1084e-05 | 43.9992
geo_advanced | ACP | 2038 | 6.2303e-05 | 44.9841
geo_advanced | ACP | 2039 | 6.2303e-05 | 44.9841
geo_advanced | ACP | 2040 | 5.6636e-05 | 46.1717
geo_advanced | ACP | 2041 | 5.6636e-05 | 46.1717
geo_advanced | ACP | 2042 | 0.015527 | 44.3877
geo_advanced | ACP | 2043 | 0.015527 | 44.3877
geo_advanced | ACP | 2044 | 0.009441 | 43.619
geo_advanced | ACP | 2045 | 0.009441 | 43.619
geo_advanced | ACP | 2046 | 0.0041626 | 43.8946
geo_advanced | ACP | 2047 | 0.0041626 | 43.8946
geo_advanced | ACP | 2048 | 5.1218e-05 | 43.3473
geo_advanced | ACP | 2049 | 5.1218e-05 | 43.3473
geo_advanced | ACP | 2050 | 5.0034e-05 | 42.426

## 20_National OpRes Price ($-MW-h
type | subtype | scenario | year | $
oper_res | flex | geo_advanced | 2010 | 0.087843
oper_res | flex | geo_advanced | 2012 | 0.069744
oper_res | flex | geo_advanced | 2014 | 0.096641
oper_res | flex | geo_advanced | 2016 | 0.084438
oper_res | flex | geo_advanced | 2018 | 0.25077
oper_res | flex | geo_advanced | 2020 | 1.2962
oper_res | flex | geo_advanced | 2022 | 0.62432
oper_res | flex | geo_advanced | 2024 | 1.0495
oper_res | flex | geo_advanced | 2026 | 1.2612
oper_res | flex | geo_advanced | 2028 | 1.8883
oper_res | flex | geo_advanced | 2030 | 2.2197
oper_res | flex | geo_advanced | 2032 | 1.7434
oper_res | flex | geo_advanced | 2034 | 1.4898
oper_res | flex | geo_advanced | 2036 | 1.2461
oper_res | flex | geo_advanced | 2038 | 0.88923
oper_res | flex | geo_advanced | 2040 | 0.68489
oper_res | flex | geo_advanced | 2042 | 0.5799
oper_res | flex | geo_advanced | 2044 | 0.52002
oper_res | flex | geo_advanced | 2046 | 0.53687
oper_res | flex | geo_advanced | 2048 | 0.52563
oper_res | flex | geo_advanced | 2050 | 0.56963
oper_res | reg | geo_advanced | 2010 | 4.8561
oper_res | reg | geo_advanced | 2012 | 4.559
oper_res | reg | geo_advanced | 2014 | 4.6942
oper_res | reg | geo_advanced | 2016 | 4.221
oper_res | reg | geo_advanced | 2018 | 4.4031
oper_res | reg | geo_advanced | 2020 | 5.8947
oper_res | reg | geo_advanced | 2022 | 4.0724
oper_res | reg | geo_advanced | 2024 | 3.6063
oper_res | reg | geo_advanced | 2026 | 3.3296
oper_res | reg | geo_advanced | 2028 | 2.5093
oper_res | reg | geo_advanced | 2030 | 2.3268
oper_res | reg | geo_advanced | 2032 | 1.679
oper_res | reg | geo_advanced | 2034 | 1.4015
oper_res | reg | geo_advanced | 2036 | 1.2304
oper_res | reg | geo_advanced | 2038 | 0.90848
oper_res | reg | geo_advanced | 2040 | 0.75235
oper_res | reg | geo_advanced | 2042 | 0.77626
oper_res | reg | geo_advanced | 2044 | 0.7644
oper_res | reg | geo_advanced | 2046 | 0.8079
oper_res | reg | geo_advanced | 2048 | 0.78723
oper_res | reg | geo_advanced | 2050 | 0.88278
oper_res | spin | geo_advanced | 2010 | 2.0965
oper_res | spin | geo_advanced | 2012 | 1.3652
oper_res | spin | geo_advanced | 2014 | 1.7068
oper_res | spin | geo_advanced | 2016 | 1.119
oper_res | spin | geo_advanced | 2018 | 1.2587
oper_res | spin | geo_advanced | 2020 | 2.3629
oper_res | spin | geo_advanced | 2022 | 1.1021
oper_res | spin | geo_advanced | 2024 | 0.90043
oper_res | spin | geo_advanced | 2026 | 0.82896
oper_res | spin | geo_advanced | 2028 | 0.88336
oper_res | spin | geo_advanced | 2030 | 0.82087
oper_res | spin | geo_advanced | 2032 | 0.65359
oper_res | spin | geo_advanced | 2034 | 0.67949
oper_res | spin | geo_advanced | 2036 | 0.59522
oper_res | spin | geo_advanced | 2038 | 0.43829
oper_res | spin | geo_advanced | 2040 | 0.33714
oper_res | spin | geo_advanced | 2042 | 0.34917
oper_res | spin | geo_advanced | 2044 | 0.34589
oper_res | spin | geo_advanced | 2046 | 0.43148
oper_res | spin | geo_advanced | 2048 | 0.39167
oper_res | spin | geo_advanced | 2050 | 0.42463

## 21_National OpRes Price by time
scenario | subtype | type | timeslice | $ | Net Level $
geo_advanced | flex | oper_res | 1 | -9.0853e-05 | -9.0853e-05
geo_advanced | flex | oper_res | 2 | 0.14633 | 0.14633
geo_advanced | flex | oper_res | 3 | 0 | 0
geo_advanced | flex | oper_res | 4 | 0.70613 | 0.70613
geo_advanced | flex | oper_res | 5 | -0.023663 | -0.023663
geo_advanced | flex | oper_res | 6 | 0.15976 | 0.15976
geo_advanced | flex | oper_res | 7 | -0.0072817 | -0.0072817
geo_advanced | flex | oper_res | 8 | 1.3934 | 1.3934
geo_advanced | flex | oper_res | 9 | 2.1332e-05 | 2.1332e-05
geo_advanced | flex | oper_res | 10 | 0.19626 | 0.19626
geo_advanced | flex | oper_res | 11 | 0.0028472 | 0.0028472
geo_advanced | flex | oper_res | 12 | 0.64933 | 0.64933
geo_advanced | flex | oper_res | 13 | 0.52676 | 0.52676
geo_advanced | flex | oper_res | 14 | 0.33299 | 0.33299
geo_advanced | flex | oper_res | 15 | -1.622e-05 | -1.622e-05
geo_advanced | flex | oper_res | 16 | 4.0662 | 4.0662
geo_advanced | flex | oper_res | 17 | 1.7532 | 1.7532
geo_advanced | reg | oper_res | 1 | 0.67659 | 0.67659
geo_advanced | reg | oper_res | 2 | 0.60729 | 0.60729
geo_advanced | reg | oper_res | 3 | 0.4102 | 0.4102
geo_advanced | reg | oper_res | 4 | 1.0443 | 1.0443
geo_advanced | reg | oper_res | 5 | 0.75429 | 0.75429
geo_advanced | reg | oper_res | 6 | 0.53922 | 0.53922
geo_advanced | reg | oper_res | 7 | 0.35249 | 0.35249
geo_advanced | reg | oper_res | 8 | 1.645 | 1.645
geo_advanced | reg | oper_res | 9 | 0.33856 | 0.33856
geo_advanced | reg | oper_res | 10 | 0.62539 | 0.62539
geo_advanced | reg | oper_res | 11 | 0.33818 | 0.33818
geo_advanced | reg | oper_res | 12 | 0.93261 | 0.93261
geo_advanced | reg | oper_res | 13 | 0.5586 | 0.5586
geo_advanced | reg | oper_res | 14 | 0.63685 | 0.63685
geo_advanced | reg | oper_res | 15 | 0.24487 | 0.24487
geo_advanced | reg | oper_res | 16 | 4.2988 | 4.2988
geo_advanced | reg | oper_res | 17 | 4.51 | 4.51
geo_advanced | spin | oper_res | 1 | 0.12723 | 0.12723
geo_advanced | spin | oper_res | 2 | 0.2865 | 0.2865
geo_advanced | spin | oper_res | 3 | 0.002007 | 0.002007
geo_advanced | spin | oper_res | 4 | 0.68527 | 0.68527
geo_advanced | spin | oper_res | 5 | -0.0082075 | -0.0082075
geo_advanced | spin | oper_res | 6 | 0.24405 | 0.24405
geo_advanced | spin | oper_res | 7 | 0.0037686 | 0.0037686
geo_advanced | spin | oper_res | 8 | 1.1739 | 1.1739
geo_advanced | spin | oper_res | 9 | 0.0072152 | 0.0072152
geo_advanced | spin | oper_res | 10 | 0.333 | 0.333
geo_advanced | spin | oper_res | 11 | 0.0017566 | 0.0017566
geo_advanced | spin | oper_res | 12 | 0.56254 | 0.56254
geo_advanced | spin | oper_res | 13 | 0.010166 | 0.010166
geo_advanced | spin | oper_res | 14 | 0.25801 | 0.25801
geo_advanced | spin | oper_res | 15 | 0.0020239 | 0.0020239
geo_advanced | spin | oper_res | 16 | 3.0621 | 3.0621
geo_advanced | spin | oper_res | 17 | 4.2116 | 4.2116

## 22_Final Regional Energy Price
type | scenario | rb | $
load | geo_advanced | p1 | 24.477
load | geo_advanced | p10 | 44.2863
load | geo_advanced | p100 | 23.8318
load | geo_advanced | p101 | 27.3234
load | geo_advanced | p102 | 27.1116
load | geo_advanced | p103 | 22.3679
load | geo_advanced | p104 | 22.5861
load | geo_advanced | p105 | 22.7933
load | geo_advanced | p106 | 22.7399
load | geo_advanced | p107 | 23.1074
load | geo_advanced | p108 | 23.0653
load | geo_advanced | p109 | 23.3704
load | geo_advanced | p11 | 44.5497
load | geo_advanced | p110 | 23.7894
load | geo_advanced | p111 | 22.8128
load | geo_advanced | p112 | 23.2037
load | geo_advanced | p113 | 23.2277
load | geo_advanced | p114 | 23.3277
load | geo_advanced | p115 | 23.1511
load | geo_advanced | p116 | 23.448
load | geo_advanced | p117 | 23.6408
load | geo_advanced | p118 | 24.0546
load | geo_advanced | p119 | 22.5184
load | geo_advanced | p12 | 22.9662
load | geo_advanced | p120 | 23.9904
load | geo_advanced | p121 | 23.8819
load | geo_advanced | p122 | 22.8922
load | geo_advanced | p123 | 24.0577
load | geo_advanced | p124 | 23.4163
load | geo_advanced | p125 | 23.7968
load | geo_advanced | p126 | 23.0473
load | geo_advanced | p127 | 23.2988
load | geo_advanced | p128 | 23.7153
load | geo_advanced | p129 | 23.1569
load | geo_advanced | p13 | 23.7768
load | geo_advanced | p130 | 23.6193
load | geo_advanced | p131 | 23.7467
load | geo_advanced | p132 | 23.5248
load | geo_advanced | p133 | 23.7169
load | geo_advanced | p134 | 23.8164
load | geo_advanced | p14 | 23.7762
load | geo_advanced | p15 | 23.4581
load | geo_advanced | p16 | 23.3084
load | geo_advanced | p17 | 23.2369
load | geo_advanced | p18 | 23.1272
load | geo_advanced | p19 | 22.3757
load | geo_advanced | p2 | 24.2338
load | geo_advanced | p20 | 22.9259
load | geo_advanced | p21 | 22.521
load | geo_advanced | p22 | 21.8224
load | geo_advanced | p23 | 21.6042
load | geo_advanced | p24 | 21.943
load | geo_advanced | p25 | 23.2331
load | geo_advanced | p26 | 22.7049
load | geo_advanced | p27 | 22.9816
load | geo_advanced | p28 | 23.6238
load | geo_advanced | p29 | 22.442
load | geo_advanced | p3 | 24.045
load | geo_advanced | p30 | 23.4797
load | geo_advanced | p31 | 22.6347
load | geo_advanced | p32 | 21.3544
load | geo_advanced | p33 | 22.0074
load | geo_advanced | p34 | 21.8136
load | geo_advanced | p35 | 21.3283
load | geo_advanced | p36 | 20.9893
load | geo_advanced | p37 | 21.3805
load | geo_advanced | p38 | 21.4589
load | geo_advanced | p39 | 21.3358
load | geo_advanced | p4 | 24.1479
load | geo_advanced | p40 | 21.724
load | geo_advanced | p41 | 21.8858
load | geo_advanced | p42 | 21.3489
load | geo_advanced | p43 | 21.8851
load | geo_advanced | p44 | 21.5909
load | geo_advanced | p45 | 21.7297
load | geo_advanced | p46 | 22.1827
load | geo_advanced | p47 | 21.1499
load | geo_advanced | p48 | 21.415
load | geo_advanced | p49 | 21.6114
load | geo_advanced | p5 | 24.2455
load | geo_advanced | p50 | 22.2292
load | geo_advanced | p51 | 22.4394
load | geo_advanced | p52 | 21.7028
load | geo_advanced | p53 | 22.1836
load | geo_advanced | p54 | 22.2978
load | geo_advanced | p55 | 22.6875
load | geo_advanced | p56 | 22.6683
load | geo_advanced | p57 | 22.9908
load | geo_advanced | p58 | 23.939
load | geo_advanced | p59 | 23.0948
load | geo_advanced | p6 | 24.2161
load | geo_advanced | p60 | 22.4022
load | geo_advanced | p61 | 22.1626
load | geo_advanced | p62 | 22.3115
load | geo_advanced | p63 | 23.0734
load | geo_advanced | p64 | 23.0151
load | geo_advanced | p65 | 23.0776
load | geo_advanced | p66 | 23.4419
load | geo_advanced | p67 | 23.3703
load | geo_advanced | p68 | 21.7901
load | geo_advanced | p69 | 21.9926
load | geo_advanced | p7 | 23.9127
load | geo_advanced | p70 | 21.9403
load | geo_advanced | p71 | 22.3043
load | geo_advanced | p72 | 22.685
load | geo_advanced | p73 | 22.7356
load | geo_advanced | p74 | 22.2783
load | geo_advanced | p75 | 22.3837
load | geo_advanced | p76 | 22.3989
load | geo_advanced | p77 | 22.2399
load | geo_advanced | p78 | 22.4296
load | geo_advanced | p79 | 22.5731
load | geo_advanced | p8 | 32.2031
load | geo_advanced | p80 | 22.6764
load | geo_advanced | p81 | 22.2823
load | geo_advanced | p82 | 22.4109
load | geo_advanced | p83 | 22.6007
load | geo_advanced | p84 | 22.8907
load | geo_advanced | p85 | 23.0496
load | geo_advanced | p86 | 23.5496
load | geo_advanced | p87 | 23.8194
load | geo_advanced | p88 | 24.1474
load | geo_advanced | p89 | 24.3785
load | geo_advanced | p9 | 42.8085
load | geo_advanced | p90 | 24.4095
load | geo_advanced | p91 | 24.5497
load | geo_advanced | p92 | 23.4416
load | geo_advanced | p93 | 23.2812
load | geo_advanced | p94 | 24.8518
load | geo_advanced | p95 | 24.7364
load | geo_advanced | p96 | 25.2002
load | geo_advanced | p97 | 24.5177
load | geo_advanced | p98 | 24.8169
load | geo_advanced | p99 | 24.5574

## 23_National Seasonal Capacity P
type | timeslice | scenario | year | $
res_marg | fall | geo_advanced | 2010 | 0
res_marg | fall | geo_advanced | 2012 | 0
res_marg | fall | geo_advanced | 2014 | 0
res_marg | fall | geo_advanced | 2016 | 0
res_marg | fall | geo_advanced | 2018 | 0
res_marg | fall | geo_advanced | 2020 | 0
res_marg | fall | geo_advanced | 2022 | 0
res_marg | fall | geo_advanced | 2024 | 1.1684
res_marg | fall | geo_advanced | 2026 | 4.0665
res_marg | fall | geo_advanced | 2028 | 2.9488
res_marg | fall | geo_advanced | 2030 | 4.474
res_marg | fall | geo_advanced | 2032 | 4.6542
res_marg | fall | geo_advanced | 2034 | 8.0039
res_marg | fall | geo_advanced | 2036 | 9.0022
res_marg | fall | geo_advanced | 2038 | 7.8368
res_marg | fall | geo_advanced | 2040 | 1.0656
res_marg | fall | geo_advanced | 2042 | 5.9015
res_marg | fall | geo_advanced | 2044 | 6.8489
res_marg | fall | geo_advanced | 2046 | 6.5597
res_marg | fall | geo_advanced | 2048 | 7.5531
res_marg | fall | geo_advanced | 2050 | 8.5238
res_marg | spri | geo_advanced | 2010 | 0
res_marg | spri | geo_advanced | 2012 | 0
res_marg | spri | geo_advanced | 2014 | 0
res_marg | spri | geo_advanced | 2016 | 0
res_marg | spri | geo_advanced | 2018 | 0
res_marg | spri | geo_advanced | 2020 | 0
res_marg | spri | geo_advanced | 2022 | 0
res_marg | spri | geo_advanced | 2024 | -0.0096335
res_marg | spri | geo_advanced | 2026 | 0
res_marg | spri | geo_advanced | 2028 | 0
res_marg | spri | geo_advanced | 2030 | 0
res_marg | spri | geo_advanced | 2032 | 0
res_marg | spri | geo_advanced | 2034 | 0.0022171
res_marg | spri | geo_advanced | 2036 | 0
res_marg | spri | geo_advanced | 2038 | 0
res_marg | spri | geo_advanced | 2040 | 0
res_marg | spri | geo_advanced | 2042 | 0
res_marg | spri | geo_advanced | 2044 | 0
res_marg | spri | geo_advanced | 2046 | 0
res_marg | spri | geo_advanced | 2048 | 0
res_marg | spri | geo_advanced | 2050 | 0
res_marg | summ | geo_advanced | 2010 | 0
res_marg | summ | geo_advanced | 2012 | 0
res_marg | summ | geo_advanced | 2014 | 0
res_marg | summ | geo_advanced | 2016 | 0
res_marg | summ | geo_advanced | 2018 | 0
res_marg | summ | geo_advanced | 2020 | 0
res_marg | summ | geo_advanced | 2022 | 0.19299
res_marg | summ | geo_advanced | 2024 | 11.827
res_marg | summ | geo_advanced | 2026 | 42.5601
res_marg | summ | geo_advanced | 2028 | 56.8126
res_marg | summ | geo_advanced | 2030 | 51.9854
res_marg | summ | geo_advanced | 2032 | 56.5931
res_marg | summ | geo_advanced | 2034 | 66.2003
res_marg | summ | geo_advanced | 2036 | 69.7246
res_marg | summ | geo_advanced | 2038 | 78.3175
res_marg | summ | geo_advanced | 2040 | 87.3643
res_marg | summ | geo_advanced | 2042 | 82.2329
res_marg | summ | geo_advanced | 2044 | 80.6451
res_marg | summ | geo_advanced | 2046 | 81.2417
res_marg | summ | geo_advanced | 2048 | 79.8754
res_marg | summ | geo_advanced | 2050 | 79.055
res_marg | wint | geo_advanced | 2010 | 0
res_marg | wint | geo_advanced | 2012 | 0
res_marg | wint | geo_advanced | 2014 | 0
res_marg | wint | geo_advanced | 2016 | 0
res_marg | wint | geo_advanced | 2018 | 0
res_marg | wint | geo_advanced | 2020 | 0
res_marg | wint | geo_advanced | 2022 | 0
res_marg | wint | geo_advanced | 2024 | 0
res_marg | wint | geo_advanced | 2026 | 0
res_marg | wint | geo_advanced | 2028 | 0
res_marg | wint | geo_advanced | 2030 | 0
res_marg | wint | geo_advanced | 2032 | 0
res_marg | wint | geo_advanced | 2034 | 0
res_marg | wint | geo_advanced | 2036 | -0.0048953
res_marg | wint | geo_advanced | 2038 | 0.055028
res_marg | wint | geo_advanced | 2040 | 0
res_marg | wint | geo_advanced | 2042 | 0
res_marg | wint | geo_advanced | 2044 | 0
res_marg | wint | geo_advanced | 2046 | 0
res_marg | wint | geo_advanced | 2048 | 0
res_marg | wint | geo_advanced | 2050 | 0

## 24_National Annual Capacity Pri
type | scenario | year | $
res_marg_ann | geo_advanced | 2010 | 0
res_marg_ann | geo_advanced | 2012 | 0
res_marg_ann | geo_advanced | 2014 | 0
res_marg_ann | geo_advanced | 2016 | 0
res_marg_ann | geo_advanced | 2018 | 0
res_marg_ann | geo_advanced | 2020 | 0
res_marg_ann | geo_advanced | 2022 | 0.18687
res_marg_ann | geo_advanced | 2024 | 12.7634
res_marg_ann | geo_advanced | 2026 | 46.2518
res_marg_ann | geo_advanced | 2028 | 59.4537
res_marg_ann | geo_advanced | 2030 | 56.0227
res_marg_ann | geo_advanced | 2032 | 60.7555
res_marg_ann | geo_advanced | 2034 | 73.5053
res_marg_ann | geo_advanced | 2036 | 77.9435
res_marg_ann | geo_advanced | 2038 | 85.5677
res_marg_ann | geo_advanced | 2040 | 88.3184
res_marg_ann | geo_advanced | 2042 | 87.7325
res_marg_ann | geo_advanced | 2044 | 87.1084
res_marg_ann | geo_advanced | 2046 | 87.4785
res_marg_ann | geo_advanced | 2048 | 87.0146
res_marg_ann | geo_advanced | 2050 | 87.1483

## 25_2022-2050 Present Value of S
cost_cat | scenario | Discounted Cost (Bil $) | Net Level Discounted Cost (Bil $)
PTC | geo_advanced | -317.9708 | 3357.7033
ITC | geo_advanced | -132.6853 | 3357.7033
CCS Incentives | geo_advanced | -11.3055 | 3357.7033
Gen & Stor Capex | geo_advanced | 1553.3861 | 3357.7033
Gen & Stor O&M | geo_advanced | 1277.0249 | 3357.7033
Fuel | geo_advanced | 453.9503 | 3357.7033
Trans | geo_advanced | 129.0905 | 3357.7033
POI | geo_advanced | 31.899 | 3357.7033
Spur | geo_advanced | 111.8822 | 3357.7033
Trans O&M | geo_advanced | 260.5936 | 3357.7033
CO2 T&S Capex | geo_advanced | 1.7229 | 3357.7033
ACP | geo_advanced | 0.11524 | 3357.7033

## 26_Emissions National (tonne)
e | scenario | year | Emissions (tonne)
ch4 | geo_advanced | 2010 | 2918176.1215
ch4 | geo_advanced | 2012 | 4585568.2397
ch4 | geo_advanced | 2014 | 3040422.0959
ch4 | geo_advanced | 2016 | 5111969.6661
ch4 | geo_advanced | 2018 | 4718178.9408
ch4 | geo_advanced | 2020 | 5761634.6213
ch4 | geo_advanced | 2022 | 3975837.6765
ch4 | geo_advanced | 2024 | 3446703.4491
ch4 | geo_advanced | 2026 | 2786103.8919
ch4 | geo_advanced | 2028 | 2215722.7644
ch4 | geo_advanced | 2030 | 1470835.8844
ch4 | geo_advanced | 2032 | 1339539.9912
ch4 | geo_advanced | 2034 | 1130692.5268
ch4 | geo_advanced | 2036 | 1069865.8889
ch4 | geo_advanced | 2038 | 1162539.5583
ch4 | geo_advanced | 2040 | 1426536.3509
ch4 | geo_advanced | 2042 | 1755344.3246
ch4 | geo_advanced | 2044 | 2040036.5253
ch4 | geo_advanced | 2046 | 2314516.298
ch4 | geo_advanced | 2048 | 2534435.4052
ch4 | geo_advanced | 2050 | 2753278.3914
co2 | geo_advanced | 2010 | 2415504964.531
co2 | geo_advanced | 2012 | 1877481000.0117
co2 | geo_advanced | 2014 | 2215006940.3037
co2 | geo_advanced | 2016 | 1639283217.2963
co2 | geo_advanced | 2018 | 1581616983.6169
co2 | geo_advanced | 2020 | 1403718964.0802
co2 | geo_advanced | 2022 | 1473461745.1012
co2 | geo_advanced | 2024 | 908425448.4628
co2 | geo_advanced | 2026 | 690556873.6301
co2 | geo_advanced | 2028 | 460964976.3747
co2 | geo_advanced | 2030 | 346925731.0448
co2 | geo_advanced | 2032 | 324244135.0185
co2 | geo_advanced | 2034 | 283192685.2495
co2 | geo_advanced | 2036 | 265584375.0071
co2 | geo_advanced | 2038 | 275339211.9231
co2 | geo_advanced | 2040 | 349716234.5808
co2 | geo_advanced | 2042 | 412355552.3265
co2 | geo_advanced | 2044 | 456352018.3614
co2 | geo_advanced | 2046 | 497410639.5133
co2 | geo_advanced | 2048 | 532021179.764
co2 | geo_advanced | 2050 | 555939508.1542
co2e | geo_advanced | 2010 | 2514722952.6618
co2e | geo_advanced | 2012 | 2033390320.1621
co2e | geo_advanced | 2014 | 2318381291.5649
co2e | geo_advanced | 2016 | 1813090185.9448
co2e | geo_advanced | 2018 | 1742035067.605
co2e | geo_advanced | 2020 | 1599614541.2044
co2e | geo_advanced | 2022 | 1608640226.1033
co2e | geo_advanced | 2024 | 1025613365.7328
co2e | geo_advanced | 2026 | 785284405.9533
co2e | geo_advanced | 2028 | 536299550.3645
co2e | geo_advanced | 2030 | 396934151.1135
co2e | geo_advanced | 2032 | 369788494.7183
co2e | geo_advanced | 2034 | 321636231.1598
co2e | geo_advanced | 2036 | 301959815.2288
co2e | geo_advanced | 2038 | 314865556.9051
co2e | geo_advanced | 2040 | 398218470.5114
co2e | geo_advanced | 2042 | 472037259.363
co2e | geo_advanced | 2044 | 525713260.2226
co2e | geo_advanced | 2046 | 576104193.6463
co2e | geo_advanced | 2048 | 618191983.5419
co2e | geo_advanced | 2050 | 649550973.4614
nox | geo_advanced | 2010 | 2145076.7456
nox | geo_advanced | 2012 | 1449215.2771
nox | geo_advanced | 2014 | 1906112.7674
nox | geo_advanced | 2016 | 1169282.537
nox | geo_advanced | 2018 | 1126183.7316
nox | geo_advanced | 2020 | 895505.0695
nox | geo_advanced | 2022 | 1063715.43
nox | geo_advanced | 2024 | 560680.1539
nox | geo_advanced | 2026 | 398870.2086
nox | geo_advanced | 2028 | 238182.8141
nox | geo_advanced | 2030 | 200023.9662
nox | geo_advanced | 2032 | 195098.3488
nox | geo_advanced | 2034 | 181829.0957
nox | geo_advanced | 2036 | 174060.2131
nox | geo_advanced | 2038 | 175209.0617
nox | geo_advanced | 2040 | 207602.9861
nox | geo_advanced | 2042 | 237229.0898
nox | geo_advanced | 2044 | 254249.7837
nox | geo_advanced | 2046 | 272317.4072
nox | geo_advanced | 2048 | 286530.4083
nox | geo_advanced | 2050 | 293196.8903
so2 | geo_advanced | 2010 | 2720320.6078
so2 | geo_advanced | 2012 | 1707422.072
so2 | geo_advanced | 2014 | 2322528.0286
so2 | geo_advanced | 2016 | 1249263.0036
so2 | geo_advanced | 2018 | 1165429.0526
so2 | geo_advanced | 2020 | 881822.9273
so2 | geo_advanced | 2022 | 1095597.386
so2 | geo_advanced | 2024 | 525407.1383
so2 | geo_advanced | 2026 | 360049.4619
so2 | geo_advanced | 2028 | 179677.0683
so2 | geo_advanced | 2030 | 152256.8035
so2 | geo_advanced | 2032 | 147905.6875
so2 | geo_advanced | 2034 | 136420.802
so2 | geo_advanced | 2036 | 127817.4665
so2 | geo_advanced | 2038 | 121121.1783
so2 | geo_advanced | 2040 | 142001.7359
so2 | geo_advanced | 2042 | 154377.3194
so2 | geo_advanced | 2044 | 148573.7425
so2 | geo_advanced | 2046 | 143881.5076
so2 | geo_advanced | 2048 | 135015.9659
so2 | geo_advanced | 2050 | 118488.409

## 27_Net CO2e Emissions National
e | tech | year | CO2e (MMton) | Cumulative CO2e (MMton) | scenario

## 29_Undiscounted Annualized Syst
scenario | cost_cat | year | Cost (Bil $) | Net Level Cost (Bil $)
geo_advanced | PTC | 2010 | -0.26274 | 244.9609
geo_advanced | PTC | 2011 | -0.26274 | 243.3939
geo_advanced | PTC | 2012 | -1.3821 | 212.7324
geo_advanced | PTC | 2013 | -1.3821 | 211.6812
geo_advanced | PTC | 2014 | -1.7848 | 239.6045
geo_advanced | PTC | 2015 | -1.7848 | 238.1295
geo_advanced | PTC | 2016 | -2.7953 | 200.1972
geo_advanced | PTC | 2017 | -2.7953 | 199.8746
geo_advanced | PTC | 2018 | -3.567 | 206.115
geo_advanced | PTC | 2019 | -3.567 | 205.3053
geo_advanced | PTC | 2020 | -4.7529 | 187.822
geo_advanced | PTC | 2021 | -4.7529 | 184.4622
geo_advanced | PTC | 2022 | -7.8211 | 218.1573
geo_advanced | PTC | 2023 | -7.8211 | 214.013
geo_advanced | PTC | 2024 | -17.1441 | 193.7464
geo_advanced | PTC | 2025 | -17.1441 | 191.3697
geo_advanced | PTC | 2026 | -23.0288 | 193.6332
geo_advanced | PTC | 2027 | -23.0288 | 191.2709
geo_advanced | PTC | 2028 | -26.1425 | 194.8175
geo_advanced | PTC | 2029 | -26.1425 | 193.5523
geo_advanced | PTC | 2030 | -32.9225 | 196.7428
geo_advanced | PTC | 2031 | -32.9225 | 196.7428
geo_advanced | PTC | 2032 | -32.8762 | 199.9761
geo_advanced | PTC | 2033 | -32.8762 | 199.9761
geo_advanced | PTC | 2034 | -30.0472 | 208.0976
geo_advanced | PTC | 2035 | -30.0472 | 208.0976
geo_advanced | PTC | 2036 | -28.0094 | 212.3951
geo_advanced | PTC | 2037 | -28.0094 | 212.3951
geo_advanced | PTC | 2038 | -23.8849 | 223.9474
geo_advanced | PTC | 2039 | -23.8849 | 223.9474
geo_advanced | PTC | 2040 | -16.2407 | 236.8642
geo_advanced | PTC | 2041 | -16.2407 | 236.8642
geo_advanced | PTC | 2042 | -12.8276 | 234.0507
geo_advanced | PTC | 2043 | -12.8276 | 234.0507
geo_advanced | PTC | 2044 | -7.8087 | 235.9031
geo_advanced | PTC | 2045 | -7.8087 | 235.9031
geo_advanced | PTC | 2046 | -3.8574 | 243.2166
geo_advanced | PTC | 2047 | -3.8574 | 243.2166
geo_advanced | PTC | 2048 | -2.7836 | 245.8983
geo_advanced | PTC | 2049 | -2.7836 | 245.8983
geo_advanced | PTC | 2050 | -3.9829 | 246.3701
geo_advanced | PTC | 2051 | -3.9829 | 246.3701
geo_advanced | PTC | 2052 | -3.9829 | 239.2658
geo_advanced | PTC | 2053 | -3.9829 | 239.2658
geo_advanced | PTC | 2054 | -3.9829 | 229.6629
geo_advanced | PTC | 2055 | -3.9829 | 229.6629
geo_advanced | PTC | 2056 | -3.9829 | 221.5555
geo_advanced | PTC | 2057 | -3.9829 | 221.5555
geo_advanced | PTC | 2058 | -3.9829 | 216.4188
geo_advanced | PTC | 2059 | -3.9829 | 216.4188
geo_advanced | PTC | 2060 | -3.9829 | 212.2046
geo_advanced | PTC | 2061 | -3.9829 | 212.2046
geo_advanced | PTC | 2062 | -3.9829 | 207.1926
geo_advanced | PTC | 2063 | -3.9829 | 207.1926
geo_advanced | PTC | 2064 | -3.9829 | 201.294
geo_advanced | PTC | 2065 | -3.9829 | 201.294
geo_advanced | PTC | 2066 | -3.9829 | 191.3666
geo_advanced | PTC | 2067 | -3.9829 | 191.3666
geo_advanced | PTC | 2068 | -3.9829 | 182.6177
geo_advanced | PTC | 2069 | -3.9829 | 182.6177
geo_advanced | PTC | 2070 | 0 | 28.5009
geo_advanced | PTC | 2071 | 0 | 28.5009
geo_advanced | PTC | 2072 | 0 | 26.4127
geo_advanced | PTC | 2073 | 0 | 26.4127
geo_advanced | PTC | 2074 | 0 | 24.1496
geo_advanced | PTC | 2075 | 0 | 24.1496
geo_advanced | PTC | 2076 | 0 | 21.8317
geo_advanced | PTC | 2077 | 0 | 21.8317
geo_advanced | PTC | 2078 | 0 | 19.3044
geo_advanced | PTC | 2079 | 0 | 19.3044
geo_advanced | PTC | 2080 | 0 | 16.242
geo_advanced | PTC | 2081 | 0 | 16.242
geo_advanced | PTC | 2082 | 0 | 13.008
geo_advanced | PTC | 2083 | 0 | 13.008
geo_advanced | PTC | 2084 | 0 | 9.7523
geo_advanced | PTC | 2085 | 0 | 9.7523
geo_advanced | PTC | 2086 | 0 | 6.6472
geo_advanced | PTC | 2087 | 0 | 6.6472
geo_advanced | PTC | 2088 | 0 | 3.45
geo_advanced | PTC | 2089 | 0 | 3.45
geo_advanced | PTC | 2090 | 0 | 3.7767e-14
geo_advanced | ITC | 2010 | -0.026031 | 244.9609
geo_advanced | ITC | 2011 | -0.026031 | 243.3939
geo_advanced | ITC | 2012 | -0.26214 | 212.7324
geo_advanced | ITC | 2013 | -0.26214 | 211.6812
geo_advanced | ITC | 2014 | -0.80268 | 239.6045
geo_advanced | ITC | 2015 | -0.80268 | 238.1295
geo_advanced | ITC | 2016 | -1.3547 | 200.1972
geo_advanced | ITC | 2017 | -1.3547 | 199.8746
geo_advanced | ITC | 2018 | -1.5817 | 206.115
geo_advanced | ITC | 2019 | -1.5817 | 205.3053
geo_advanced | ITC | 2020 | -1.9545 | 187.822
geo_advanced | ITC | 2021 | -1.9545 | 184.4622
geo_advanced | ITC | 2022 | -3.2724 | 218.1573
geo_advanced | ITC | 2023 | -3.2724 | 214.013
geo_advanced | ITC | 2024 | -3.7044 | 193.7464
geo_advanced | ITC | 2025 | -3.7044 | 191.3697
geo_advanced | ITC | 2026 | -5.0286 | 193.6332
geo_advanced | ITC | 2027 | -5.0286 | 191.2709
geo_advanced | ITC | 2028 | -6.7718 | 194.8175
geo_advanced | ITC | 2029 | -6.7718 | 193.5523
geo_advanced | ITC | 2030 | -8.6368 | 196.7428
geo_advanced | ITC | 2031 | -8.6368 | 196.7428
geo_advanced | ITC | 2032 | -10.0112 | 199.9761
geo_advanced | ITC | 2033 | -10.0112 | 199.9761
geo_advanced | ITC | 2034 | -11.3985 | 208.0976
geo_advanced | ITC | 2035 | -11.3985 | 208.0976
geo_advanced | ITC | 2036 | -12.4386 | 212.3951
geo_advanced | ITC | 2037 | -12.4386 | 212.3951
geo_advanced | ITC | 2038 | -13.4312 | 223.9474
geo_advanced | ITC | 2039 | -13.4312 | 223.9474
geo_advanced | ITC | 2040 | -13.438 | 236.8642
geo_advanced | ITC | 2041 | -13.438 | 236.8642
geo_advanced | ITC | 2042 | -12.4052 | 234.0507
geo_advanced | ITC | 2043 | -12.4052 | 234.0507
geo_advanced | ITC | 2044 | -12.2335 | 235.9031
geo_advanced | ITC | 2045 | -12.2335 | 235.9031
geo_advanced | ITC | 2046 | -10.9254 | 243.2166
geo_advanced | ITC | 2047 | -10.9254 | 243.2166
geo_advanced | ITC | 2048 | -9.1821 | 245.8983
geo_advanced | ITC | 2049 | -9.1821 | 245.8983
geo_advanced | ITC | 2050 | -7.2908 | 246.3701
geo_advanced | ITC | 2051 | -7.2908 | 246.3701
geo_advanced | ITC | 2052 | -5.6803 | 239.2658
geo_advanced | ITC | 2053 | -5.6803 | 239.2658
geo_advanced | ITC | 2054 | -3.7524 | 229.6629
geo_advanced | ITC | 2055 | -3.7524 | 229.6629
geo_advanced | ITC | 2056 | -2.1603 | 221.5555
geo_advanced | ITC | 2057 | -2.1603 | 221.5555
geo_advanced | ITC | 2058 | -0.94066 | 216.4188
geo_advanced | ITC | 2059 | -0.94066 | 216.4188
geo_advanced | ITC | 2060 | -0.56122 | 212.2046
geo_advanced | ITC | 2061 | -0.56122 | 212.2046
geo_advanced | ITC | 2062 | -0.27599 | 207.1926
geo_advanced | ITC | 2063 | -0.27599 | 207.1926
geo_advanced | ITC | 2064 | -0.015724 | 201.294
geo_advanced | ITC | 2065 | -0.015724 | 201.294
geo_advanced | ITC | 2066 | 0.00033425 | 191.3666
geo_advanced | ITC | 2067 | 0.00033425 | 191.3666
geo_advanced | ITC | 2068 | 0.00027131 | 182.6177
geo_advanced | ITC | 2069 | 0.00027131 | 182.6177
geo_advanced | ITC | 2070 | 2.0147e-15 | 28.5009
geo_advanced | ITC | 2071 | 2.0147e-15 | 28.5009
geo_advanced | ITC | 2072 | 2.0147e-15 | 26.4127
geo_advanced | ITC | 2073 | 2.0147e-15 | 26.4127
geo_advanced | ITC | 2074 | 2.0147e-15 | 24.1496
geo_advanced | ITC | 2075 | 2.0147e-15 | 24.1496
geo_advanced | ITC | 2076 | 2.0147e-15 | 21.8317
geo_advanced | ITC | 2077 | 2.0147e-15 | 21.8317
geo_advanced | ITC | 2078 | 2.0147e-15 | 19.3044
geo_advanced | ITC | 2079 | 2.0147e-15 | 19.3044
geo_advanced | ITC | 2080 | 2.0147e-15 | 16.242
geo_advanced | ITC | 2081 | 2.0147e-15 | 16.242
geo_advanced | ITC | 2082 | 2.0147e-15 | 13.008
geo_advanced | ITC | 2083 | 2.0147e-15 | 13.008
geo_advanced | ITC | 2084 | 2.0147e-15 | 9.7523
geo_advanced | ITC | 2085 | 2.0147e-15 | 9.7523
geo_advanced | ITC | 2086 | 2.0147e-15 | 6.6472
geo_advanced | ITC | 2087 | 2.0147e-15 | 6.6472
geo_advanced | ITC | 2088 | 2.0147e-15 | 3.45
geo_advanced | ITC | 2089 | 2.0147e-15 | 3.45
geo_advanced | ITC | 2090 | 2.0147e-15 | 3.7767e-14
geo_advanced | CCS Incentives | 2010 | 0 | 244.9609
geo_advanced | CCS Incentives | 2011 | 0 | 243.3939
geo_advanced | CCS Incentives | 2012 | 0 | 212.7324
geo_advanced | CCS Incentives | 2013 | 0 | 211.6812
geo_advanced | CCS Incentives | 2014 | 0 | 239.6045
geo_advanced | CCS Incentives | 2015 | 0 | 238.1295
geo_advanced | CCS Incentives | 2016 | 0 | 200.1972
geo_advanced | CCS Incentives | 2017 | 0 | 199.8746
geo_advanced | CCS Incentives | 2018 | 0 | 206.115
geo_advanced | CCS Incentives | 2019 | 0 | 205.3053
geo_advanced | CCS Incentives | 2020 | 0 | 187.822
geo_advanced | CCS Incentives | 2021 | 0 | 184.4622
geo_advanced | CCS Incentives | 2022 | 0 | 218.1573
geo_advanced | CCS Incentives | 2023 | 0 | 214.013
geo_advanced | CCS Incentives | 2024 | 0 | 193.7464
geo_advanced | CCS Incentives | 2025 | 0 | 191.3697
geo_advanced | CCS Incentives | 2026 | 0 | 193.6332
geo_advanced | CCS Incentives | 2027 | 0 | 191.2709
geo_advanced | CCS Incentives | 2028 | -1.0702 | 194.8175
geo_advanced | CCS Incentives | 2029 | -1.0702 | 193.5523
geo_advanced | CCS Incentives | 2030 | -1.0702 | 196.7428
geo_advanced | CCS Incentives | 2031 | -1.0702 | 196.7428
geo_advanced | CCS Incentives | 2032 | -1.0702 | 199.9761
geo_advanced | CCS Incentives | 2033 | -1.0702 | 199.9761
geo_advanced | CCS Incentives | 2034 | -1.0664 | 208.0976
geo_advanced | CCS Incentives | 2035 | -1.0664 | 208.0976
geo_advanced | CCS Incentives | 2036 | -1.07 | 212.3951
geo_advanced | CCS Incentives | 2037 | -1.07 | 212.3951
geo_advanced | CCS Incentives | 2038 | -1.0701 | 223.9474
geo_advanced | CCS Incentives | 2039 | -1.0701 | 223.9474
geo_advanced | CCS Incentives | 2040 | -1.0701 | 236.8642
geo_advanced | CCS Incentives | 2041 | -1.0701 | 236.8642
geo_advanced | CCS Incentives | 2042 | -1.0701 | 234.0507
geo_advanced | CCS Incentives | 2043 | -1.0701 | 234.0507
geo_advanced | CCS Incentives | 2044 | -1.0701 | 235.9031
geo_advanced | CCS Incentives | 2045 | -1.0701 | 235.9031
geo_advanced | CCS Incentives | 2046 | -1.0701 | 243.2166
geo_advanced | CCS Incentives | 2047 | -1.0701 | 243.2166
geo_advanced | CCS Incentives | 2048 | -1.0701 | 245.8983
geo_advanced | CCS Incentives | 2049 | -1.0701 | 245.8983
geo_advanced | CCS Incentives | 2050 | -1.0701 | 246.3701
geo_advanced | CCS Incentives | 2051 | -1.0701 | 246.3701
geo_advanced | CCS Incentives | 2052 | -1.0701 | 239.2658
geo_advanced | CCS Incentives | 2053 | -1.0701 | 239.2658
geo_advanced | CCS Incentives | 2054 | -1.0701 | 229.6629
geo_advanced | CCS Incentives | 2055 | -1.0701 | 229.6629
geo_advanced | CCS Incentives | 2056 | -1.0701 | 221.5555
geo_advanced | CCS Incentives | 2057 | -1.0701 | 221.5555
geo_advanced | CCS Incentives | 2058 | 0 | 216.4188
geo_advanced | CCS Incentives | 2059 | 0 | 216.4188
geo_advanced | CCS Incentives | 2060 | 0 | 212.2046
geo_advanced | CCS Incentives | 2061 | 0 | 212.2046
geo_advanced | CCS Incentives | 2062 | 0 | 207.1926
geo_advanced | CCS Incentives | 2063 | 0 | 207.1926
geo_advanced | CCS Incentives | 2064 | 0 | 201.294
geo_advanced | CCS Incentives | 2065 | 0 | 201.294
geo_advanced | CCS Incentives | 2066 | 0 | 191.3666
geo_advanced | CCS Incentives | 2067 | 0 | 191.3666
geo_advanced | CCS Incentives | 2068 | 0 | 182.6177
geo_advanced | CCS Incentives | 2069 | 0 | 182.6177
geo_advanced | CCS Incentives | 2070 | 0 | 28.5009
geo_advanced | CCS Incentives | 2071 | 0 | 28.5009
geo_advanced | CCS Incentives | 2072 | 0 | 26.4127
geo_advanced | CCS Incentives | 2073 | 0 | 26.4127
geo_advanced | CCS Incentives | 2074 | 0 | 24.1496
geo_advanced | CCS Incentives | 2075 | 0 | 24.1496
geo_advanced | CCS Incentives | 2076 | 0 | 21.8317
geo_advanced | CCS Incentives | 2077 | 0 | 21.8317
geo_advanced | CCS Incentives | 2078 | 0 | 19.3044
geo_advanced | CCS Incentives | 2079 | 0 | 19.3044
geo_advanced | CCS Incentives | 2080 | 0 | 16.242
geo_advanced | CCS Incentives | 2081 | 0 | 16.242
geo_advanced | CCS Incentives | 2082 | 0 | 13.008
geo_advanced | CCS Incentives | 2083 | 0 | 13.008
geo_advanced | CCS Incentives | 2084 | 0 | 9.7523
geo_advanced | CCS Incentives | 2085 | 0 | 9.7523
geo_advanced | CCS Incentives | 2086 | 0 | 6.6472
geo_advanced | CCS Incentives | 2087 | 0 | 6.6472
geo_advanced | CCS Incentives | 2088 | 0 | 3.45
geo_advanced | CCS Incentives | 2089 | 0 | 3.45
geo_advanced | CCS Incentives | 2090 | 0 | 3.7767e-14
geo_advanced | Gen & Stor Capex | 2010 | 43.8506 | 244.9609
geo_advanced | Gen & Stor Capex | 2011 | 42.2836 | 243.3939
geo_advanced | Gen & Stor Capex | 2012 | 49.7706 | 212.7324
geo_advanced | Gen & Stor Capex | 2013 | 48.7194 | 211.6812
geo_advanced | Gen & Stor Capex | 2014 | 56.2559 | 239.6045
geo_advanced | Gen & Stor Capex | 2015 | 54.781 | 238.1295
geo_advanced | Gen & Stor Capex | 2016 | 65.2833 | 200.1972
geo_advanced | Gen & Stor Capex | 2017 | 64.9608 | 199.8746
geo_advanced | Gen & Stor Capex | 2018 | 69.6453 | 206.115
geo_advanced | Gen & Stor Capex | 2019 | 68.8356 | 205.3053
geo_advanced | Gen & Stor Capex | 2020 | 73.1682 | 187.822
geo_advanced | Gen & Stor Capex | 2021 | 69.8083 | 184.4622
geo_advanced | Gen & Stor Capex | 2022 | 84.0129 | 218.1573
geo_advanced | Gen & Stor Capex | 2023 | 79.8686 | 214.013
geo_advanced | Gen & Stor Capex | 2024 | 91.2727 | 193.7464
geo_advanced | Gen & Stor Capex | 2025 | 88.896 | 191.3697
geo_advanced | Gen & Stor Capex | 2026 | 99.2376 | 193.6332
geo_advanced | Gen & Stor Capex | 2027 | 96.8752 | 191.2709
geo_advanced | Gen & Stor Capex | 2028 | 105.877 | 194.8175
geo_advanced | Gen & Stor Capex | 2029 | 102.2003 | 193.5523
geo_advanced | Gen & Stor Capex | 2030 | 110.4396 | 196.7428
geo_advanced | Gen & Stor Capex | 2031 | 110.4396 | 196.7428
geo_advanced | Gen & Stor Capex | 2032 | 109.7005 | 199.9761
geo_advanced | Gen & Stor Capex | 2033 | 109.7005 | 199.9761
geo_advanced | Gen & Stor Capex | 2034 | 111.0927 | 208.0976
geo_advanced | Gen & Stor Capex | 2035 | 111.0927 | 208.0976
geo_advanced | Gen & Stor Capex | 2036 | 107.6979 | 212.3951
geo_advanced | Gen & Stor Capex | 2037 | 107.6979 | 212.3951
geo_advanced | Gen & Stor Capex | 2038 | 109.5191 | 223.9474
geo_advanced | Gen & Stor Capex | 2039 | 109.5191 | 223.9474
geo_advanced | Gen & Stor Capex | 2040 | 107.4129 | 236.8642
geo_advanced | Gen & Stor Capex | 2041 | 107.4129 | 236.8642
geo_advanced | Gen & Stor Capex | 2042 | 93.4431 | 234.0507
geo_advanced | Gen & Stor Capex | 2043 | 93.4431 | 234.0507
geo_advanced | Gen & Stor Capex | 2044 | 84.5429 | 235.9031
geo_advanced | Gen & Stor Capex | 2045 | 84.5429 | 235.9031
geo_advanced | Gen & Stor Capex | 2046 | 81.608 | 243.2166
geo_advanced | Gen & Stor Capex | 2047 | 81.608 | 243.2166
geo_advanced | Gen & Stor Capex | 2048 | 76.5664 | 245.8983
geo_advanced | Gen & Stor Capex | 2049 | 76.5664 | 245.8983
geo_advanced | Gen & Stor Capex | 2050 | 72.2041 | 246.3701
geo_advanced | Gen & Stor Capex | 2051 | 72.2041 | 246.3701
geo_advanced | Gen & Stor Capex | 2052 | 64.5593 | 239.2658
geo_advanced | Gen & Stor Capex | 2053 | 64.5593 | 239.2658
geo_advanced | Gen & Stor Capex | 2054 | 54.5596 | 229.6629
geo_advanced | Gen & Stor Capex | 2055 | 54.5596 | 229.6629
geo_advanced | Gen & Stor Capex | 2056 | 46.0798 | 221.5555
geo_advanced | Gen & Stor Capex | 2057 | 46.0798 | 221.5555
geo_advanced | Gen & Stor Capex | 2058 | 39.3774 | 216.4188
geo_advanced | Gen & Stor Capex | 2059 | 39.3774 | 216.4188
geo_advanced | Gen & Stor Capex | 2060 | 35.1954 | 212.2046
geo_advanced | Gen & Stor Capex | 2061 | 35.1954 | 212.2046
geo_advanced | Gen & Stor Capex | 2062 | 30.2878 | 207.1926
geo_advanced | Gen & Stor Capex | 2063 | 30.2878 | 207.1926
geo_advanced | Gen & Stor Capex | 2064 | 24.932 | 201.294
geo_advanced | Gen & Stor Capex | 2065 | 24.932 | 201.294
geo_advanced | Gen & Stor Capex | 2066 | 15.7612 | 191.3666
geo_advanced | Gen & Stor Capex | 2067 | 15.7612 | 191.3666
geo_advanced | Gen & Stor Capex | 2068 | 8.7712 | 182.6177
geo_advanced | Gen & Stor Capex | 2069 | 8.7712 | 182.6177
geo_advanced | Gen & Stor Capex | 2070 | 3.9524e-14 | 28.5009
geo_advanced | Gen & Stor Capex | 2071 | 3.9524e-14 | 28.5009
geo_advanced | Gen & Stor Capex | 2072 | 3.9524e-14 | 26.4127
geo_advanced | Gen & Stor Capex | 2073 | 3.9524e-14 | 26.4127
geo_advanced | Gen & Stor Capex | 2074 | 3.9524e-14 | 24.1496
geo_advanced | Gen & Stor Capex | 2075 | 3.9524e-14 | 24.1496
geo_advanced | Gen & Stor Capex | 2076 | 3.9524e-14 | 21.8317
geo_advanced | Gen & Stor Capex | 2077 | 3.9524e-14 | 21.8317
geo_advanced | Gen & Stor Capex | 2078 | 3.9524e-14 | 19.3044
geo_advanced | Gen & Stor Capex | 2079 | 3.9524e-14 | 19.3044
geo_advanced | Gen & Stor Capex | 2080 | 3.9524e-14 | 16.242
geo_advanced | Gen & Stor Capex | 2081 | 3.9524e-14 | 16.242
geo_advanced | Gen & Stor Capex | 2082 | 3.9524e-14 | 13.008
geo_advanced | Gen & Stor Capex | 2083 | 3.9524e-14 | 13.008
geo_advanced | Gen & Stor Capex | 2084 | 3.9524e-14 | 9.7523
geo_advanced | Gen & Stor Capex | 2085 | 3.9524e-14 | 9.7523
geo_advanced | Gen & Stor Capex | 2086 | 3.9524e-14 | 6.6472
geo_advanced | Gen & Stor Capex | 2087 | 3.9524e-14 | 6.6472
geo_advanced | Gen & Stor Capex | 2088 | 3.9524e-14 | 3.45
geo_advanced | Gen & Stor Capex | 2089 | 3.9524e-14 | 3.45
geo_advanced | Gen & Stor Capex | 2090 | 3.9524e-14 | 3.7767e-14
geo_advanced | Gen & Stor O&M | 2010 | 75.2237 | 244.9609
geo_advanced | Gen & Stor O&M | 2011 | 75.2237 | 243.3939
geo_advanced | Gen & Stor O&M | 2012 | 73.1939 | 212.7324
geo_advanced | Gen & Stor O&M | 2013 | 73.1939 | 211.6812
geo_advanced | Gen & Stor O&M | 2014 | 73.3484 | 239.6045
geo_advanced | Gen & Stor O&M | 2015 | 73.3484 | 238.1295
geo_advanced | Gen & Stor O&M | 2016 | 70.1377 | 200.1972
geo_advanced | Gen & Stor O&M | 2017 | 70.1377 | 199.8746
geo_advanced | Gen & Stor O&M | 2018 | 68.2256 | 206.115
geo_advanced | Gen & Stor O&M | 2019 | 68.2256 | 205.3053
geo_advanced | Gen & Stor O&M | 2020 | 66.9595 | 187.822
geo_advanced | Gen & Stor O&M | 2021 | 66.9595 | 184.4622
geo_advanced | Gen & Stor O&M | 2022 | 70.5646 | 218.1573
geo_advanced | Gen & Stor O&M | 2023 | 70.5646 | 214.013
geo_advanced | Gen & Stor O&M | 2024 | 69.692 | 193.7464
geo_advanced | Gen & Stor O&M | 2025 | 69.692 | 191.3697
geo_advanced | Gen & Stor O&M | 2026 | 72.6777 | 193.6332
geo_advanced | Gen & Stor O&M | 2027 | 72.6777 | 191.2709
geo_advanced | Gen & Stor O&M | 2028 | 75.7627 | 194.8175
geo_advanced | Gen & Stor O&M | 2029 | 75.7627 | 193.5523
geo_advanced | Gen & Stor O&M | 2030 | 78.6079 | 196.7428
geo_advanced | Gen & Stor O&M | 2031 | 78.6079 | 196.7428
geo_advanced | Gen & Stor O&M | 2032 | 81.4626 | 199.9761
geo_advanced | Gen & Stor O&M | 2033 | 81.4626 | 199.9761
geo_advanced | Gen & Stor O&M | 2034 | 84.1306 | 208.0976
geo_advanced | Gen & Stor O&M | 2035 | 84.1306 | 208.0976
geo_advanced | Gen & Stor O&M | 2036 | 87.2954 | 212.3951
geo_advanced | Gen & Stor O&M | 2037 | 87.2954 | 212.3951
geo_advanced | Gen & Stor O&M | 2038 | 89.4253 | 223.9474
geo_advanced | Gen & Stor O&M | 2039 | 89.4253 | 223.9474
geo_advanced | Gen & Stor O&M | 2040 | 90.096 | 236.8642
geo_advanced | Gen & Stor O&M | 2041 | 90.096 | 236.8642
geo_advanced | Gen & Stor O&M | 2042 | 90.6409 | 234.0507
geo_advanced | Gen & Stor O&M | 2043 | 90.6409 | 234.0507
geo_advanced | Gen & Stor O&M | 2044 | 91.3308 | 235.9031
geo_advanced | Gen & Stor O&M | 2045 | 91.3308 | 235.9031
geo_advanced | Gen & Stor O&M | 2046 | 91.4112 | 243.2166
geo_advanced | Gen & Stor O&M | 2047 | 91.4112 | 243.2166
geo_advanced | Gen & Stor O&M | 2048 | 91.6505 | 245.8983
geo_advanced | Gen & Stor O&M | 2049 | 91.6505 | 245.8983
geo_advanced | Gen & Stor O&M | 2050 | 91.2453 | 246.3701
geo_advanced | Gen & Stor O&M | 2051 | 91.2453 | 246.3701
geo_advanced | Gen & Stor O&M | 2052 | 91.2453 | 239.2658
geo_advanced | Gen & Stor O&M | 2053 | 91.2453 | 239.2658
geo_advanced | Gen & Stor O&M | 2054 | 91.2453 | 229.6629
geo_advanced | Gen & Stor O&M | 2055 | 91.2453 | 229.6629
geo_advanced | Gen & Stor O&M | 2056 | 91.2453 | 221.5555
geo_advanced | Gen & Stor O&M | 2057 | 91.2453 | 221.5555
geo_advanced | Gen & Stor O&M | 2058 | 91.2453 | 216.4188
geo_advanced | Gen & Stor O&M | 2059 | 91.2453 | 216.4188
geo_advanced | Gen & Stor O&M | 2060 | 91.2453 | 212.2046
geo_advanced | Gen & Stor O&M | 2061 | 91.2453 | 212.2046
geo_advanced | Gen & Stor O&M | 2062 | 91.2453 | 207.1926
geo_advanced | Gen & Stor O&M | 2063 | 91.2453 | 207.1926
geo_advanced | Gen & Stor O&M | 2064 | 91.2453 | 201.294
geo_advanced | Gen & Stor O&M | 2065 | 91.2453 | 201.294
geo_advanced | Gen & Stor O&M | 2066 | 91.2453 | 191.3666
geo_advanced | Gen & Stor O&M | 2067 | 91.2453 | 191.3666
geo_advanced | Gen & Stor O&M | 2068 | 91.2453 | 182.6177
geo_advanced | Gen & Stor O&M | 2069 | 91.2453 | 182.6177
geo_advanced | Gen & Stor O&M | 2070 | 0 | 28.5009
geo_advanced | Gen & Stor O&M | 2071 | 0 | 28.5009
geo_advanced | Gen & Stor O&M | 2072 | 0 | 26.4127
geo_advanced | Gen & Stor O&M | 2073 | 0 | 26.4127
geo_advanced | Gen & Stor O&M | 2074 | 0 | 24.1496
geo_advanced | Gen & Stor O&M | 2075 | 0 | 24.1496
geo_advanced | Gen & Stor O&M | 2076 | 0 | 21.8317
geo_advanced | Gen & Stor O&M | 2077 | 0 | 21.8317
geo_advanced | Gen & Stor O&M | 2078 | 0 | 19.3044
geo_advanced | Gen & Stor O&M | 2079 | 0 | 19.3044
geo_advanced | Gen & Stor O&M | 2080 | 0 | 16.242
geo_advanced | Gen & Stor O&M | 2081 | 0 | 16.242
geo_advanced | Gen & Stor O&M | 2082 | 0 | 13.008
geo_advanced | Gen & Stor O&M | 2083 | 0 | 13.008
geo_advanced | Gen & Stor O&M | 2084 | 0 | 9.7523
geo_advanced | Gen & Stor O&M | 2085 | 0 | 9.7523
geo_advanced | Gen & Stor O&M | 2086 | 0 | 6.6472
geo_advanced | Gen & Stor O&M | 2087 | 0 | 6.6472
geo_advanced | Gen & Stor O&M | 2088 | 0 | 3.45
geo_advanced | Gen & Stor O&M | 2089 | 0 | 3.45
geo_advanced | Gen & Stor O&M | 2090 | 0 | 3.7767e-14
geo_advanced | Fuel | 2010 | 114.301 | 244.9609
geo_advanced | Fuel | 2011 | 114.301 | 243.3939
geo_advanced | Fuel | 2012 | 79.179 | 212.7324
geo_advanced | Fuel | 2013 | 79.179 | 211.6812
geo_advanced | Fuel | 2014 | 100.178 | 239.6045
geo_advanced | Fuel | 2015 | 100.178 | 238.1295
geo_advanced | Fuel | 2016 | 56.1775 | 200.1972
geo_advanced | Fuel | 2017 | 56.1775 | 199.8746
geo_advanced | Fuel | 2018 | 60.3694 | 206.115
geo_advanced | Fuel | 2019 | 60.3694 | 205.3053
geo_advanced | Fuel | 2020 | 39.313 | 187.822
geo_advanced | Fuel | 2021 | 39.313 | 184.4622
geo_advanced | Fuel | 2022 | 59.5269 | 218.1573
geo_advanced | Fuel | 2023 | 59.5269 | 214.013
geo_advanced | Fuel | 2024 | 36.3908 | 193.7464
geo_advanced | Fuel | 2025 | 36.3908 | 191.3697
geo_advanced | Fuel | 2026 | 30.474 | 193.6332
geo_advanced | Fuel | 2027 | 30.474 | 191.2709
geo_advanced | Fuel | 2028 | 25.0668 | 194.8175
geo_advanced | Fuel | 2029 | 25.0668 | 193.5523
geo_advanced | Fuel | 2030 | 21.226 | 196.7428
geo_advanced | Fuel | 2031 | 21.226 | 196.7428
geo_advanced | Fuel | 2032 | 19.7501 | 199.9761
geo_advanced | Fuel | 2033 | 19.7501 | 199.9761
geo_advanced | Fuel | 2034 | 17.5615 | 208.0976
geo_advanced | Fuel | 2035 | 17.5615 | 208.0976
geo_advanced | Fuel | 2036 | 16.6815 | 212.3951
geo_advanced | Fuel | 2037 | 16.6815 | 212.3951
geo_advanced | Fuel | 2038 | 16.9374 | 223.9474
geo_advanced | Fuel | 2039 | 16.9374 | 223.9474
geo_advanced | Fuel | 2040 | 19.4617 | 236.8642
geo_advanced | Fuel | 2041 | 19.4617 | 236.8642
geo_advanced | Fuel | 2042 | 22.0309 | 234.0507
geo_advanced | Fuel | 2043 | 22.0309 | 234.0507
geo_advanced | Fuel | 2044 | 23.643 | 235.9031
geo_advanced | Fuel | 2045 | 23.643 | 235.9031
geo_advanced | Fuel | 2046 | 25.5417 | 243.2166
geo_advanced | Fuel | 2047 | 25.5417 | 243.2166
geo_advanced | Fuel | 2048 | 27.1123 | 245.8983
geo_advanced | Fuel | 2049 | 27.1123 | 245.8983
geo_advanced | Fuel | 2050 | 28.5373 | 246.3701
geo_advanced | Fuel | 2051 | 28.5373 | 246.3701
geo_advanced | Fuel | 2052 | 28.5373 | 239.2658
geo_advanced | Fuel | 2053 | 28.5373 | 239.2658
geo_advanced | Fuel | 2054 | 28.5373 | 229.6629
geo_advanced | Fuel | 2055 | 28.5373 | 229.6629
geo_advanced | Fuel | 2056 | 28.5373 | 221.5555
geo_advanced | Fuel | 2057 | 28.5373 | 221.5555
geo_advanced | Fuel | 2058 | 28.5373 | 216.4188
geo_advanced | Fuel | 2059 | 28.5373 | 216.4188
geo_advanced | Fuel | 2060 | 28.5373 | 212.2046
geo_advanced | Fuel | 2061 | 28.5373 | 212.2046
geo_advanced | Fuel | 2062 | 28.5373 | 207.1926
geo_advanced | Fuel | 2063 | 28.5373 | 207.1926
geo_advanced | Fuel | 2064 | 28.5373 | 201.294
geo_advanced | Fuel | 2065 | 28.5373 | 201.294
geo_advanced | Fuel | 2066 | 28.5373 | 191.3666
geo_advanced | Fuel | 2067 | 28.5373 | 191.3666
geo_advanced | Fuel | 2068 | 28.5373 | 182.6177
geo_advanced | Fuel | 2069 | 28.5373 | 182.6177
geo_advanced | Fuel | 2070 | 0 | 28.5009
geo_advanced | Fuel | 2071 | 0 | 28.5009
geo_advanced | Fuel | 2072 | 0 | 26.4127
geo_advanced | Fuel | 2073 | 0 | 26.4127
geo_advanced | Fuel | 2074 | 0 | 24.1496
geo_advanced | Fuel | 2075 | 0 | 24.1496
geo_advanced | Fuel | 2076 | 0 | 21.8317
geo_advanced | Fuel | 2077 | 0 | 21.8317
geo_advanced | Fuel | 2078 | 0 | 19.3044
geo_advanced | Fuel | 2079 | 0 | 19.3044
geo_advanced | Fuel | 2080 | 0 | 16.242
geo_advanced | Fuel | 2081 | 0 | 16.242
geo_advanced | Fuel | 2082 | 0 | 13.008
geo_advanced | Fuel | 2083 | 0 | 13.008
geo_advanced | Fuel | 2084 | 0 | 9.7523
geo_advanced | Fuel | 2085 | 0 | 9.7523
geo_advanced | Fuel | 2086 | 0 | 6.6472
geo_advanced | Fuel | 2087 | 0 | 6.6472
geo_advanced | Fuel | 2088 | 0 | 3.45
geo_advanced | Fuel | 2089 | 0 | 3.45
geo_advanced | Fuel | 2090 | 0 | 3.7767e-14
geo_advanced | Trans | 2010 | 0 | 244.9609
geo_advanced | Trans | 2011 | 0 | 243.3939
geo_advanced | Trans | 2012 | 0 | 212.7324
geo_advanced | Trans | 2013 | 0 | 211.6812
geo_advanced | Trans | 2014 | 0 | 239.6045
geo_advanced | Trans | 2015 | 0 | 238.1295
geo_advanced | Trans | 2016 | 0 | 200.1972
geo_advanced | Trans | 2017 | 0 | 199.8746
geo_advanced | Trans | 2018 | 0 | 206.115
geo_advanced | Trans | 2019 | 0 | 205.3053
geo_advanced | Trans | 2020 | 0 | 187.822
geo_advanced | Trans | 2021 | 0 | 184.4622
geo_advanced | Trans | 2022 | 0 | 218.1573
geo_advanced | Trans | 2023 | 0 | 214.013
geo_advanced | Trans | 2024 | 0 | 193.7464
geo_advanced | Trans | 2025 | 0 | 191.3697
geo_advanced | Trans | 2026 | 0 | 193.6332
geo_advanced | Trans | 2027 | 0 | 191.2709
geo_advanced | Trans | 2028 | 0 | 194.8175
geo_advanced | Trans | 2029 | 2.4116 | 193.5523
geo_advanced | Trans | 2030 | 4.0857 | 196.7428
geo_advanced | Trans | 2031 | 4.0857 | 196.7428
geo_advanced | Trans | 2032 | 6.1739 | 199.9761
geo_advanced | Trans | 2033 | 6.1739 | 199.9761
geo_advanced | Trans | 2034 | 8.437 | 208.0976
geo_advanced | Trans | 2035 | 8.437 | 208.0976
geo_advanced | Trans | 2036 | 10.7549 | 212.3951
geo_advanced | Trans | 2037 | 10.7549 | 212.3951
geo_advanced | Trans | 2038 | 13.2822 | 223.9474
geo_advanced | Trans | 2039 | 13.2822 | 223.9474
geo_advanced | Trans | 2040 | 16.3446 | 236.8642
geo_advanced | Trans | 2041 | 16.3446 | 236.8642
geo_advanced | Trans | 2042 | 19.5786 | 234.0507
geo_advanced | Trans | 2043 | 19.5786 | 234.0507
geo_advanced | Trans | 2044 | 22.8343 | 235.9031
geo_advanced | Trans | 2045 | 22.8343 | 235.9031
geo_advanced | Trans | 2046 | 25.9394 | 243.2166
geo_advanced | Trans | 2047 | 25.9394 | 243.2166
geo_advanced | Trans | 2048 | 29.1366 | 245.8983
geo_advanced | Trans | 2049 | 29.1366 | 245.8983
geo_advanced | Trans | 2050 | 32.5866 | 246.3701
geo_advanced | Trans | 2051 | 32.5866 | 246.3701
geo_advanced | Trans | 2052 | 32.5866 | 239.2658
geo_advanced | Trans | 2053 | 32.5866 | 239.2658
geo_advanced | Trans | 2054 | 32.5866 | 229.6629
geo_advanced | Trans | 2055 | 32.5866 | 229.6629
geo_advanced | Trans | 2056 | 32.5866 | 221.5555
geo_advanced | Trans | 2057 | 32.5866 | 221.5555
geo_advanced | Trans | 2058 | 32.5866 | 216.4188
geo_advanced | Trans | 2059 | 32.5866 | 216.4188
geo_advanced | Trans | 2060 | 32.5866 | 212.2046
geo_advanced | Trans | 2061 | 32.5866 | 212.2046
geo_advanced | Trans | 2062 | 32.5866 | 207.1926
geo_advanced | Trans | 2063 | 32.5866 | 207.1926
geo_advanced | Trans | 2064 | 32.1803 | 201.294
geo_advanced | Trans | 2065 | 32.1803 | 201.294
geo_advanced | Trans | 2066 | 31.7348 | 191.3666
geo_advanced | Trans | 2067 | 31.7348 | 191.3666
geo_advanced | Trans | 2068 | 30.175 | 182.6177
geo_advanced | Trans | 2069 | 30.175 | 182.6177
geo_advanced | Trans | 2070 | 28.5009 | 28.5009
geo_advanced | Trans | 2071 | 28.5009 | 28.5009
geo_advanced | Trans | 2072 | 26.4127 | 26.4127
geo_advanced | Trans | 2073 | 26.4127 | 26.4127
geo_advanced | Trans | 2074 | 24.1496 | 24.1496
geo_advanced | Trans | 2075 | 24.1496 | 24.1496
geo_advanced | Trans | 2076 | 21.8317 | 21.8317
geo_advanced | Trans | 2077 | 21.8317 | 21.8317
geo_advanced | Trans | 2078 | 19.3044 | 19.3044
geo_advanced | Trans | 2079 | 19.3044 | 19.3044
geo_advanced | Trans | 2080 | 16.242 | 16.242
geo_advanced | Trans | 2081 | 16.242 | 16.242
geo_advanced | Trans | 2082 | 13.008 | 13.008
geo_advanced | Trans | 2083 | 13.008 | 13.008
geo_advanced | Trans | 2084 | 9.7523 | 9.7523
geo_advanced | Trans | 2085 | 9.7523 | 9.7523
geo_advanced | Trans | 2086 | 6.6472 | 6.6472
geo_advanced | Trans | 2087 | 6.6472 | 6.6472
geo_advanced | Trans | 2088 | 3.45 | 3.45
geo_advanced | Trans | 2089 | 3.45 | 3.45
geo_advanced | Trans | 2090 | -2.4256e-15 | 3.7767e-14
geo_advanced | POI | 2010 | 0.083054 | 244.9609
geo_advanced | POI | 2011 | 0.083054 | 243.3939
geo_advanced | POI | 2012 | 0.18766 | 212.7324
geo_advanced | POI | 2013 | 0.18766 | 211.6812
geo_advanced | POI | 2014 | 0.24715 | 239.6045
geo_advanced | POI | 2015 | 0.24715 | 238.1295
geo_advanced | POI | 2016 | 0.32575 | 200.1972
geo_advanced | POI | 2017 | 0.32575 | 199.8746
geo_advanced | POI | 2018 | 0.40059 | 206.115
geo_advanced | POI | 2019 | 0.40059 | 205.3053
geo_advanced | POI | 2020 | 0.50466 | 187.822
geo_advanced | POI | 2021 | 0.50466 | 184.4622
geo_advanced | POI | 2022 | 0.82106 | 218.1573
geo_advanced | POI | 2023 | 0.82106 | 214.013
geo_advanced | POI | 2024 | 1.1051 | 193.7464
geo_advanced | POI | 2025 | 1.1051 | 191.3697
geo_advanced | POI | 2026 | 1.4767 | 193.6332
geo_advanced | POI | 2027 | 1.4767 | 191.2709
geo_advanced | POI | 2028 | 1.8281 | 194.8175
geo_advanced | POI | 2029 | 1.8281 | 193.5523
geo_advanced | POI | 2030 | 2.2364 | 196.7428
geo_advanced | POI | 2031 | 2.2364 | 196.7428
geo_advanced | POI | 2032 | 2.4044 | 199.9761
geo_advanced | POI | 2033 | 2.4044 | 199.9761
geo_advanced | POI | 2034 | 2.6782 | 208.0976
geo_advanced | POI | 2035 | 2.6782 | 208.0976
geo_advanced | POI | 2036 | 2.8681 | 212.3951
geo_advanced | POI | 2037 | 2.8681 | 212.3951
geo_advanced | POI | 2038 | 2.9743 | 223.9474
geo_advanced | POI | 2039 | 2.9743 | 223.9474
geo_advanced | POI | 2040 | 2.9733 | 236.8642
geo_advanced | POI | 2041 | 2.9733 | 236.8642
geo_advanced | POI | 2042 | 2.7386 | 234.0507
geo_advanced | POI | 2043 | 2.7386 | 234.0507
geo_advanced | POI | 2044 | 2.549 | 235.9031
geo_advanced | POI | 2045 | 2.549 | 235.9031
geo_advanced | POI | 2046 | 2.3024 | 243.2166
geo_advanced | POI | 2047 | 2.3024 | 243.2166
geo_advanced | POI | 2048 | 2.0415 | 245.8983
geo_advanced | POI | 2049 | 2.0415 | 245.8983
geo_advanced | POI | 2050 | 1.6595 | 246.3701
geo_advanced | POI | 2051 | 1.6595 | 246.3701
geo_advanced | POI | 2052 | 1.387 | 239.2658
geo_advanced | POI | 2053 | 1.387 | 239.2658
geo_advanced | POI | 2054 | 1.0536 | 229.6629
geo_advanced | POI | 2055 | 1.0536 | 229.6629
geo_advanced | POI | 2056 | 0.78512 | 221.5555
geo_advanced | POI | 2057 | 0.78512 | 221.5555
geo_advanced | POI | 2058 | 0.6041 | 216.4188
geo_advanced | POI | 2059 | 0.6041 | 216.4188
geo_advanced | POI | 2060 | 0.501 | 212.2046
geo_advanced | POI | 2061 | 0.501 | 212.2046
geo_advanced | POI | 2062 | 0.41928 | 207.1926
geo_advanced | POI | 2063 | 0.41928 | 207.1926
geo_advanced | POI | 2064 | 0.32488 | 201.294
geo_advanced | POI | 2065 | 0.32488 | 201.294
geo_advanced | POI | 2066 | 0.19991 | 191.3666
geo_advanced | POI | 2067 | 0.19991 | 191.3666
geo_advanced | POI | 2068 | 0.10944 | 182.6177
geo_advanced | POI | 2069 | 0.10944 | 182.6177
geo_advanced | POI | 2070 | 8.4655e-16 | 28.5009
geo_advanced | POI | 2071 | 8.4655e-16 | 28.5009
geo_advanced | POI | 2072 | 8.4655e-16 | 26.4127
geo_advanced | POI | 2073 | 8.4655e-16 | 26.4127
geo_advanced | POI | 2074 | 8.4655e-16 | 24.1496
geo_advanced | POI | 2075 | 8.4655e-16 | 24.1496
geo_advanced | POI | 2076 | 8.4655e-16 | 21.8317
geo_advanced | POI | 2077 | 8.4655e-16 | 21.8317
geo_advanced | POI | 2078 | 8.4655e-16 | 19.3044
geo_advanced | POI | 2079 | 8.4655e-16 | 19.3044
geo_advanced | POI | 2080 | 8.4655e-16 | 16.242
geo_advanced | POI | 2081 | 8.4655e-16 | 16.242
geo_advanced | POI | 2082 | 8.4655e-16 | 13.008
geo_advanced | POI | 2083 | 8.4655e-16 | 13.008
geo_advanced | POI | 2084 | 8.4655e-16 | 9.7523
geo_advanced | POI | 2085 | 8.4655e-16 | 9.7523
geo_advanced | POI | 2086 | 8.4655e-16 | 6.6472
geo_advanced | POI | 2087 | 8.4655e-16 | 6.6472
geo_advanced | POI | 2088 | 8.4655e-16 | 3.45
geo_advanced | POI | 2089 | 8.4655e-16 | 3.45
geo_advanced | POI | 2090 | 8.4655e-16 | 3.7767e-14
geo_advanced | Spur | 2010 | 0.051182 | 244.9609
geo_advanced | Spur | 2011 | 0.051182 | 243.3939
geo_advanced | Spur | 2012 | 0.27302 | 212.7324
geo_advanced | Spur | 2013 | 0.27302 | 211.6812
geo_advanced | Spur | 2014 | 0.37329 | 239.6045
geo_advanced | Spur | 2015 | 0.37329 | 238.1295
geo_advanced | Spur | 2016 | 0.61234 | 200.1972
geo_advanced | Spur | 2017 | 0.61234 | 199.8746
geo_advanced | Spur | 2018 | 0.78833 | 206.115
geo_advanced | Spur | 2019 | 0.78833 | 205.3053
geo_advanced | Spur | 2020 | 1.1296 | 187.822
geo_advanced | Spur | 2021 | 1.1296 | 184.4622
geo_advanced | Spur | 2022 | 2.3589 | 218.1573
geo_advanced | Spur | 2023 | 2.3589 | 214.013
geo_advanced | Spur | 2024 | 3.8572 | 193.7464
geo_advanced | Spur | 2025 | 3.8572 | 191.3697
geo_advanced | Spur | 2026 | 5.2113 | 193.6332
geo_advanced | Spur | 2027 | 5.2113 | 191.2709
geo_advanced | Spur | 2028 | 6.5116 | 194.8175
geo_advanced | Spur | 2029 | 6.5116 | 193.5523
geo_advanced | Spur | 2030 | 8.0592 | 196.7428
geo_advanced | Spur | 2031 | 8.0592 | 196.7428
geo_advanced | Spur | 2032 | 8.6349 | 199.9761
geo_advanced | Spur | 2033 | 8.6349 | 199.9761
geo_advanced | Spur | 2034 | 9.7324 | 208.0976
geo_advanced | Spur | 2035 | 9.7324 | 208.0976
geo_advanced | Spur | 2036 | 10.4445 | 212.3951
geo_advanced | Spur | 2037 | 10.4445 | 212.3951
geo_advanced | Spur | 2038 | 10.8116 | 223.9474
geo_advanced | Spur | 2039 | 10.8116 | 223.9474
geo_advanced | Spur | 2040 | 10.7788 | 236.8642
geo_advanced | Spur | 2041 | 10.7788 | 236.8642
geo_advanced | Spur | 2042 | 9.8574 | 234.0507
geo_advanced | Spur | 2043 | 9.8574 | 234.0507
geo_advanced | Spur | 2044 | 8.6615 | 235.9031
geo_advanced | Spur | 2045 | 8.6615 | 235.9031
geo_advanced | Spur | 2046 | 7.5095 | 243.2166
geo_advanced | Spur | 2047 | 7.5095 | 243.2166
geo_advanced | Spur | 2048 | 6.3178 | 245.8983
geo_advanced | Spur | 2049 | 6.3178 | 245.8983
geo_advanced | Spur | 2050 | 4.8837 | 246.3701
geo_advanced | Spur | 2051 | 4.8837 | 246.3701
geo_advanced | Spur | 2052 | 4.0862 | 239.2658
geo_advanced | Spur | 2053 | 4.0862 | 239.2658
geo_advanced | Spur | 2054 | 2.8884 | 229.6629
geo_advanced | Spur | 2055 | 2.8884 | 229.6629
geo_advanced | Spur | 2056 | 1.9373 | 221.5555
geo_advanced | Spur | 2057 | 1.9373 | 221.5555
geo_advanced | Spur | 2058 | 1.3941 | 216.4188
geo_advanced | Spur | 2059 | 1.3941 | 216.4188
geo_advanced | Spur | 2060 | 1.0857 | 212.2046
geo_advanced | Spur | 2061 | 1.0857 | 212.2046
geo_advanced | Spur | 2062 | 0.77779 | 207.1926
geo_advanced | Spur | 2063 | 0.77779 | 207.1926
geo_advanced | Spur | 2064 | 0.47534 | 201.294
geo_advanced | Spur | 2065 | 0.47534 | 201.294
geo_advanced | Spur | 2066 | 0.27326 | 191.3666
geo_advanced | Spur | 2067 | 0.27326 | 191.3666
geo_advanced | Spur | 2068 | 0.16465 | 182.6177
geo_advanced | Spur | 2069 | 0.16465 | 182.6177
geo_advanced | Spur | 2070 | -2.1927e-15 | 28.5009
geo_advanced | Spur | 2071 | -2.1927e-15 | 28.5009
geo_advanced | Spur | 2072 | -2.1927e-15 | 26.4127
geo_advanced | Spur | 2073 | -2.1927e-15 | 26.4127
geo_advanced | Spur | 2074 | -2.1927e-15 | 24.1496
geo_advanced | Spur | 2075 | -2.1927e-15 | 24.1496
geo_advanced | Spur | 2076 | -2.1927e-15 | 21.8317
geo_advanced | Spur | 2077 | -2.1927e-15 | 21.8317
geo_advanced | Spur | 2078 | -2.1927e-15 | 19.3044
geo_advanced | Spur | 2079 | -2.1927e-15 | 19.3044
geo_advanced | Spur | 2080 | -2.1927e-15 | 16.242
geo_advanced | Spur | 2081 | -2.1927e-15 | 16.242
geo_advanced | Spur | 2082 | -2.1927e-15 | 13.008
geo_advanced | Spur | 2083 | -2.1927e-15 | 13.008
geo_advanced | Spur | 2084 | -2.1927e-15 | 9.7523
geo_advanced | Spur | 2085 | -2.1927e-15 | 9.7523
geo_advanced | Spur | 2086 | -2.1927e-15 | 6.6472
geo_advanced | Spur | 2087 | -2.1927e-15 | 6.6472
geo_advanced | Spur | 2088 | -2.1927e-15 | 3.45
geo_advanced | Spur | 2089 | -2.1927e-15 | 3.45
geo_advanced | Spur | 2090 | -2.1927e-15 | 3.7767e-14
geo_advanced | Trans O&M | 2010 | 11.7401 | 244.9609
geo_advanced | Trans O&M | 2011 | 11.7401 | 243.3939
geo_advanced | Trans O&M | 2012 | 11.7724 | 212.7324
geo_advanced | Trans O&M | 2013 | 11.7724 | 211.6812
geo_advanced | Trans O&M | 2014 | 11.7893 | 239.6045
geo_advanced | Trans O&M | 2015 | 11.7893 | 238.1295
geo_advanced | Trans O&M | 2016 | 11.8106 | 200.1972
geo_advanced | Trans O&M | 2017 | 11.8106 | 199.8746
geo_advanced | Trans O&M | 2018 | 11.8346 | 206.115
geo_advanced | Trans O&M | 2019 | 11.8346 | 205.3053
geo_advanced | Trans O&M | 2020 | 11.8622 | 187.822
geo_advanced | Trans O&M | 2021 | 11.8622 | 184.4622
geo_advanced | Trans O&M | 2022 | 11.9655 | 218.1573
geo_advanced | Trans O&M | 2023 | 11.9655 | 214.013
geo_advanced | Trans O&M | 2024 | 12.2762 | 193.7464
geo_advanced | Trans O&M | 2025 | 12.2762 | 191.3697
geo_advanced | Trans O&M | 2026 | 12.6128 | 193.6332
geo_advanced | Trans O&M | 2027 | 12.6128 | 191.2709
geo_advanced | Trans O&M | 2028 | 13.5155 | 194.8175
geo_advanced | Trans O&M | 2029 | 13.5155 | 193.5523
geo_advanced | Trans O&M | 2030 | 14.4775 | 196.7428
geo_advanced | Trans O&M | 2031 | 14.4775 | 196.7428
geo_advanced | Trans O&M | 2032 | 15.5675 | 199.9761
geo_advanced | Trans O&M | 2033 | 15.5675 | 199.9761
geo_advanced | Trans O&M | 2034 | 16.7381 | 208.0976
geo_advanced | Trans O&M | 2035 | 16.7381 | 208.0976
geo_advanced | Trans O&M | 2036 | 17.931 | 212.3951
geo_advanced | Trans O&M | 2037 | 17.931 | 212.3951
geo_advanced | Trans O&M | 2038 | 19.1438 | 223.9474
geo_advanced | Trans O&M | 2039 | 19.1438 | 223.9474
geo_advanced | Trans O&M | 2040 | 20.5289 | 236.8642
geo_advanced | Trans O&M | 2041 | 20.5289 | 236.8642
geo_advanced | Trans O&M | 2042 | 21.9658 | 234.0507
geo_advanced | Trans O&M | 2043 | 21.9658 | 234.0507
geo_advanced | Trans O&M | 2044 | 23.3864 | 235.9031
geo_advanced | Trans O&M | 2045 | 23.3864 | 235.9031
geo_advanced | Trans O&M | 2046 | 24.7177 | 243.2166
geo_advanced | Trans O&M | 2047 | 24.7177 | 243.2166
geo_advanced | Trans O&M | 2048 | 26.0923 | 245.8983
geo_advanced | Trans O&M | 2049 | 26.0923 | 245.8983
geo_advanced | Trans O&M | 2050 | 27.5807 | 246.3701
geo_advanced | Trans O&M | 2051 | 27.5807 | 246.3701
geo_advanced | Trans O&M | 2052 | 27.5807 | 239.2658
geo_advanced | Trans O&M | 2053 | 27.5807 | 239.2658
geo_advanced | Trans O&M | 2054 | 27.5807 | 229.6629
geo_advanced | Trans O&M | 2055 | 27.5807 | 229.6629
geo_advanced | Trans O&M | 2056 | 27.5807 | 221.5555
geo_advanced | Trans O&M | 2057 | 27.5807 | 221.5555
geo_advanced | Trans O&M | 2058 | 27.5807 | 216.4188
geo_advanced | Trans O&M | 2059 | 27.5807 | 216.4188
geo_advanced | Trans O&M | 2060 | 27.5807 | 212.2046
geo_advanced | Trans O&M | 2061 | 27.5807 | 212.2046
geo_advanced | Trans O&M | 2062 | 27.5807 | 207.1926
geo_advanced | Trans O&M | 2063 | 27.5807 | 207.1926
geo_advanced | Trans O&M | 2064 | 27.5807 | 201.294
geo_advanced | Trans O&M | 2065 | 27.5807 | 201.294
geo_advanced | Trans O&M | 2066 | 27.5807 | 191.3666
geo_advanced | Trans O&M | 2067 | 27.5807 | 191.3666
geo_advanced | Trans O&M | 2068 | 27.5807 | 182.6177
geo_advanced | Trans O&M | 2069 | 27.5807 | 182.6177
geo_advanced | Trans O&M | 2070 | 0 | 28.5009
geo_advanced | Trans O&M | 2071 | 0 | 28.5009
geo_advanced | Trans O&M | 2072 | 0 | 26.4127
geo_advanced | Trans O&M | 2073 | 0 | 26.4127
geo_advanced | Trans O&M | 2074 | 0 | 24.1496
geo_advanced | Trans O&M | 2075 | 0 | 24.1496
geo_advanced | Trans O&M | 2076 | 0 | 21.8317
geo_advanced | Trans O&M | 2077 | 0 | 21.8317
geo_advanced | Trans O&M | 2078 | 0 | 19.3044
geo_advanced | Trans O&M | 2079 | 0 | 19.3044
geo_advanced | Trans O&M | 2080 | 0 | 16.242
geo_advanced | Trans O&M | 2081 | 0 | 16.242
geo_advanced | Trans O&M | 2082 | 0 | 13.008
geo_advanced | Trans O&M | 2083 | 0 | 13.008
geo_advanced | Trans O&M | 2084 | 0 | 9.7523
geo_advanced | Trans O&M | 2085 | 0 | 9.7523
geo_advanced | Trans O&M | 2086 | 0 | 6.6472
geo_advanced | Trans O&M | 2087 | 0 | 6.6472
geo_advanced | Trans O&M | 2088 | 0 | 3.45
geo_advanced | Trans O&M | 2089 | 0 | 3.45
geo_advanced | Trans O&M | 2090 | 0 | 3.7767e-14
geo_advanced | CO2 T&S Capex | 2010 | 0 | 244.9609
geo_advanced | CO2 T&S Capex | 2011 | 0 | 243.3939
geo_advanced | CO2 T&S Capex | 2012 | 0 | 212.7324
geo_advanced | CO2 T&S Capex | 2013 | 0 | 211.6812
geo_advanced | CO2 T&S Capex | 2014 | 0 | 239.6045
geo_advanced | CO2 T&S Capex | 2015 | 0 | 238.1295
geo_advanced | CO2 T&S Capex | 2016 | 0 | 200.1972
geo_advanced | CO2 T&S Capex | 2017 | 0 | 199.8746
geo_advanced | CO2 T&S Capex | 2018 | 0 | 206.115
geo_advanced | CO2 T&S Capex | 2019 | 0 | 205.3053
geo_advanced | CO2 T&S Capex | 2020 | 0 | 187.822
geo_advanced | CO2 T&S Capex | 2021 | 0 | 184.4622
geo_advanced | CO2 T&S Capex | 2022 | 0 | 218.1573
geo_advanced | CO2 T&S Capex | 2023 | 0 | 214.013
geo_advanced | CO2 T&S Capex | 2024 | 0 | 193.7464
geo_advanced | CO2 T&S Capex | 2025 | 0 | 191.3697
geo_advanced | CO2 T&S Capex | 2026 | 0 | 193.6332
geo_advanced | CO2 T&S Capex | 2027 | 0 | 191.2709
geo_advanced | CO2 T&S Capex | 2028 | 0.23967 | 194.8175
geo_advanced | CO2 T&S Capex | 2029 | 0.23967 | 193.5523
geo_advanced | CO2 T&S Capex | 2030 | 0.23967 | 196.7428
geo_advanced | CO2 T&S Capex | 2031 | 0.23967 | 196.7428
geo_advanced | CO2 T&S Capex | 2032 | 0.23967 | 199.9761
geo_advanced | CO2 T&S Capex | 2033 | 0.23967 | 199.9761
geo_advanced | CO2 T&S Capex | 2034 | 0.23882 | 208.0976
geo_advanced | CO2 T&S Capex | 2035 | 0.23882 | 208.0976
geo_advanced | CO2 T&S Capex | 2036 | 0.23964 | 212.3951
geo_advanced | CO2 T&S Capex | 2037 | 0.23964 | 212.3951
geo_advanced | CO2 T&S Capex | 2038 | 0.23965 | 223.9474
geo_advanced | CO2 T&S Capex | 2039 | 0.23965 | 223.9474
geo_advanced | CO2 T&S Capex | 2040 | 0.016414 | 236.8642
geo_advanced | CO2 T&S Capex | 2041 | 0.016414 | 236.8642
geo_advanced | CO2 T&S Capex | 2042 | 0.016414 | 234.0507
geo_advanced | CO2 T&S Capex | 2043 | 0.016414 | 234.0507
geo_advanced | CO2 T&S Capex | 2044 | 0.016414 | 235.9031
geo_advanced | CO2 T&S Capex | 2045 | 0.016414 | 235.9031
geo_advanced | CO2 T&S Capex | 2046 | 0.016414 | 243.2166
geo_advanced | CO2 T&S Capex | 2047 | 0.016414 | 243.2166
geo_advanced | CO2 T&S Capex | 2048 | 0.016414 | 245.8983
geo_advanced | CO2 T&S Capex | 2049 | 0.016414 | 245.8983
geo_advanced | CO2 T&S Capex | 2050 | 0.016414 | 246.3701
geo_advanced | CO2 T&S Capex | 2051 | 0.016414 | 246.3701
geo_advanced | CO2 T&S Capex | 2052 | 0.016414 | 239.2658
geo_advanced | CO2 T&S Capex | 2053 | 0.016414 | 239.2658
geo_advanced | CO2 T&S Capex | 2054 | 0.016414 | 229.6629
geo_advanced | CO2 T&S Capex | 2055 | 0.016414 | 229.6629
geo_advanced | CO2 T&S Capex | 2056 | 0.016414 | 221.5555
geo_advanced | CO2 T&S Capex | 2057 | 0.016414 | 221.5555
geo_advanced | CO2 T&S Capex | 2058 | 0.016414 | 216.4188
geo_advanced | CO2 T&S Capex | 2059 | 0.016414 | 216.4188
geo_advanced | CO2 T&S Capex | 2060 | 0.016414 | 212.2046
geo_advanced | CO2 T&S Capex | 2061 | 0.016414 | 212.2046
geo_advanced | CO2 T&S Capex | 2062 | 0.016414 | 207.1926
geo_advanced | CO2 T&S Capex | 2063 | 0.016414 | 207.1926
geo_advanced | CO2 T&S Capex | 2064 | 0.016414 | 201.294
geo_advanced | CO2 T&S Capex | 2065 | 0.016414 | 201.294
geo_advanced | CO2 T&S Capex | 2066 | 0.016414 | 191.3666
geo_advanced | CO2 T&S Capex | 2067 | 0.016414 | 191.3666
geo_advanced | CO2 T&S Capex | 2068 | 0.016414 | 182.6177
geo_advanced | CO2 T&S Capex | 2069 | 0.016414 | 182.6177
geo_advanced | CO2 T&S Capex | 2070 | 0 | 28.5009
geo_advanced | CO2 T&S Capex | 2071 | 0 | 28.5009
geo_advanced | CO2 T&S Capex | 2072 | 0 | 26.4127
geo_advanced | CO2 T&S Capex | 2073 | 0 | 26.4127
geo_advanced | CO2 T&S Capex | 2074 | 0 | 24.1496
geo_advanced | CO2 T&S Capex | 2075 | 0 | 24.1496
geo_advanced | CO2 T&S Capex | 2076 | 0 | 21.8317
geo_advanced | CO2 T&S Capex | 2077 | 0 | 21.8317
geo_advanced | CO2 T&S Capex | 2078 | 0 | 19.3044
geo_advanced | CO2 T&S Capex | 2079 | 0 | 19.3044
geo_advanced | CO2 T&S Capex | 2080 | 0 | 16.242
geo_advanced | CO2 T&S Capex | 2081 | 0 | 16.242
geo_advanced | CO2 T&S Capex | 2082 | 0 | 13.008
geo_advanced | CO2 T&S Capex | 2083 | 0 | 13.008
geo_advanced | CO2 T&S Capex | 2084 | 0 | 9.7523
geo_advanced | CO2 T&S Capex | 2085 | 0 | 9.7523
geo_advanced | CO2 T&S Capex | 2086 | 0 | 6.6472
geo_advanced | CO2 T&S Capex | 2087 | 0 | 6.6472
geo_advanced | CO2 T&S Capex | 2088 | 0 | 3.45
geo_advanced | CO2 T&S Capex | 2089 | 0 | 3.45
geo_advanced | CO2 T&S Capex | 2090 | 0 | 3.7767e-14
geo_advanced | ACP | 2010 | 0 | 244.9609
geo_advanced | ACP | 2011 | 0 | 243.3939
geo_advanced | ACP | 2012 | 0 | 212.7324
geo_advanced | ACP | 2013 | 0 | 211.6812
geo_advanced | ACP | 2014 | 0 | 239.6045
geo_advanced | ACP | 2015 | 0 | 238.1295
geo_advanced | ACP | 2016 | 0 | 200.1972
geo_advanced | ACP | 2017 | 0 | 199.8746
geo_advanced | ACP | 2018 | 0 | 206.115
geo_advanced | ACP | 2019 | 0 | 205.3053
geo_advanced | ACP | 2020 | 1.5923 | 187.822
geo_advanced | ACP | 2021 | 1.5923 | 184.4622
geo_advanced | ACP | 2022 | 0.00090959 | 218.1573
geo_advanced | ACP | 2023 | 0.00090959 | 214.013
geo_advanced | ACP | 2024 | 0.00078176 | 193.7464
geo_advanced | ACP | 2025 | 0.00078176 | 191.3697
geo_advanced | ACP | 2026 | 0.00060125 | 193.6332
geo_advanced | ACP | 2027 | 0.00060125 | 191.2709
geo_advanced | ACP | 2028 | 0.00052569 | 194.8175
geo_advanced | ACP | 2029 | 0.00052569 | 193.5523
geo_advanced | ACP | 2030 | 0.00028283 | 196.7428
geo_advanced | ACP | 2031 | 0.00028283 | 196.7428
geo_advanced | ACP | 2032 | 0.00028283 | 199.9761
geo_advanced | ACP | 2033 | 0.00028283 | 199.9761
geo_advanced | ACP | 2034 | 0.00028283 | 208.0976
geo_advanced | ACP | 2035 | 0.00028283 | 208.0976
geo_advanced | ACP | 2036 | 0.00029487 | 212.3951
geo_advanced | ACP | 2037 | 0.00029487 | 212.3951
geo_advanced | ACP | 2038 | 0.00031016 | 223.9474
geo_advanced | ACP | 2039 | 0.00031016 | 223.9474
geo_advanced | ACP | 2040 | 0.00029055 | 236.8642
geo_advanced | ACP | 2041 | 0.00029055 | 236.8642
geo_advanced | ACP | 2042 | 0.081873 | 234.0507
geo_advanced | ACP | 2043 | 0.081873 | 234.0507
geo_advanced | ACP | 2044 | 0.051059 | 235.9031
geo_advanced | ACP | 2045 | 0.051059 | 235.9031
geo_advanced | ACP | 2046 | 0.023065 | 243.2166
geo_advanced | ACP | 2047 | 0.023065 | 243.2166
geo_advanced | ACP | 2048 | 0.00029055 | 245.8983
geo_advanced | ACP | 2049 | 0.00029055 | 245.8983
geo_advanced | ACP | 2050 | 0.00029055 | 246.3701
geo_advanced | ACP | 2051 | 0.00029055 | 246.3701
geo_advanced | ACP | 2052 | 0.00029055 | 239.2658
geo_advanced | ACP | 2053 | 0.00029055 | 239.2658
geo_advanced | ACP | 2054 | 0.00029055 | 229.6629
geo_advanced | ACP | 2055 | 0.00029055 | 229.6629
geo_advanced | ACP | 2056 | 0.00029055 | 221.5555
geo_advanced | ACP | 2057 | 0.00029055 | 221.5555
geo_advanced | ACP | 2058 | 0.00029055 | 216.4188
geo_advanced | ACP | 2059 | 0.00029055 | 216.4188
geo_advanced | ACP | 2060 | 0.00029055 | 212.2046
geo_advanced | ACP | 2061 | 0.00029055 | 212.2046
geo_advanced | ACP | 2062 | 0.00029055 | 207.1926
geo_advanced | ACP | 2063 | 0.00029055 | 207.1926
geo_advanced | ACP | 2064 | 0.00029055 | 201.294
geo_advanced | ACP | 2065 | 0.00029055 | 201.294
geo_advanced | ACP | 2066 | 0.00029055 | 191.3666
geo_advanced | ACP | 2067 | 0.00029055 | 191.3666
geo_advanced | ACP | 2068 | 0.00029055 | 182.6177
geo_advanced | ACP | 2069 | 0.00029055 | 182.6177
geo_advanced | ACP | 2070 | 0 | 28.5009
geo_advanced | ACP | 2071 | 0 | 28.5009
geo_advanced | ACP | 2072 | 0 | 26.4127
geo_advanced | ACP | 2073 | 0 | 26.4127
geo_advanced | ACP | 2074 | 0 | 24.1496
geo_advanced | ACP | 2075 | 0 | 24.1496
geo_advanced | ACP | 2076 | 0 | 21.8317
geo_advanced | ACP | 2077 | 0 | 21.8317
geo_advanced | ACP | 2078 | 0 | 19.3044
geo_advanced | ACP | 2079 | 0 | 19.3044
geo_advanced | ACP | 2080 | 0 | 16.242
geo_advanced | ACP | 2081 | 0 | 16.242
geo_advanced | ACP | 2082 | 0 | 13.008
geo_advanced | ACP | 2083 | 0 | 13.008
geo_advanced | ACP | 2084 | 0 | 9.7523
geo_advanced | ACP | 2085 | 0 | 9.7523
geo_advanced | ACP | 2086 | 0 | 6.6472
geo_advanced | ACP | 2087 | 0 | 6.6472
geo_advanced | ACP | 2088 | 0 | 3.45
geo_advanced | ACP | 2089 | 0 | 3.45
geo_advanced | ACP | 2090 | 0 | 3.7767e-14

## 30_Hydrogen Production (Million
tech | region | year | Production (Million tonnes) | scenario

## 31_Hydrogen Price ($ per kg)
product | year | Price ($/kg) | scenario

## 32_Final Wind Capacity (GW)
scenario | rs | Capacity (GW)
geo_advanced | s1 | 0.006
geo_advanced | s100 | 0.2981
geo_advanced | s101 | 0.252
geo_advanced | s102 | 0.73391
geo_advanced | s103 | 0.25136
geo_advanced | s104 | 3.0939
geo_advanced | s105 | 1.3081
geo_advanced | s107 | 2.6887
geo_advanced | s108 | 2.5855
geo_advanced | s109 | 0.44261
geo_advanced | s110 | 0.999
geo_advanced | s111 | 0.08
geo_advanced | s112 | 2.1594
geo_advanced | s114 | 1.6611
geo_advanced | s115 | 0.125
geo_advanced | s116 | 4.2374
geo_advanced | s117 | 0.47446
geo_advanced | s118 | 1.4628
geo_advanced | s119 | 1.239
geo_advanced | s12 | 0.16971
geo_advanced | s120 | 0.52144
geo_advanced | s121 | 2.8278
geo_advanced | s122 | 0.12402
geo_advanced | s123 | 4.4579
geo_advanced | s124 | 0.2124
geo_advanced | s125 | 0.025
geo_advanced | s127 | 0
geo_advanced | s128 | 0.43041
geo_advanced | s129 | 0.073701
geo_advanced | s130 | 0.27206
geo_advanced | s132 | 13.1921
geo_advanced | s133 | 0.24919
geo_advanced | s134 | 6.7929
geo_advanced | s135 | 1.168
geo_advanced | s136 | 4.8898
geo_advanced | s137 | 0.074437
geo_advanced | s138 | 0
geo_advanced | s139 | 0.6339
geo_advanced | s14 | 0.10347
geo_advanced | s140 | 0.65611
geo_advanced | s141 | 0.21391
geo_advanced | s143 | 4.5683
geo_advanced | s144 | 8.1425
geo_advanced | s146 | 1.2298
geo_advanced | s147 | 2.1679
geo_advanced | s148 | 2.2292
geo_advanced | s149 | 3.1996
geo_advanced | s150 | 7.193
geo_advanced | s151 | 0.044688
geo_advanced | s152 | 1.2959
geo_advanced | s153 | 11.9364
geo_advanced | s154 | 7.5433
geo_advanced | s155 | 2.6457
geo_advanced | s156 | 2.8773
geo_advanced | s157 | 11.224
geo_advanced | s158 | 1.0615
geo_advanced | s159 | 0.62813
geo_advanced | s16 | 3.8561
geo_advanced | s160 | 0.73233
geo_advanced | s162 | 0.033471
geo_advanced | s163 | 2.6424
geo_advanced | s164 | 3.6744
geo_advanced | s165 | 10.7333
geo_advanced | s166 | 6.1404
geo_advanced | s167 | 10.208
geo_advanced | s168 | 0.54026
geo_advanced | s169 | 6.0672
geo_advanced | s17 | 0.10806
geo_advanced | s171 | 25.6993
geo_advanced | s172 | 4.7238
geo_advanced | s174 | 5.5623
geo_advanced | s176 | 2.9876
geo_advanced | s177 | 0.045192
geo_advanced | s178 | 2.0181
geo_advanced | s179 | 0.078962
geo_advanced | s180 | 8.7813
geo_advanced | s181 | 0.0079
geo_advanced | s182 | 0.0615
geo_advanced | s183 | 0
geo_advanced | s184 | 0.9399
geo_advanced | s185 | 0.80565
geo_advanced | s186 | 3.2163
geo_advanced | s187 | 3.7687
geo_advanced | s188 | 3.2497
geo_advanced | s19 | 0
geo_advanced | s190 | 0.83436
geo_advanced | s191 | 0.86022
geo_advanced | s192 | 0.95125
geo_advanced | s193 | 0.93471
geo_advanced | s194 | 0.58011
geo_advanced | s195 | 0.40916
geo_advanced | s197 | 0.033893
geo_advanced | s198 | 0.10515
geo_advanced | s199 | 4.6852
geo_advanced | s20 | 21.5474
geo_advanced | s200 | 4.1204
geo_advanced | s201 | 0.14118
geo_advanced | s202 | 0.77921
geo_advanced | s203 | 4.2454
geo_advanced | s205 | 0.13233
geo_advanced | s207 | 4.9239
geo_advanced | s208 | 5.8256
geo_advanced | s209 | 6.8506
geo_advanced | s210 | 4.2045
geo_advanced | s211 | 0.70587
geo_advanced | s212 | 1.3345
geo_advanced | s214 | 4.1867
geo_advanced | s215 | 1.4076
geo_advanced | s216 | 0.83844
geo_advanced | s217 | 0.09122
geo_advanced | s218 | 2.7108
geo_advanced | s219 | 0.48105
geo_advanced | s22 | 1.2007
geo_advanced | s221 | 6.9402
geo_advanced | s222 | 0.52925
geo_advanced | s223 | 0.035114
geo_advanced | s224 | 5.587
geo_advanced | s226 | 1.9863
geo_advanced | s227 | 0.0054
geo_advanced | s228 | 2.5883
geo_advanced | s230 | 0.81624
geo_advanced | s234 | 0.021
geo_advanced | s235 | 0.078991
geo_advanced | s236 | 2.4687
geo_advanced | s243 | 0.61988
geo_advanced | s244 | 0.40013
geo_advanced | s245 | 0.056036
geo_advanced | s248 | 0.04809
geo_advanced | s249 | 0.35376
geo_advanced | s25 | 2.9757
geo_advanced | s250 | 1.762
geo_advanced | s252 | 0.74627
geo_advanced | s253 | 0.58573
geo_advanced | s254 | 0.18057
geo_advanced | s255 | 0.32296
geo_advanced | s256 | 1.3565
geo_advanced | s257 | 0.60223
geo_advanced | s259 | 3.7879
geo_advanced | s26 | 0.77025
geo_advanced | s260 | 1.0802
geo_advanced | s262 | 5.2939
geo_advanced | s263 | 0.98146
geo_advanced | s265 | 0.83116
geo_advanced | s27 | 0.58801
geo_advanced | s276 | 0.381
geo_advanced | s277 | 6.0002
geo_advanced | s279 | 0.55938
geo_advanced | s28 | 0.0618
geo_advanced | s281 | 0.0284
geo_advanced | s286 | 1.5433
geo_advanced | s29 | 3.3895
geo_advanced | s291 | 0.44163
geo_advanced | s292 | 0.40776
geo_advanced | s293 | 1.0193
geo_advanced | s294 | 6.2057
geo_advanced | s3 | 0
geo_advanced | s30 | 1.0401
geo_advanced | s300 | 0.33901
geo_advanced | s304 | 1.1886
geo_advanced | s307 | 0.5462
geo_advanced | s31 | 2.5637
geo_advanced | s314 | 4.6538
geo_advanced | s315 | 2.022
geo_advanced | s32 | 0.143
geo_advanced | s320 | 1.9427
geo_advanced | s321 | 1.2438
geo_advanced | s322 | 3.2713
geo_advanced | s323 | 1.352
geo_advanced | s324 | 0.96974
geo_advanced | s325 | 0.95606
geo_advanced | s326 | 0.36265
geo_advanced | s329 | 0.0001
geo_advanced | s33 | 5.4232
geo_advanced | s330 | 1.4516
geo_advanced | s331 | 0.000364
geo_advanced | s332 | 6.1393
geo_advanced | s333 | 2.1391
geo_advanced | s334 | 2.595
geo_advanced | s335 | 3.1172
geo_advanced | s336 | 2.4125
geo_advanced | s337 | 1.45
geo_advanced | s338 | 3.1271
geo_advanced | s339 | 1.8536
geo_advanced | s340 | 0.10647
geo_advanced | s341 | 0.018006
geo_advanced | s342 | 3.5193
geo_advanced | s343 | 0.076545
geo_advanced | s345 | 0.96517
geo_advanced | s346 | 0.57288
geo_advanced | s347 | 0.14133
geo_advanced | s348 | 0.82079
geo_advanced | s349 | 5.7107
geo_advanced | s350 | 0
geo_advanced | s351 | 0.34205
geo_advanced | s352 | 0.26482
geo_advanced | s353 | 1.3131
geo_advanced | s354 | 0.024
geo_advanced | s355 | 0.57153
geo_advanced | s356 | 0.68498
geo_advanced | s36 | 0.0012896
geo_advanced | s38 | 0
geo_advanced | s4 | 1.3636
geo_advanced | s40 | 0.83016
geo_advanced | s42 | 0
geo_advanced | s44 | 0.2936
geo_advanced | s46 | 1.3299
geo_advanced | s47 | 0.3048
geo_advanced | s48 | 0.023151
geo_advanced | s49 | 0
geo_advanced | s5 | 0.69037
geo_advanced | s50 | 0.2047
geo_advanced | s52 | 0
geo_advanced | s53 | 0.5302
geo_advanced | s54 | 0.51747
geo_advanced | s55 | 0.014372
geo_advanced | s57 | 0
geo_advanced | s59 | 0
geo_advanced | s62 | 0.873
geo_advanced | s63 | 1.0982
geo_advanced | s64 | 0.1
geo_advanced | s65 | 3.0971
geo_advanced | s66 | 0.77348
geo_advanced | s67 | 0.59205
geo_advanced | s68 | 0.34818
geo_advanced | s7 | 0.126
geo_advanced | s70 | 1.3174
geo_advanced | s71 | 6.1339
geo_advanced | s72 | 0.20823
geo_advanced | s73 | 1.255
geo_advanced | s74 | 22.1429
geo_advanced | s79 | 0.073955
geo_advanced | s8 | 0.13425
geo_advanced | s80 | 0.076472
geo_advanced | s81 | 0.031385
geo_advanced | s82 | 0.073143
geo_advanced | s83 | 0
geo_advanced | s84 | 0
geo_advanced | s85 | 4.862
geo_advanced | s86 | 1.1238
geo_advanced | s87 | 9.0335
geo_advanced | s88 | 0
geo_advanced | s9 | 1.8145
geo_advanced | s90 | 0.1
geo_advanced | s92 | 4.7618
geo_advanced | s93 | 10.0879
geo_advanced | s95 | 0.8887
geo_advanced | s96 | 0.24781
geo_advanced | s97 | 0.2988
geo_advanced | s98 | 1.852
geo_advanced | s99 | 7.9778

## 33_PV Capacity (GW)
scenario | rb | Capacity (GW)
geo_advanced | p1 | 1.8493
geo_advanced | p10 | 37.515
geo_advanced | p100 | 2.4614
geo_advanced | p101 | 36.8978
geo_advanced | p102 | 18.6134
geo_advanced | p103 | 6.6775
geo_advanced | p104 | 1.8262
geo_advanced | p105 | 3.2092
geo_advanced | p106 | 5.6343
geo_advanced | p107 | 6.58
geo_advanced | p108 | 5.6255
geo_advanced | p109 | 16.502
geo_advanced | p11 | 7.7847
geo_advanced | p110 | 0.67417
geo_advanced | p111 | 9.9301
geo_advanced | p112 | 11.4756
geo_advanced | p113 | 17.4708
geo_advanced | p114 | 6.2823
geo_advanced | p115 | 1.4218
geo_advanced | p116 | 0.7506
geo_advanced | p117 | 0.71556
geo_advanced | p118 | 4.2167
geo_advanced | p119 | 0.18009
geo_advanced | p12 | 1.256
geo_advanced | p120 | 0.18666
geo_advanced | p121 | 2.1447
geo_advanced | p122 | 5.7342
geo_advanced | p123 | 7.7198
geo_advanced | p124 | 0.027364
geo_advanced | p125 | 0.88321
geo_advanced | p126 | 6.8191
geo_advanced | p127 | 21.1928
geo_advanced | p128 | 2.686
geo_advanced | p129 | 0.41982
geo_advanced | p13 | 2.6118
geo_advanced | p130 | 0.98831
geo_advanced | p131 | 4.3057
geo_advanced | p132 | 3.6904
geo_advanced | p133 | 0.54077
geo_advanced | p134 | 0.98224
geo_advanced | p14 | 0.16073
geo_advanced | p15 | 5.7127
geo_advanced | p16 | 0.33412
geo_advanced | p17 | 0.21336
geo_advanced | p18 | 0.11791
geo_advanced | p19 | 0.003
geo_advanced | p2 | 0.87591
geo_advanced | p20 | 0.14782
geo_advanced | p21 | 0.068455
geo_advanced | p22 | 0.0093636
geo_advanced | p23 | 0.048012
geo_advanced | p24 | 0.087636
geo_advanced | p25 | 6.4188
geo_advanced | p26 | 0.38033
geo_advanced | p27 | 6.4018
geo_advanced | p28 | 10.9226
geo_advanced | p29 | 0.90883
geo_advanced | p3 | 0.84061
geo_advanced | p30 | 4.3842
geo_advanced | p31 | 1.1365
geo_advanced | p32 | 0.080127
geo_advanced | p33 | 6.9605
geo_advanced | p34 | 2.0897
geo_advanced | p35 | 0.17382
geo_advanced | p36 | 0.1347
geo_advanced | p37 | 2.5461
geo_advanced | p38 | 0.32718
geo_advanced | p39 | 0.15197
geo_advanced | p4 | 0.30688
geo_advanced | p40 | 1.2051
geo_advanced | p41 | 5.1402
geo_advanced | p42 | 0.18524
geo_advanced | p43 | 4.4695
geo_advanced | p44 | 0.58816
geo_advanced | p45 | 2.76
geo_advanced | p46 | 1.6872
geo_advanced | p47 | 1.1927
geo_advanced | p48 | 6.453
geo_advanced | p49 | 1.6405
geo_advanced | p5 | 1.7619
geo_advanced | p50 | 6.4078
geo_advanced | p51 | 4.2036
geo_advanced | p52 | 0.45088
geo_advanced | p53 | 8.1719
geo_advanced | p54 | 1.2653
geo_advanced | p55 | 1.4796
geo_advanced | p56 | 4.3108
geo_advanced | p57 | 2.3908
geo_advanced | p58 | 11.8813
geo_advanced | p59 | 3.5052
geo_advanced | p6 | 3.2939
geo_advanced | p60 | 3.5984
geo_advanced | p61 | 3.4236
geo_advanced | p62 | 3.3502
geo_advanced | p63 | 17.4779
geo_advanced | p64 | 4.5982
geo_advanced | p65 | 12.4858
geo_advanced | p66 | 4.9554
geo_advanced | p67 | 17.1904
geo_advanced | p68 | 2.7184
geo_advanced | p69 | 0.26714
geo_advanced | p7 | 6.9498
geo_advanced | p70 | 3.9063
geo_advanced | p71 | 0.60468
geo_advanced | p72 | 5.6945
geo_advanced | p73 | 0.15784
geo_advanced | p74 | 0.071636
geo_advanced | p75 | 1.1683
geo_advanced | p76 | 3.9012
geo_advanced | p77 | 2.4254
geo_advanced | p78 | 1.8857
geo_advanced | p79 | 2.3467
geo_advanced | p8 | 3.1589
geo_advanced | p80 | 8.8141
geo_advanced | p81 | 2.1231
geo_advanced | p82 | 1.6894
geo_advanced | p83 | 0.63476
geo_advanced | p84 | 0.8583
geo_advanced | p85 | 3.9039
geo_advanced | p86 | 11.539
geo_advanced | p87 | 6.2989
geo_advanced | p88 | 4.3318
geo_advanced | p89 | 7.3152
geo_advanced | p9 | 27.5065
geo_advanced | p90 | 8.1052
geo_advanced | p91 | 8.0128
geo_advanced | p92 | 30.5684
geo_advanced | p93 | 7.3452
geo_advanced | p94 | 29.0936
geo_advanced | p95 | 2.2816
geo_advanced | p96 | 16.5658
geo_advanced | p97 | 21.6632
geo_advanced | p98 | 12.2984
geo_advanced | p99 | 22.1916

## 36_Biopower Capacity (GW)
scenario | rb | Capacity (GW)
geo_advanced | p1 | 0.0099
geo_advanced | p10 | 0.1972
geo_advanced | p100 | 0
geo_advanced | p101 | 0.3565
geo_advanced | p102 | 0.3111
geo_advanced | p103 | 0.1837
geo_advanced | p104 | 0.0086
geo_advanced | p105 | 0.0546
geo_advanced | p106 | 0
geo_advanced | p107 | 0.0022
geo_advanced | p108 | 0
geo_advanced | p109 | 0.0222
geo_advanced | p11 | 0.0182
geo_advanced | p110 | 0
geo_advanced | p111 | 0.0744
geo_advanced | p112 | 0.0108
geo_advanced | p113 | 0
geo_advanced | p114 | 0.0045
geo_advanced | p115 | 0.0048
geo_advanced | p116 | 0
geo_advanced | p117 | 0.0054
geo_advanced | p118 | 0.0118
geo_advanced | p119 | 0
geo_advanced | p12 | 0.0032
geo_advanced | p120 | 0.0208
geo_advanced | p121 | 0.002
geo_advanced | p122 | 0.2935
geo_advanced | p123 | 0.1288
geo_advanced | p124 | 0
geo_advanced | p125 | 0.01
geo_advanced | p126 | 0.1563
geo_advanced | p127 | 0.2403
geo_advanced | p128 | 0.0993
geo_advanced | p129 | 0.0091
geo_advanced | p13 | 0.0066
geo_advanced | p130 | 0.1059
geo_advanced | p131 | 0.2603
geo_advanced | p132 | 0.1991
geo_advanced | p133 | 0.0401
geo_advanced | p134 | 0.0303
geo_advanced | p14 | 0.0032
geo_advanced | p15 | 0.0229
geo_advanced | p16 | 0.005
geo_advanced | p17 | 0.0032
geo_advanced | p18 | 0
geo_advanced | p19 | 0
geo_advanced | p2 | 0.0365
geo_advanced | p20 | 0
geo_advanced | p21 | 0
geo_advanced | p22 | 0
geo_advanced | p23 | 0
geo_advanced | p24 | 0
geo_advanced | p25 | 0.0106
geo_advanced | p26 | 0
geo_advanced | p27 | 0
geo_advanced | p28 | 0.0282
geo_advanced | p29 | 0
geo_advanced | p3 | 0.0227
geo_advanced | p30 | 0
geo_advanced | p31 | 0.0032
geo_advanced | p32 | 0
geo_advanced | p33 | 0.0189
geo_advanced | p34 | 0
geo_advanced | p35 | 0
geo_advanced | p36 | 0
geo_advanced | p37 | 0
geo_advanced | p38 | 0
geo_advanced | p39 | 0
geo_advanced | p4 | 0
geo_advanced | p40 | 0
geo_advanced | p41 | 0.011
geo_advanced | p42 | 0
geo_advanced | p43 | 0.074
geo_advanced | p44 | 0
geo_advanced | p45 | 0.004
geo_advanced | p46 | 0.0083
geo_advanced | p47 | 0
geo_advanced | p48 | 0
geo_advanced | p49 | 0
geo_advanced | p5 | 0.0501
geo_advanced | p50 | 0
geo_advanced | p51 | 0.0056
geo_advanced | p52 | 0
geo_advanced | p53 | 0.009
geo_advanced | p54 | 0.0016
geo_advanced | p55 | 0.003
geo_advanced | p56 | 0.004
geo_advanced | p57 | 0
geo_advanced | p58 | 0
geo_advanced | p59 | 0
geo_advanced | p6 | 0.0156
geo_advanced | p60 | 0
geo_advanced | p61 | 0
geo_advanced | p62 | 0
geo_advanced | p63 | 0.0788
geo_advanced | p64 | 0.008
geo_advanced | p65 | 0.0238
geo_advanced | p66 | 0.1499
geo_advanced | p67 | 0
geo_advanced | p68 | 0
geo_advanced | p69 | 0
geo_advanced | p7 | 0
geo_advanced | p70 | 0.0122
geo_advanced | p71 | 0
geo_advanced | p72 | 0.0057
geo_advanced | p73 | 0
geo_advanced | p74 | 0
geo_advanced | p75 | 0.0559
geo_advanced | p76 | 0.0141
geo_advanced | p77 | 0.0016
geo_advanced | p78 | 0.0094
geo_advanced | p79 | 0.0379
geo_advanced | p8 | 0
geo_advanced | p80 | 0.0756
geo_advanced | p81 | 0
geo_advanced | p82 | 0.0024
geo_advanced | p83 | 0.0073
geo_advanced | p84 | 0.0038
geo_advanced | p85 | 0.0048
geo_advanced | p86 | 0
geo_advanced | p87 | 0
geo_advanced | p88 | 0.0016
geo_advanced | p89 | 0.0064
geo_advanced | p9 | 0.1515
geo_advanced | p90 | 0
geo_advanced | p91 | 0.0178
geo_advanced | p92 | 0.0124
geo_advanced | p93 | 0
geo_advanced | p94 | 0.2887
geo_advanced | p95 | 0.01
geo_advanced | p96 | 0.0851
geo_advanced | p97 | 0.0415
geo_advanced | p98 | 0.0473
geo_advanced | p99 | 0.2176

## 37_Geothermal Capacity (GW)
scenario | rb | Capacity (GW)
geo_advanced | p1 | 0
geo_advanced | p10 | 3.8251
geo_advanced | p100 | 0
geo_advanced | p101 | 0
geo_advanced | p102 | 0
geo_advanced | p103 | 0
geo_advanced | p104 | 0
geo_advanced | p105 | 0
geo_advanced | p106 | 0
geo_advanced | p107 | 0
geo_advanced | p108 | 0
geo_advanced | p109 | 0
geo_advanced | p11 | 0
geo_advanced | p110 | 0
geo_advanced | p111 | 0
geo_advanced | p112 | 0
geo_advanced | p113 | 0
geo_advanced | p114 | 0
geo_advanced | p115 | 0
geo_advanced | p116 | 0
geo_advanced | p117 | 0
geo_advanced | p118 | 0
geo_advanced | p119 | 0
geo_advanced | p12 | 3.8093
geo_advanced | p120 | 0
geo_advanced | p121 | 0
geo_advanced | p122 | 0
geo_advanced | p123 | 0
geo_advanced | p124 | 0
geo_advanced | p125 | 0
geo_advanced | p126 | 0
geo_advanced | p127 | 0
geo_advanced | p128 | 0
geo_advanced | p129 | 0
geo_advanced | p13 | 0
geo_advanced | p130 | 0
geo_advanced | p131 | 0
geo_advanced | p132 | 0
geo_advanced | p133 | 0
geo_advanced | p134 | 0
geo_advanced | p14 | 0
geo_advanced | p15 | 0
geo_advanced | p16 | 0.012
geo_advanced | p17 | 0
geo_advanced | p18 | 0
geo_advanced | p19 | 0
geo_advanced | p2 | 0
geo_advanced | p20 | 0
geo_advanced | p21 | 0
geo_advanced | p22 | 0
geo_advanced | p23 | 0
geo_advanced | p24 | 0
geo_advanced | p25 | 0.25062
geo_advanced | p26 | 0
geo_advanced | p27 | 0
geo_advanced | p28 | 0
geo_advanced | p29 | 0
geo_advanced | p3 | 0
geo_advanced | p30 | 0
geo_advanced | p31 | 0
geo_advanced | p32 | 0
geo_advanced | p33 | 0
geo_advanced | p34 | 0
geo_advanced | p35 | 0
geo_advanced | p36 | 0
geo_advanced | p37 | 0
geo_advanced | p38 | 0
geo_advanced | p39 | 0
geo_advanced | p4 | 0
geo_advanced | p40 | 0
geo_advanced | p41 | 0
geo_advanced | p42 | 0
geo_advanced | p43 | 0
geo_advanced | p44 | 0
geo_advanced | p45 | 0
geo_advanced | p46 | 0
geo_advanced | p47 | 0
geo_advanced | p48 | 0
geo_advanced | p49 | 0
geo_advanced | p5 | 0.22735
geo_advanced | p50 | 0
geo_advanced | p51 | 0
geo_advanced | p52 | 0
geo_advanced | p53 | 0
geo_advanced | p54 | 0
geo_advanced | p55 | 0
geo_advanced | p56 | 0
geo_advanced | p57 | 0
geo_advanced | p58 | 0
geo_advanced | p59 | 0
geo_advanced | p6 | 0
geo_advanced | p60 | 0
geo_advanced | p61 | 0
geo_advanced | p62 | 0
geo_advanced | p63 | 0
geo_advanced | p64 | 0
geo_advanced | p65 | 0
geo_advanced | p66 | 0
geo_advanced | p67 | 0
geo_advanced | p68 | 0
geo_advanced | p69 | 0
geo_advanced | p7 | 0
geo_advanced | p70 | 0
geo_advanced | p71 | 0
geo_advanced | p72 | 0
geo_advanced | p73 | 0
geo_advanced | p74 | 0
geo_advanced | p75 | 0
geo_advanced | p76 | 0
geo_advanced | p77 | 0
geo_advanced | p78 | 0
geo_advanced | p79 | 0
geo_advanced | p8 | 0.38252
geo_advanced | p80 | 0
geo_advanced | p81 | 0
geo_advanced | p82 | 0
geo_advanced | p83 | 0
geo_advanced | p84 | 0
geo_advanced | p85 | 0
geo_advanced | p86 | 0
geo_advanced | p87 | 0
geo_advanced | p88 | 0
geo_advanced | p89 | 0
geo_advanced | p9 | 3.2899
geo_advanced | p90 | 0
geo_advanced | p91 | 0
geo_advanced | p92 | 0
geo_advanced | p93 | 0
geo_advanced | p94 | 0
geo_advanced | p95 | 0
geo_advanced | p96 | 0
geo_advanced | p97 | 0
geo_advanced | p98 | 0
geo_advanced | p99 | 0

## 38_Hydro and Canadian Import Ca
scenario | rb | Capacity (GW)
geo_advanced | p1 | 3.5252
geo_advanced | p10 | 1.1575
geo_advanced | p100 | 0.0024
geo_advanced | p101 | 0.0575
geo_advanced | p102 | 0
geo_advanced | p103 | 0.56763
geo_advanced | p104 | 0.0098
geo_advanced | p105 | 0.0154
geo_advanced | p106 | 0
geo_advanced | p107 | 0.0508
geo_advanced | p108 | 0
geo_advanced | p109 | 0.3071
geo_advanced | p11 | 0.0169
geo_advanced | p110 | 0.0879
geo_advanced | p111 | 0
geo_advanced | p112 | 0.0999
geo_advanced | p113 | 0
geo_advanced | p114 | 0.002
geo_advanced | p115 | 0.1551
geo_advanced | p116 | 0.1903
geo_advanced | p117 | 0.0475
geo_advanced | p118 | 0.1856
geo_advanced | p119 | 0
geo_advanced | p12 | 0.0123
geo_advanced | p120 | 0
geo_advanced | p121 | 0.018
geo_advanced | p122 | 0.7876
geo_advanced | p123 | 0.625
geo_advanced | p124 | 0
geo_advanced | p125 | 0
geo_advanced | p126 | 0.0123
geo_advanced | p127 | 7.9101
geo_advanced | p128 | 0
geo_advanced | p129 | 2.8067
geo_advanced | p13 | 1.0394
geo_advanced | p130 | 0.5065
geo_advanced | p131 | 0.2668
geo_advanced | p132 | 0.1222
geo_advanced | p133 | 0.0027
geo_advanced | p134 | 0.92801
geo_advanced | p14 | 0.3385
geo_advanced | p15 | 1.8985
geo_advanced | p16 | 0.6208
geo_advanced | p17 | 1.9603
geo_advanced | p18 | 0.79724
geo_advanced | p19 | 0.218
geo_advanced | p2 | 3.2914
geo_advanced | p20 | 0
geo_advanced | p21 | 0.0663
geo_advanced | p22 | 0
geo_advanced | p23 | 0
geo_advanced | p24 | 0.2408
geo_advanced | p25 | 0.0865
geo_advanced | p26 | 0.1837
geo_advanced | p27 | 1.2945
geo_advanced | p28 | 1.9434
geo_advanced | p29 | 0
geo_advanced | p3 | 3.1418
geo_advanced | p30 | 0
geo_advanced | p31 | 0.0827
geo_advanced | p32 | 0.004
geo_advanced | p33 | 0.3064
geo_advanced | p34 | 0.3882
geo_advanced | p35 | 0
geo_advanced | p36 | 0.049
geo_advanced | p37 | 1.8767
geo_advanced | p38 | 1.723
geo_advanced | p39 | 0.041
geo_advanced | p4 | 14.4907
geo_advanced | p40 | 0.2399
geo_advanced | p41 | 0
geo_advanced | p42 | 1.3672
geo_advanced | p43 | 0.188
geo_advanced | p44 | 0.0019
geo_advanced | p45 | 0
geo_advanced | p46 | 0.1675
geo_advanced | p47 | 0
geo_advanced | p48 | 0
geo_advanced | p49 | 0
geo_advanced | p5 | 7.9544
geo_advanced | p50 | 0.4049
geo_advanced | p51 | 0.4569
geo_advanced | p52 | 0
geo_advanced | p53 | 0.007
geo_advanced | p54 | 0
geo_advanced | p55 | 0.2845
geo_advanced | p56 | 0.4082
geo_advanced | p57 | 0
geo_advanced | p58 | 0.192
geo_advanced | p59 | 0
geo_advanced | p6 | 0.4273
geo_advanced | p60 | 0
geo_advanced | p61 | 0.058
geo_advanced | p62 | 0
geo_advanced | p63 | 0.158
geo_advanced | p64 | 0.3102
geo_advanced | p65 | 0.0365
geo_advanced | p66 | 0.1661
geo_advanced | p67 | 0
geo_advanced | p68 | 0.0066
geo_advanced | p69 | 0
geo_advanced | p7 | 0.2502
geo_advanced | p70 | 0.2195
geo_advanced | p71 | 0.027
geo_advanced | p72 | 0.255
geo_advanced | p73 | 0
geo_advanced | p74 | 0.1183
geo_advanced | p75 | 0.1053
geo_advanced | p76 | 0.0813
geo_advanced | p77 | 0.0386
geo_advanced | p78 | 0
geo_advanced | p79 | 0
geo_advanced | p8 | 0.1176
geo_advanced | p80 | 0.0389
geo_advanced | p81 | 0.0044
geo_advanced | p82 | 0
geo_advanced | p83 | 0
geo_advanced | p84 | 0.003
geo_advanced | p85 | 0.8846
geo_advanced | p86 | 0
geo_advanced | p87 | 0
geo_advanced | p88 | 0
geo_advanced | p89 | 1.7144
geo_advanced | p9 | 10.8131
geo_advanced | p90 | 1.7566
geo_advanced | p91 | 0
geo_advanced | p92 | 2.7562
geo_advanced | p93 | 0.7634
geo_advanced | p94 | 2.0171
geo_advanced | p95 | 0.4504
geo_advanced | p96 | 0.9163
geo_advanced | p97 | 1.5622
geo_advanced | p98 | 0.5747
geo_advanced | p99 | 0.7311

## 39_Pumped-hydro Capacity (GW)
scenario | rb | Capacity (GW)
geo_advanced | p1 | 0
geo_advanced | p10 | 2.4578
geo_advanced | p100 | 0
geo_advanced | p101 | 0
geo_advanced | p102 | 0
geo_advanced | p103 | 2.235
geo_advanced | p104 | 0
geo_advanced | p105 | 0
geo_advanced | p106 | 0
geo_advanced | p107 | 0
geo_advanced | p108 | 0
geo_advanced | p109 | 0
geo_advanced | p11 | 0.042
geo_advanced | p110 | 0
geo_advanced | p111 | 0
geo_advanced | p112 | 0
geo_advanced | p113 | 0
geo_advanced | p114 | 0
geo_advanced | p115 | 0
geo_advanced | p116 | 0
geo_advanced | p117 | 0
geo_advanced | p118 | 0
geo_advanced | p119 | 0
geo_advanced | p12 | 0
geo_advanced | p120 | 0
geo_advanced | p121 | 0
geo_advanced | p122 | 1.572
geo_advanced | p123 | 0
geo_advanced | p124 | 0
geo_advanced | p125 | 0
geo_advanced | p126 | 0.42
geo_advanced | p127 | 1.4271
geo_advanced | p128 | 0
geo_advanced | p129 | 0
geo_advanced | p13 | 0
geo_advanced | p130 | 0
geo_advanced | p131 | 1.768
geo_advanced | p132 | 0
geo_advanced | p133 | 0
geo_advanced | p134 | 0
geo_advanced | p14 | 0
geo_advanced | p15 | 0
geo_advanced | p16 | 0
geo_advanced | p17 | 0
geo_advanced | p18 | 0
geo_advanced | p19 | 0
geo_advanced | p2 | 0
geo_advanced | p20 | 0
geo_advanced | p21 | 0
geo_advanced | p22 | 0
geo_advanced | p23 | 0
geo_advanced | p24 | 0
geo_advanced | p25 | 0
geo_advanced | p26 | 0
geo_advanced | p27 | 1.2769
geo_advanced | p28 | 0.2163
geo_advanced | p29 | 0
geo_advanced | p3 | 0
geo_advanced | p30 | 0
geo_advanced | p31 | 0
geo_advanced | p32 | 0
geo_advanced | p33 | 0.5808
geo_advanced | p34 | 0
geo_advanced | p35 | 0
geo_advanced | p36 | 0
geo_advanced | p37 | 0
geo_advanced | p38 | 0
geo_advanced | p39 | 0
geo_advanced | p4 | 0.314
geo_advanced | p40 | 0
geo_advanced | p41 | 0
geo_advanced | p42 | 0
geo_advanced | p43 | 0
geo_advanced | p44 | 0
geo_advanced | p45 | 0
geo_advanced | p46 | 0
geo_advanced | p47 | 0
geo_advanced | p48 | 0
geo_advanced | p49 | 0
geo_advanced | p5 | 0
geo_advanced | p50 | 0
geo_advanced | p51 | 0.258
geo_advanced | p52 | 0
geo_advanced | p53 | 0
geo_advanced | p54 | 0
geo_advanced | p55 | 0.186
geo_advanced | p56 | 0
geo_advanced | p57 | 0
geo_advanced | p58 | 0
geo_advanced | p59 | 0
geo_advanced | p6 | 0
geo_advanced | p60 | 0
geo_advanced | p61 | 0
geo_advanced | p62 | 0
geo_advanced | p63 | 0
geo_advanced | p64 | 0.005
geo_advanced | p65 | 0
geo_advanced | p66 | 0
geo_advanced | p67 | 0
geo_advanced | p68 | 0
geo_advanced | p69 | 0
geo_advanced | p7 | 0
geo_advanced | p70 | 0
geo_advanced | p71 | 0.031
geo_advanced | p72 | 0
geo_advanced | p73 | 0.44
geo_advanced | p74 | 0
geo_advanced | p75 | 0
geo_advanced | p76 | 0
geo_advanced | p77 | 0
geo_advanced | p78 | 0
geo_advanced | p79 | 0
geo_advanced | p8 | 0
geo_advanced | p80 | 0
geo_advanced | p81 | 0
geo_advanced | p82 | 0
geo_advanced | p83 | 0
geo_advanced | p84 | 0
geo_advanced | p85 | 0.03
geo_advanced | p86 | 0
geo_advanced | p87 | 0
geo_advanced | p88 | 0
geo_advanced | p89 | 0
geo_advanced | p9 | 4.9673
geo_advanced | p90 | 0
geo_advanced | p91 | 0
geo_advanced | p92 | 1.6163
geo_advanced | p93 | 0
geo_advanced | p94 | 1.8974
geo_advanced | p95 | 2.22
geo_advanced | p96 | 0.576
geo_advanced | p97 | 0.086
geo_advanced | p98 | 0
geo_advanced | p99 | 3.241

## 40_Battery Storage Capacity (GW
scenario | rb | Capacity (GW)
geo_advanced | p1 | 0.5283
geo_advanced | p10 | 19.9746
geo_advanced | p100 | 3.8553
geo_advanced | p101 | 18.3707
geo_advanced | p102 | 8.3255
geo_advanced | p103 | 0.5342
geo_advanced | p104 | 0.026817
geo_advanced | p105 | 0
geo_advanced | p106 | 1.9099
geo_advanced | p107 | 0.00049385
geo_advanced | p108 | 0
geo_advanced | p109 | 4.0484
geo_advanced | p11 | 0.19101
geo_advanced | p110 | 0.15641
geo_advanced | p111 | 3.7652
geo_advanced | p112 | 0.00023198
geo_advanced | p113 | 0
geo_advanced | p114 | 0.030078
geo_advanced | p115 | 0.66395
geo_advanced | p116 | 0.47054
geo_advanced | p117 | 0.07503
geo_advanced | p118 | 2.3991
geo_advanced | p119 | 0.082053
geo_advanced | p12 | 0.46875
geo_advanced | p120 | 0
geo_advanced | p121 | 0.0017007
geo_advanced | p122 | 0
geo_advanced | p123 | 1.8866
geo_advanced | p124 | 0.11704
geo_advanced | p125 | 0.36933
geo_advanced | p126 | 2
geo_advanced | p127 | 8.8242
geo_advanced | p128 | 0.60584
geo_advanced | p129 | 0.14066
geo_advanced | p13 | 3.2899
geo_advanced | p130 | 0
geo_advanced | p131 | 4.1316
geo_advanced | p132 | 0.23363
geo_advanced | p133 | 0
geo_advanced | p134 | 0.97213
geo_advanced | p14 | 0
geo_advanced | p15 | 0
geo_advanced | p16 | 0.033905
geo_advanced | p17 | 0
geo_advanced | p18 | 0
geo_advanced | p19 | 0
geo_advanced | p2 | 0
geo_advanced | p20 | 0
geo_advanced | p21 | 0
geo_advanced | p22 | 0.0031992
geo_advanced | p23 | 0.0076145
geo_advanced | p24 | 0
geo_advanced | p25 | 7.0127
geo_advanced | p26 | 0.10271
geo_advanced | p27 | 0.81154
geo_advanced | p28 | 5.6027
geo_advanced | p29 | 0.15132
geo_advanced | p3 | 0.0016244
geo_advanced | p30 | 0.0048264
geo_advanced | p31 | 0.12582
geo_advanced | p32 | 0.097616
geo_advanced | p33 | 3.5985
geo_advanced | p34 | 0
geo_advanced | p35 | 0
geo_advanced | p36 | 0
geo_advanced | p37 | 1.8683
geo_advanced | p38 | 0
geo_advanced | p39 | 0.12007
geo_advanced | p4 | 0
geo_advanced | p40 | 0.38602
geo_advanced | p41 | 0.85651
geo_advanced | p42 | 0
geo_advanced | p43 | 1.4157
geo_advanced | p44 | 0
geo_advanced | p45 | 0
geo_advanced | p46 | 0
geo_advanced | p47 | 0.0073404
geo_advanced | p48 | 1.6721
geo_advanced | p49 | 1.4061
geo_advanced | p5 | 1.7411
geo_advanced | p50 | 0.020087
geo_advanced | p51 | 0
geo_advanced | p52 | 0
geo_advanced | p53 | 1.7061
geo_advanced | p54 | 0.093564
geo_advanced | p55 | 0.1096
geo_advanced | p56 | 0
geo_advanced | p57 | 3.2469
geo_advanced | p58 | 7.0192
geo_advanced | p59 | 2.7922
geo_advanced | p6 | 0.00125
geo_advanced | p60 | 4.3473
geo_advanced | p61 | 0
geo_advanced | p62 | 0.089469
geo_advanced | p63 | 11.238
geo_advanced | p64 | 0.044086
geo_advanced | p65 | 0.0015034
geo_advanced | p66 | 1.6237
geo_advanced | p67 | 4.2446
geo_advanced | p68 | 0
geo_advanced | p69 | 0.082105
geo_advanced | p7 | 1.5725
geo_advanced | p70 | 0.040058
geo_advanced | p71 | 0.066777
geo_advanced | p72 | 5.2143
geo_advanced | p73 | 0.0012899
geo_advanced | p74 | 0
geo_advanced | p75 | 0
geo_advanced | p76 | 0.27957
geo_advanced | p77 | 0
geo_advanced | p78 | 0.00061273
geo_advanced | p79 | 0.26727
geo_advanced | p8 | 1.1178
geo_advanced | p80 | 1.9971
geo_advanced | p81 | 0.23004
geo_advanced | p82 | 0.093754
geo_advanced | p83 | 0.041983
geo_advanced | p84 | 0
geo_advanced | p85 | 0.019568
geo_advanced | p86 | 0.8252
geo_advanced | p87 | 0
geo_advanced | p88 | 0.019993
geo_advanced | p89 | 0.0002618
geo_advanced | p9 | 3.9678
geo_advanced | p90 | 0
geo_advanced | p91 | 0
geo_advanced | p92 | 3.5707
geo_advanced | p93 | 0
geo_advanced | p94 | 15.5824
geo_advanced | p95 | 0
geo_advanced | p96 | 13.067
geo_advanced | p97 | 3.7594
geo_advanced | p98 | 1.8576
geo_advanced | p99 | 19.0496

## 41_Capacity Factor - Generation
tech | scenario | year | CF
nuclear | geo_advanced | 2010 | 0.9187
nuclear | geo_advanced | 2012 | 0.91845
nuclear | geo_advanced | 2014 | 0.9189
nuclear | geo_advanced | 2016 | 0.91811
nuclear | geo_advanced | 2018 | 0.91814
nuclear | geo_advanced | 2020 | 0.9179
nuclear | geo_advanced | 2022 | 0.91597
nuclear | geo_advanced | 2024 | 0.90995
nuclear | geo_advanced | 2026 | 0.90908
nuclear | geo_advanced | 2028 | 0.89762
nuclear | geo_advanced | 2030 | 0.8799
nuclear | geo_advanced | 2032 | 0.87593
nuclear | geo_advanced | 2034 | 0.87342
nuclear | geo_advanced | 2036 | 0.86724
nuclear | geo_advanced | 2038 | 0.86976
nuclear | geo_advanced | 2040 | 0.89088
nuclear | geo_advanced | 2042 | 0.90208
nuclear | geo_advanced | 2044 | 0.90605
nuclear | geo_advanced | 2046 | 0.90653
nuclear | geo_advanced | 2048 | 0.90758
nuclear | geo_advanced | 2050 | 0.90849
coal | geo_advanced | 2010 | 0.71402
coal | geo_advanced | 2012 | 0.47343
coal | geo_advanced | 2014 | 0.68499
coal | geo_advanced | 2016 | 0.41326
coal | geo_advanced | 2018 | 0.45355
coal | geo_advanced | 2020 | 0.33417
coal | geo_advanced | 2022 | 0.51985
coal | geo_advanced | 2024 | 0.26048
coal | geo_advanced | 2026 | 0.17667
coal | geo_advanced | 2028 | 0.085968
coal | geo_advanced | 2030 | 0.078751
coal | geo_advanced | 2032 | 0.079883
coal | geo_advanced | 2034 | 0.077876
coal | geo_advanced | 2036 | 0.073479
coal | geo_advanced | 2038 | 0.070446
coal | geo_advanced | 2040 | 0.085065
coal | geo_advanced | 2042 | 0.094522
coal | geo_advanced | 2044 | 0.09955
coal | geo_advanced | 2046 | 0.10839
coal | geo_advanced | 2048 | 0.12529
coal | geo_advanced | 2050 | 0.13361
gas-cc | geo_advanced | 2010 | 0.41006
gas-cc | geo_advanced | 2012 | 0.63425
gas-cc | geo_advanced | 2014 | 0.39397
gas-cc | geo_advanced | 2016 | 0.6601
gas-cc | geo_advanced | 2018 | 0.56664
gas-cc | geo_advanced | 2020 | 0.66306
gas-cc | geo_advanced | 2022 | 0.46315
gas-cc | geo_advanced | 2024 | 0.43934
gas-cc | geo_advanced | 2026 | 0.38189
gas-cc | geo_advanced | 2028 | 0.31479
gas-cc | geo_advanced | 2030 | 0.22022
gas-cc | geo_advanced | 2032 | 0.19696
gas-cc | geo_advanced | 2034 | 0.15765
gas-cc | geo_advanced | 2036 | 0.14491
gas-cc | geo_advanced | 2038 | 0.15623
gas-cc | geo_advanced | 2040 | 0.20959
gas-cc | geo_advanced | 2042 | 0.25402
gas-cc | geo_advanced | 2044 | 0.28865
gas-cc | geo_advanced | 2046 | 0.32535
gas-cc | geo_advanced | 2048 | 0.34586
gas-cc | geo_advanced | 2050 | 0.36553
gas-cc-ccs_mod_upgrade | geo_advanced | 2028 | 0.87612
gas-cc-ccs_mod_upgrade | geo_advanced | 2030 | 0.87612
gas-cc-ccs_mod_upgrade | geo_advanced | 2032 | 0.87612
gas-cc-ccs_mod_upgrade | geo_advanced | 2034 | 0.87301
gas-cc-ccs_mod_upgrade | geo_advanced | 2036 | 0.87601
gas-cc-ccs_mod_upgrade | geo_advanced | 2038 | 0.87604
gas-cc-ccs_mod_upgrade | geo_advanced | 2040 | 0.06
gas-cc-ccs_mod_upgrade | geo_advanced | 2042 | 0.06
gas-cc-ccs_mod_upgrade | geo_advanced | 2044 | 0.06
gas-cc-ccs_mod_upgrade | geo_advanced | 2046 | 0.06
gas-cc-ccs_mod_upgrade | geo_advanced | 2048 | 0.06
gas-cc-ccs_mod_upgrade | geo_advanced | 2050 | 0.06
gas-ct | geo_advanced | 2010 | 0.06
gas-ct | geo_advanced | 2012 | 0.06
gas-ct | geo_advanced | 2014 | 0.060222
gas-ct | geo_advanced | 2016 | 0.062198
gas-ct | geo_advanced | 2018 | 0.061732
gas-ct | geo_advanced | 2020 | 0.07033
gas-ct | geo_advanced | 2022 | 0.06
gas-ct | geo_advanced | 2024 | 0.06
gas-ct | geo_advanced | 2026 | 0.06
gas-ct | geo_advanced | 2028 | 0.06
gas-ct | geo_advanced | 2030 | 0.06
gas-ct | geo_advanced | 2032 | 0.06
gas-ct | geo_advanced | 2034 | 0.06
gas-ct | geo_advanced | 2036 | 0.06
gas-ct | geo_advanced | 2038 | 0.06
gas-ct | geo_advanced | 2040 | 0.06
gas-ct | geo_advanced | 2042 | 0.06
gas-ct | geo_advanced | 2044 | 0.06
gas-ct | geo_advanced | 2046 | 0.06
gas-ct | geo_advanced | 2048 | 0.06
gas-ct | geo_advanced | 2050 | 0.06
o-g-s | geo_advanced | 2010 | 0.063894
o-g-s | geo_advanced | 2012 | 0.063458
o-g-s | geo_advanced | 2014 | 0.064712
o-g-s | geo_advanced | 2016 | 0.077041
o-g-s | geo_advanced | 2018 | 0.063805
o-g-s | geo_advanced | 2020 | 0.094009
o-g-s | geo_advanced | 2022 | 0.06
o-g-s | geo_advanced | 2024 | 0.06
o-g-s | geo_advanced | 2026 | 0.06
o-g-s | geo_advanced | 2028 | 0.06
o-g-s | geo_advanced | 2030 | 0.06
o-g-s | geo_advanced | 2032 | 0.06
o-g-s | geo_advanced | 2034 | 0.06
o-g-s | geo_advanced | 2036 | 0.06
o-g-s | geo_advanced | 2038 | 0.06
o-g-s | geo_advanced | 2040 | 0.06
o-g-s | geo_advanced | 2042 | 0.06
o-g-s | geo_advanced | 2044 | 0.06
o-g-s | geo_advanced | 2046 | 0.06
o-g-s | geo_advanced | 2048 | 0.06
o-g-s | geo_advanced | 2050 | 0.06
hydro | geo_advanced | 2010 | 0.38664
hydro | geo_advanced | 2012 | 0.39881
hydro | geo_advanced | 2014 | 0.37773
hydro | geo_advanced | 2016 | 0.38583
hydro | geo_advanced | 2018 | 0.41396
hydro | geo_advanced | 2020 | 0.40857
hydro | geo_advanced | 2022 | 0.40871
hydro | geo_advanced | 2024 | 0.41005
hydro | geo_advanced | 2026 | 0.41118
hydro | geo_advanced | 2028 | 0.41038
hydro | geo_advanced | 2030 | 0.40578
hydro | geo_advanced | 2032 | 0.40349
hydro | geo_advanced | 2034 | 0.39678
hydro | geo_advanced | 2036 | 0.39197
hydro | geo_advanced | 2038 | 0.38678
hydro | geo_advanced | 2040 | 0.39114
hydro | geo_advanced | 2042 | 0.39938
hydro | geo_advanced | 2044 | 0.40259
hydro | geo_advanced | 2046 | 0.40751
hydro | geo_advanced | 2048 | 0.40969
hydro | geo_advanced | 2050 | 0.40958
geothermal | geo_advanced | 2010 | 0.062212
geothermal | geo_advanced | 2012 | 0.099983
geothermal | geo_advanced | 2014 | 0.12206
geothermal | geo_advanced | 2016 | 0.13439
geothermal | geo_advanced | 2018 | 0.14872
geothermal | geo_advanced | 2020 | 0.34216
geothermal | geo_advanced | 2022 | 0.34723
geothermal | geo_advanced | 2024 | 0.34724
geothermal | geo_advanced | 2026 | 0.34724
geothermal | geo_advanced | 2028 | 0.52364
geothermal | geo_advanced | 2030 | 0.52364
geothermal | geo_advanced | 2032 | 0.52315
geothermal | geo_advanced | 2034 | 0.52341
geothermal | geo_advanced | 2036 | 0.55467
geothermal | geo_advanced | 2038 | 0.55372
geothermal | geo_advanced | 2040 | 0.54766
geothermal | geo_advanced | 2042 | 0.58769
geothermal | geo_advanced | 2044 | 0.59594
geothermal | geo_advanced | 2046 | 0.61107
geothermal | geo_advanced | 2048 | 0.63064
geothermal | geo_advanced | 2050 | 0.67104
biopower | geo_advanced | 2010 | 0.136
biopower | geo_advanced | 2012 | 0.077683
biopower | geo_advanced | 2014 | 0.17503
biopower | geo_advanced | 2016 | 0.11359
biopower | geo_advanced | 2018 | 0.13317
biopower | geo_advanced | 2020 | 0.16162
biopower | geo_advanced | 2022 | 0.21834
biopower | geo_advanced | 2024 | 0.06295
biopower | geo_advanced | 2026 | 0.06
biopower | geo_advanced | 2028 | 0.06
biopower | geo_advanced | 2030 | 0.06
biopower | geo_advanced | 2032 | 0.06
biopower | geo_advanced | 2034 | 0.06
biopower | geo_advanced | 2036 | 0.06
biopower | geo_advanced | 2038 | 0.06
biopower | geo_advanced | 2040 | 0.06
biopower | geo_advanced | 2042 | 0.063888
biopower | geo_advanced | 2044 | 0.06417
biopower | geo_advanced | 2046 | 0.06093
biopower | geo_advanced | 2048 | 0.060748
biopower | geo_advanced | 2050 | 0.064326
lfill-gas | geo_advanced | 2010 | 0.52418
lfill-gas | geo_advanced | 2012 | 0.52331
lfill-gas | geo_advanced | 2014 | 0.52406
lfill-gas | geo_advanced | 2016 | 0.52221
lfill-gas | geo_advanced | 2018 | 0.52222
lfill-gas | geo_advanced | 2020 | 0.51489
lfill-gas | geo_advanced | 2022 | 0.52098
lfill-gas | geo_advanced | 2024 | 0.50663
lfill-gas | geo_advanced | 2026 | 0.5054
lfill-gas | geo_advanced | 2028 | 0.49565
lfill-gas | geo_advanced | 2030 | 0.48583
lfill-gas | geo_advanced | 2032 | 0.48269
lfill-gas | geo_advanced | 2034 | 0.47903
lfill-gas | geo_advanced | 2036 | 0.47772
lfill-gas | geo_advanced | 2038 | 0.48631
lfill-gas | geo_advanced | 2040 | 0.49398
lfill-gas | geo_advanced | 2042 | 0.49714
lfill-gas | geo_advanced | 2044 | 0.49793
lfill-gas | geo_advanced | 2046 | 0.49805
lfill-gas | geo_advanced | 2048 | 0.49949
lfill-gas | geo_advanced | 2050 | 0.50003
wind-ons | geo_advanced | 2010 | 0.32427
wind-ons | geo_advanced | 2012 | 0.34193
wind-ons | geo_advanced | 2014 | 0.34725
wind-ons | geo_advanced | 2016 | 0.36237
wind-ons | geo_advanced | 2018 | 0.36587
wind-ons | geo_advanced | 2020 | 0.37817
wind-ons | geo_advanced | 2022 | 0.32658
wind-ons | geo_advanced | 2024 | 0.40545
wind-ons | geo_advanced | 2026 | 0.4065
wind-ons | geo_advanced | 2028 | 0.40955
wind-ons | geo_advanced | 2030 | 0.40911
wind-ons | geo_advanced | 2032 | 0.40821
wind-ons | geo_advanced | 2034 | 0.41165
wind-ons | geo_advanced | 2036 | 0.41452
wind-ons | geo_advanced | 2038 | 0.4134
wind-ons | geo_advanced | 2040 | 0.42119
wind-ons | geo_advanced | 2042 | 0.42287
wind-ons | geo_advanced | 2044 | 0.42145
wind-ons | geo_advanced | 2046 | 0.42232
wind-ons | geo_advanced | 2048 | 0.42331
wind-ons | geo_advanced | 2050 | 0.42681
wind-ofs | geo_advanced | 2016 | 0.40754
wind-ofs | geo_advanced | 2018 | 0.40534
wind-ofs | geo_advanced | 2020 | 0.39749
wind-ofs | geo_advanced | 2022 | 0.19741
wind-ofs | geo_advanced | 2024 | 0.37376
wind-ofs | geo_advanced | 2026 | 0.3921
wind-ofs | geo_advanced | 2028 | 0.41509
wind-ofs | geo_advanced | 2030 | 0.41404
wind-ofs | geo_advanced | 2032 | 0.41205
wind-ofs | geo_advanced | 2034 | 0.40911
wind-ofs | geo_advanced | 2036 | 0.4138
wind-ofs | geo_advanced | 2038 | 0.41074
wind-ofs | geo_advanced | 2040 | 0.42919
wind-ofs | geo_advanced | 2042 | 0.42224
wind-ofs | geo_advanced | 2044 | 0.42983
wind-ofs | geo_advanced | 2046 | 0.43152
wind-ofs | geo_advanced | 2048 | 0.41851
wind-ofs | geo_advanced | 2050 | 0.42478
csp | geo_advanced | 2014 | 0.3148
csp | geo_advanced | 2016 | 0.3148
csp | geo_advanced | 2018 | 0.3148
csp | geo_advanced | 2020 | 0.3148
csp | geo_advanced | 2022 | 0.25209
csp | geo_advanced | 2024 | 0.31476
csp | geo_advanced | 2026 | 0.3148
csp | geo_advanced | 2028 | 0.2963
csp | geo_advanced | 2030 | 0.28336
csp | geo_advanced | 2032 | 0.25499
csp | geo_advanced | 2034 | 0.25902
csp | geo_advanced | 2036 | 0.24909
csp | geo_advanced | 2038 | 0.21432
csp | geo_advanced | 2040 | 0.26104
csp | geo_advanced | 2042 | 0.26723
csp | geo_advanced | 2044 | 0.28036
upv | geo_advanced | 2010 | 0.2966
upv | geo_advanced | 2012 | 0.30065
upv | geo_advanced | 2014 | 0.30525
upv | geo_advanced | 2016 | 0.29463
upv | geo_advanced | 2018 | 0.28514
upv | geo_advanced | 2020 | 0.28054
upv | geo_advanced | 2022 | 0.2213
upv | geo_advanced | 2024 | 0.25959
upv | geo_advanced | 2026 | 0.25324
upv | geo_advanced | 2028 | 0.25692
upv | geo_advanced | 2030 | 0.25723
upv | geo_advanced | 2032 | 0.25442
upv | geo_advanced | 2034 | 0.24896
upv | geo_advanced | 2036 | 0.24259
upv | geo_advanced | 2038 | 0.24457
upv | geo_advanced | 2040 | 0.24165
upv | geo_advanced | 2042 | 0.24158
upv | geo_advanced | 2044 | 0.23967
upv | geo_advanced | 2046 | 0.24368
upv | geo_advanced | 2048 | 0.24273
upv | geo_advanced | 2050 | 0.24232
dupv | geo_advanced | 2010 | 0.26575
dupv | geo_advanced | 2012 | 0.26305
dupv | geo_advanced | 2014 | 0.2613
dupv | geo_advanced | 2016 | 0.25749
dupv | geo_advanced | 2018 | 0.25209
dupv | geo_advanced | 2020 | 0.24804
dupv | geo_advanced | 2022 | 0.19014
dupv | geo_advanced | 2024 | 0.23842
dupv | geo_advanced | 2026 | 0.23239
dupv | geo_advanced | 2028 | 0.22388
dupv | geo_advanced | 2030 | 0.21425
dupv | geo_advanced | 2032 | 0.21092
dupv | geo_advanced | 2034 | 0.21186
dupv | geo_advanced | 2036 | 0.20485
dupv | geo_advanced | 2038 | 0.20246
dupv | geo_advanced | 2040 | 0.20351
dupv | geo_advanced | 2042 | 0.20647
dupv | geo_advanced | 2044 | 0.2007
dupv | geo_advanced | 2046 | 0.20132
dupv | geo_advanced | 2048 | 0.21577
dupv | geo_advanced | 2050 | 0.23524
distpv | geo_advanced | 2010 | 0.19755
distpv | geo_advanced | 2012 | 0.18315
distpv | geo_advanced | 2014 | 0.18233
distpv | geo_advanced | 2016 | 0.18214
distpv | geo_advanced | 2018 | 0.1811
distpv | geo_advanced | 2020 | 0.18085
distpv | geo_advanced | 2022 | 0.16065
distpv | geo_advanced | 2024 | 0.16774
distpv | geo_advanced | 2026 | 0.16118
distpv | geo_advanced | 2028 | 0.15949
distpv | geo_advanced | 2030 | 0.14461
distpv | geo_advanced | 2032 | 0.14318
distpv | geo_advanced | 2034 | 0.14265
distpv | geo_advanced | 2036 | 0.13193
distpv | geo_advanced | 2038 | 0.13847
distpv | geo_advanced | 2040 | 0.14287
distpv | geo_advanced | 2042 | 0.14861
distpv | geo_advanced | 2044 | 0.15566
distpv | geo_advanced | 2046 | 0.15999
distpv | geo_advanced | 2048 | 0.16747
distpv | geo_advanced | 2050 | 0.16358
pvb | geo_advanced | 2012 | 0.35287
pvb | geo_advanced | 2014 | 0.3324
pvb | geo_advanced | 2016 | 0.34339
pvb | geo_advanced | 2018 | 0.34346
pvb | geo_advanced | 2020 | 0.3522
pvb | geo_advanced | 2022 | 0.20306
pvb | geo_advanced | 2024 | 0.28526
pvb | geo_advanced | 2026 | 0.24749
pvb | geo_advanced | 2028 | 0.28459
pvb | geo_advanced | 2030 | 0.32124
pvb | geo_advanced | 2032 | 0.33601
pvb | geo_advanced | 2034 | 0.32827
pvb | geo_advanced | 2036 | 0.33949
pvb | geo_advanced | 2038 | 0.34226
pvb | geo_advanced | 2040 | 0.31824
pvb | geo_advanced | 2042 | 0.30709
pvb | geo_advanced | 2044 | 0.27683
pvb | geo_advanced | 2046 | 0.23956
pvb | geo_advanced | 2048 | 0.26378
pvb | geo_advanced | 2050 | 0.26014
battery_2 | geo_advanced | 2010 | 0.035717
battery_2 | geo_advanced | 2012 | 0.02015
battery_2 | geo_advanced | 2014 | 0.021744
battery_2 | geo_advanced | 2016 | 0.010175
battery_2 | geo_advanced | 2018 | 0.013458
battery_2 | geo_advanced | 2020 | 0.022726
battery_2 | geo_advanced | 2022 | 0.20767
battery_2 | geo_advanced | 2024 | 0.067286
battery_2 | geo_advanced | 2026 | 0.078216
battery_2 | geo_advanced | 2028 | 0.078299
battery_2 | geo_advanced | 2030 | 0.072499
battery_2 | geo_advanced | 2032 | 0.071507
battery_2 | geo_advanced | 2034 | 0.082654
battery_2 | geo_advanced | 2036 | 0.085812
battery_2 | geo_advanced | 2038 | 0.10357
battery_2 | geo_advanced | 2040 | 0.087209
battery_2 | geo_advanced | 2042 | 0.087513
battery_2 | geo_advanced | 2044 | 0.07779
battery_2 | geo_advanced | 2046 | 0.07281
battery_2 | geo_advanced | 2048 | 0.068737
battery_2 | geo_advanced | 2050 | 0.071872
battery_4 | geo_advanced | 2012 | 0.0044749
battery_4 | geo_advanced | 2014 | 0.0044749
battery_4 | geo_advanced | 2016 | 0.0044749
battery_4 | geo_advanced | 2018 | 0.0044749
battery_4 | geo_advanced | 2020 | 0.0044749
battery_4 | geo_advanced | 2022 | 0.24277
battery_4 | geo_advanced | 2024 | 0.15055
battery_4 | geo_advanced | 2026 | 0.1935
battery_4 | geo_advanced | 2028 | 0.16376
battery_4 | geo_advanced | 2030 | 0.16941
battery_4 | geo_advanced | 2032 | 0.14808
battery_4 | geo_advanced | 2034 | 0.13471
battery_4 | geo_advanced | 2036 | 0.14566
battery_4 | geo_advanced | 2038 | 0.14945
battery_4 | geo_advanced | 2040 | 0.14135
battery_4 | geo_advanced | 2042 | 0.1442
battery_4 | geo_advanced | 2044 | 0.13372
battery_4 | geo_advanced | 2046 | 0.15086
battery_4 | geo_advanced | 2048 | 0.13624
battery_4 | geo_advanced | 2050 | 0.13256
battery_6 | geo_advanced | 2022 | 0.31025
battery_6 | geo_advanced | 2024 | 0.033849
battery_6 | geo_advanced | 2026 | 0.207
battery_6 | geo_advanced | 2028 | 0.25003
battery_6 | geo_advanced | 2030 | 0.25109
battery_6 | geo_advanced | 2032 | 0.23259
battery_6 | geo_advanced | 2034 | 0.22082
battery_6 | geo_advanced | 2036 | 0.19866
battery_6 | geo_advanced | 2038 | 0.18264
battery_6 | geo_advanced | 2040 | 0.16939
battery_6 | geo_advanced | 2042 | 0.17113
battery_6 | geo_advanced | 2044 | 0.17017
battery_6 | geo_advanced | 2046 | 0.1869
battery_6 | geo_advanced | 2048 | 0.19741
battery_6 | geo_advanced | 2050 | 0.1863
battery_8 | geo_advanced | 2032 | 0.3181
battery_8 | geo_advanced | 2034 | 0.28226
battery_8 | geo_advanced | 2036 | 0.25631
battery_8 | geo_advanced | 2038 | 0.22053
battery_8 | geo_advanced | 2040 | 0.17278
battery_8 | geo_advanced | 2042 | 0.15618
battery_8 | geo_advanced | 2044 | 0.19705
battery_8 | geo_advanced | 2046 | 0.15951
battery_8 | geo_advanced | 2048 | 0.15413
battery_8 | geo_advanced | 2050 | 0.14546
pumped-hydro | geo_advanced | 2010 | 0.10211
pumped-hydro | geo_advanced | 2012 | 0.077482
pumped-hydro | geo_advanced | 2014 | 0.077253
pumped-hydro | geo_advanced | 2016 | 0.07665
pumped-hydro | geo_advanced | 2018 | 0.070338
pumped-hydro | geo_advanced | 2020 | 0.085135
pumped-hydro | geo_advanced | 2022 | 0.079394
pumped-hydro | geo_advanced | 2024 | 0.12488
pumped-hydro | geo_advanced | 2026 | 0.14638
pumped-hydro | geo_advanced | 2028 | 0.13622
pumped-hydro | geo_advanced | 2030 | 0.14513
pumped-hydro | geo_advanced | 2032 | 0.096882
pumped-hydro | geo_advanced | 2034 | 0.082018
pumped-hydro | geo_advanced | 2036 | 0.021191
pumped-hydro | geo_advanced | 2038 | 0.014605
pumped-hydro | geo_advanced | 2040 | 0.010551
pumped-hydro | geo_advanced | 2042 | 0.010793
pumped-hydro | geo_advanced | 2044 | 0.012481
pumped-hydro | geo_advanced | 2046 | 0.01264
pumped-hydro | geo_advanced | 2048 | 0.018415
pumped-hydro | geo_advanced | 2050 | 0.018397
Canada | geo_advanced | 2010 | 0.87519
Canada | geo_advanced | 2012 | 0.87519
Canada | geo_advanced | 2014 | 0.87519
Canada | geo_advanced | 2016 | 0.87519
Canada | geo_advanced | 2018 | 0.87519
Canada | geo_advanced | 2020 | 0.87519
Canada | geo_advanced | 2022 | 0.57535
Canada | geo_advanced | 2024 | 0.87519
Canada | geo_advanced | 2026 | 0.87519
Canada | geo_advanced | 2028 | 0.87519
Canada | geo_advanced | 2030 | 0.87519
Canada | geo_advanced | 2032 | 0.87519
Canada | geo_advanced | 2034 | 0.87519
Canada | geo_advanced | 2036 | 0.87519
Canada | geo_advanced | 2038 | 0.87519
Canada | geo_advanced | 2040 | 0.87519
Canada | geo_advanced | 2042 | 0.87519
Canada | geo_advanced | 2044 | 0.87519
Canada | geo_advanced | 2046 | 0.87519
Canada | geo_advanced | 2048 | 0.87519
Canada | geo_advanced | 2050 | 0.87519

## 43_Monetized health damages ove
cr | model | scenario | year | Total health damages (billion $)
acs | ap2 | geo_advanced | 2010 | 145.8998
acs | ap2 | geo_advanced | 2011 | 143.926
acs | ap2 | geo_advanced | 2012 | 90.0966
acs | ap2 | geo_advanced | 2013 | 89.9286
acs | ap2 | geo_advanced | 2014 | 122.0628
acs | ap2 | geo_advanced | 2015 | 121.4702
acs | ap2 | geo_advanced | 2016 | 68.4637
acs | ap2 | geo_advanced | 2017 | 68.3978
acs | ap2 | geo_advanced | 2018 | 61.5497
acs | ap2 | geo_advanced | 2019 | 61.4714
acs | ap2 | geo_advanced | 2020 | 47.7723
acs | ap2 | geo_advanced | 2021 | 47.6436
acs | ap2 | geo_advanced | 2022 | 57.8639
acs | ap2 | geo_advanced | 2023 | 57.7086
acs | ap2 | geo_advanced | 2024 | 29.8316
acs | ap2 | geo_advanced | 2025 | 29.7527
acs | ap2 | geo_advanced | 2026 | 21.0393
acs | ap2 | geo_advanced | 2027 | 20.9669
acs | ap2 | geo_advanced | 2028 | 10.5509
acs | ap2 | geo_advanced | 2029 | 10.4844
acs | ap2 | geo_advanced | 2030 | 9.1614
acs | ap2 | geo_advanced | 2031 | 9.107
acs | ap2 | geo_advanced | 2032 | 8.7746
acs | ap2 | geo_advanced | 2033 | 8.7289
acs | ap2 | geo_advanced | 2034 | 8.141
acs | ap2 | geo_advanced | 2035 | 8.1043
acs | ap2 | geo_advanced | 2036 | 7.8522
acs | ap2 | geo_advanced | 2037 | 7.8103
acs | ap2 | geo_advanced | 2038 | 7.6355
acs | ap2 | geo_advanced | 2039 | 7.5934
acs | ap2 | geo_advanced | 2040 | 8.5346
acs | ap2 | geo_advanced | 2041 | 8.49
acs | ap2 | geo_advanced | 2042 | 9.2037
acs | ap2 | geo_advanced | 2043 | 9.1904
acs | ap2 | geo_advanced | 2044 | 8.9516
acs | ap2 | geo_advanced | 2045 | 8.9378
acs | ap2 | geo_advanced | 2046 | 8.7576
acs | ap2 | geo_advanced | 2047 | 8.7438
acs | ap2 | geo_advanced | 2048 | 8.2096
acs | ap2 | geo_advanced | 2049 | 8.1947
acs | ap2 | geo_advanced | 2050 | 7.6436
acs | easiur | geo_advanced | 2010 | 161.4958
acs | easiur | geo_advanced | 2011 | 160.0036
acs | easiur | geo_advanced | 2012 | 100.9134
acs | easiur | geo_advanced | 2013 | 100.7828
acs | easiur | geo_advanced | 2014 | 136.0049
acs | easiur | geo_advanced | 2015 | 135.5445
acs | easiur | geo_advanced | 2016 | 76.809
acs | easiur | geo_advanced | 2017 | 76.7549
acs | easiur | geo_advanced | 2018 | 68.415
acs | easiur | geo_advanced | 2019 | 68.3214
acs | easiur | geo_advanced | 2020 | 54.8821
acs | easiur | geo_advanced | 2021 | 54.7521
acs | easiur | geo_advanced | 2022 | 63.9844
acs | easiur | geo_advanced | 2023 | 63.836
acs | easiur | geo_advanced | 2024 | 33.882
acs | easiur | geo_advanced | 2025 | 33.793
acs | easiur | geo_advanced | 2026 | 24.106
acs | easiur | geo_advanced | 2027 | 24.0271
acs | easiur | geo_advanced | 2028 | 12.922
acs | easiur | geo_advanced | 2029 | 12.8555
acs | easiur | geo_advanced | 2030 | 11.423
acs | easiur | geo_advanced | 2031 | 11.3725
acs | easiur | geo_advanced | 2032 | 10.9596
acs | easiur | geo_advanced | 2033 | 10.9258
acs | easiur | geo_advanced | 2034 | 10.1571
acs | easiur | geo_advanced | 2035 | 10.127
acs | easiur | geo_advanced | 2036 | 9.7662
acs | easiur | geo_advanced | 2037 | 9.734
acs | easiur | geo_advanced | 2038 | 9.6489
acs | easiur | geo_advanced | 2039 | 9.6163
acs | easiur | geo_advanced | 2040 | 10.7111
acs | easiur | geo_advanced | 2041 | 10.6738
acs | easiur | geo_advanced | 2042 | 11.5951
acs | easiur | geo_advanced | 2043 | 11.5697
acs | easiur | geo_advanced | 2044 | 11.4334
acs | easiur | geo_advanced | 2045 | 11.4073
acs | easiur | geo_advanced | 2046 | 11.1386
acs | easiur | geo_advanced | 2047 | 11.1118
acs | easiur | geo_advanced | 2048 | 10.887
acs | easiur | geo_advanced | 2049 | 10.8583
acs | easiur | geo_advanced | 2050 | 10.6104
acs | inmap | geo_advanced | 2010 | 175.1745
acs | inmap | geo_advanced | 2011 | 174.3638
acs | inmap | geo_advanced | 2012 | 110.1081
acs | inmap | geo_advanced | 2013 | 110.0383
acs | inmap | geo_advanced | 2014 | 149.2833
acs | inmap | geo_advanced | 2015 | 149.0372
acs | inmap | geo_advanced | 2016 | 82.8678
acs | inmap | geo_advanced | 2017 | 82.8398
acs | inmap | geo_advanced | 2018 | 75.1047
acs | inmap | geo_advanced | 2019 | 75.065
acs | inmap | geo_advanced | 2020 | 58.396
acs | inmap | geo_advanced | 2021 | 58.3361
acs | inmap | geo_advanced | 2022 | 70.7429
acs | inmap | geo_advanced | 2023 | 70.6723
acs | inmap | geo_advanced | 2024 | 35.8225
acs | inmap | geo_advanced | 2025 | 35.7837
acs | inmap | geo_advanced | 2026 | 25.4984
acs | inmap | geo_advanced | 2027 | 25.4634
acs | inmap | geo_advanced | 2028 | 13.5985
acs | inmap | geo_advanced | 2029 | 13.5676
acs | inmap | geo_advanced | 2030 | 11.9021
acs | inmap | geo_advanced | 2031 | 11.8778
acs | inmap | geo_advanced | 2032 | 11.5149
acs | inmap | geo_advanced | 2033 | 11.4963
acs | inmap | geo_advanced | 2034 | 10.7439
acs | inmap | geo_advanced | 2035 | 10.7283
acs | inmap | geo_advanced | 2036 | 10.4336
acs | inmap | geo_advanced | 2037 | 10.4163
acs | inmap | geo_advanced | 2038 | 10.2269
acs | inmap | geo_advanced | 2039 | 10.2095
acs | inmap | geo_advanced | 2040 | 11.5124
acs | inmap | geo_advanced | 2041 | 11.4933
acs | inmap | geo_advanced | 2042 | 12.5445
acs | inmap | geo_advanced | 2043 | 12.5358
acs | inmap | geo_advanced | 2044 | 12.2112
acs | inmap | geo_advanced | 2045 | 12.2021
acs | inmap | geo_advanced | 2046 | 11.6729
acs | inmap | geo_advanced | 2047 | 11.6636
acs | inmap | geo_advanced | 2048 | 11.252
acs | inmap | geo_advanced | 2049 | 11.2421
acs | inmap | geo_advanced | 2050 | 10.6808
h6c | ap2 | geo_advanced | 2010 | 374.8471
h6c | ap2 | geo_advanced | 2011 | 369.7759
h6c | ap2 | geo_advanced | 2012 | 231.4765
h6c | ap2 | geo_advanced | 2013 | 231.0449
h6c | ap2 | geo_advanced | 2014 | 313.6046
h6c | ap2 | geo_advanced | 2015 | 312.0818
h6c | ap2 | geo_advanced | 2016 | 175.8972
h6c | ap2 | geo_advanced | 2017 | 175.7278
h6c | ap2 | geo_advanced | 2018 | 158.1333
h6c | ap2 | geo_advanced | 2019 | 157.9322
h6c | ap2 | geo_advanced | 2020 | 122.7365
h6c | ap2 | geo_advanced | 2021 | 122.4058
h6c | ap2 | geo_advanced | 2022 | 148.6637
h6c | ap2 | geo_advanced | 2023 | 148.2646
h6c | ap2 | geo_advanced | 2024 | 76.6434
h6c | ap2 | geo_advanced | 2025 | 76.4405
h6c | ap2 | geo_advanced | 2026 | 54.0541
h6c | ap2 | geo_advanced | 2027 | 53.8681
h6c | ap2 | geo_advanced | 2028 | 27.1073
h6c | ap2 | geo_advanced | 2029 | 26.9363
h6c | ap2 | geo_advanced | 2030 | 23.5372
h6c | ap2 | geo_advanced | 2031 | 23.3976
h6c | ap2 | geo_advanced | 2032 | 22.5435
h6c | ap2 | geo_advanced | 2033 | 22.4261
h6c | ap2 | geo_advanced | 2034 | 20.9157
h6c | ap2 | geo_advanced | 2035 | 20.8213
h6c | ap2 | geo_advanced | 2036 | 20.1738
h6c | ap2 | geo_advanced | 2037 | 20.0661
h6c | ap2 | geo_advanced | 2038 | 19.6169
h6c | ap2 | geo_advanced | 2039 | 19.5087
h6c | ap2 | geo_advanced | 2040 | 21.9269
h6c | ap2 | geo_advanced | 2041 | 21.8123
h6c | ap2 | geo_advanced | 2042 | 23.6459
h6c | ap2 | geo_advanced | 2043 | 23.6116
h6c | ap2 | geo_advanced | 2044 | 22.998
h6c | ap2 | geo_advanced | 2045 | 22.9627
h6c | ap2 | geo_advanced | 2046 | 22.4997
h6c | ap2 | geo_advanced | 2047 | 22.4641
h6c | ap2 | geo_advanced | 2048 | 21.0915
h6c | ap2 | geo_advanced | 2049 | 21.0533
h6c | ap2 | geo_advanced | 2050 | 19.6373
h6c | easiur | geo_advanced | 2010 | 414.9185
h6c | easiur | geo_advanced | 2011 | 411.0845
h6c | easiur | geo_advanced | 2012 | 259.2685
h6c | easiur | geo_advanced | 2013 | 258.9328
h6c | easiur | geo_advanced | 2014 | 349.4263
h6c | easiur | geo_advanced | 2015 | 348.2433
h6c | easiur | geo_advanced | 2016 | 197.339
h6c | easiur | geo_advanced | 2017 | 197.2
h6c | easiur | geo_advanced | 2018 | 175.7724
h6c | easiur | geo_advanced | 2019 | 175.5321
h6c | easiur | geo_advanced | 2020 | 141.004
h6c | easiur | geo_advanced | 2021 | 140.6699
h6c | easiur | geo_advanced | 2022 | 164.3893
h6c | easiur | geo_advanced | 2023 | 164.0079
h6c | easiur | geo_advanced | 2024 | 87.0501
h6c | easiur | geo_advanced | 2025 | 86.8215
h6c | easiur | geo_advanced | 2026 | 61.9333
h6c | easiur | geo_advanced | 2027 | 61.7307
h6c | easiur | geo_advanced | 2028 | 33.1994
h6c | easiur | geo_advanced | 2029 | 33.0285
h6c | easiur | geo_advanced | 2030 | 29.3481
h6c | easiur | geo_advanced | 2031 | 29.2183
h6c | easiur | geo_advanced | 2032 | 28.1576
h6c | easiur | geo_advanced | 2033 | 28.0708
h6c | easiur | geo_advanced | 2034 | 26.0957
h6c | easiur | geo_advanced | 2035 | 26.0184
h6c | easiur | geo_advanced | 2036 | 25.0914
h6c | easiur | geo_advanced | 2037 | 25.0086
h6c | easiur | geo_advanced | 2038 | 24.7901
h6c | easiur | geo_advanced | 2039 | 24.7063
h6c | easiur | geo_advanced | 2040 | 27.519
h6c | easiur | geo_advanced | 2041 | 27.4232
h6c | easiur | geo_advanced | 2042 | 29.7901
h6c | easiur | geo_advanced | 2043 | 29.725
h6c | easiur | geo_advanced | 2044 | 29.3747
h6c | easiur | geo_advanced | 2045 | 29.3076
h6c | easiur | geo_advanced | 2046 | 28.6171
h6c | easiur | geo_advanced | 2047 | 28.5483
h6c | easiur | geo_advanced | 2048 | 27.9708
h6c | easiur | geo_advanced | 2049 | 27.8969
h6c | easiur | geo_advanced | 2050 | 27.26
h6c | inmap | geo_advanced | 2010 | 450.0634
h6c | inmap | geo_advanced | 2011 | 447.9805
h6c | inmap | geo_advanced | 2012 | 282.8926
h6c | inmap | geo_advanced | 2013 | 282.7133
h6c | inmap | geo_advanced | 2014 | 383.5428
h6c | inmap | geo_advanced | 2015 | 382.9104
h6c | inmap | geo_advanced | 2016 | 212.9061
h6c | inmap | geo_advanced | 2017 | 212.8341
h6c | inmap | geo_advanced | 2018 | 192.9604
h6c | inmap | geo_advanced | 2019 | 192.8587
h6c | inmap | geo_advanced | 2020 | 150.0323
h6c | inmap | geo_advanced | 2021 | 149.8782
h6c | inmap | geo_advanced | 2022 | 181.7539
h6c | inmap | geo_advanced | 2023 | 181.5727
h6c | inmap | geo_advanced | 2024 | 92.0359
h6c | inmap | geo_advanced | 2025 | 91.9362
h6c | inmap | geo_advanced | 2026 | 65.511
h6c | inmap | geo_advanced | 2027 | 65.4211
h6c | inmap | geo_advanced | 2028 | 34.9373
h6c | inmap | geo_advanced | 2029 | 34.8581
h6c | inmap | geo_advanced | 2030 | 30.5792
h6c | inmap | geo_advanced | 2031 | 30.5165
h6c | inmap | geo_advanced | 2032 | 29.5843
h6c | inmap | geo_advanced | 2033 | 29.5365
h6c | inmap | geo_advanced | 2034 | 27.6035
h6c | inmap | geo_advanced | 2035 | 27.5634
h6c | inmap | geo_advanced | 2036 | 26.8062
h6c | inmap | geo_advanced | 2037 | 26.7617
h6c | inmap | geo_advanced | 2038 | 26.2752
h6c | inmap | geo_advanced | 2039 | 26.2303
h6c | inmap | geo_advanced | 2040 | 29.5778
h6c | inmap | geo_advanced | 2041 | 29.5287
h6c | inmap | geo_advanced | 2042 | 32.2296
h6c | inmap | geo_advanced | 2043 | 32.207
h6c | inmap | geo_advanced | 2044 | 31.3729
h6c | inmap | geo_advanced | 2045 | 31.3497
h6c | inmap | geo_advanced | 2046 | 29.9898
h6c | inmap | geo_advanced | 2047 | 29.9661
h6c | inmap | geo_advanced | 2048 | 28.9084
h6c | inmap | geo_advanced | 2049 | 28.883
h6c | inmap | geo_advanced | 2050 | 27.441

## 44_Mortality over time (lives-y
cr | model | scenario | year | Total health damages (lives)
acs | ap2 | geo_advanced | 2010 | 14675.728
acs | ap2 | geo_advanced | 2011 | 14477.1892
acs | ap2 | geo_advanced | 2012 | 9062.6096
acs | ap2 | geo_advanced | 2013 | 9045.7132
acs | ap2 | geo_advanced | 2014 | 12278.0258
acs | ap2 | geo_advanced | 2015 | 12218.4108
acs | ap2 | geo_advanced | 2016 | 6886.608
acs | ap2 | geo_advanced | 2017 | 6879.9758
acs | ap2 | geo_advanced | 2018 | 6191.143
acs | ap2 | geo_advanced | 2019 | 6183.2694
acs | ap2 | geo_advanced | 2020 | 4805.311
acs | ap2 | geo_advanced | 2021 | 4792.3648
acs | ap2 | geo_advanced | 2022 | 5820.397
acs | ap2 | geo_advanced | 2023 | 5804.773
acs | ap2 | geo_advanced | 2024 | 3000.697
acs | ap2 | geo_advanced | 2025 | 2992.7556
acs | ap2 | geo_advanced | 2026 | 2116.2954
acs | ap2 | geo_advanced | 2027 | 2109.0144
acs | ap2 | geo_advanced | 2028 | 1061.294
acs | ap2 | geo_advanced | 2029 | 1054.6022
acs | ap2 | geo_advanced | 2030 | 921.5222
acs | ap2 | geo_advanced | 2031 | 916.055
acs | ap2 | geo_advanced | 2032 | 882.616
acs | ap2 | geo_advanced | 2033 | 878.018
acs | ap2 | geo_advanced | 2034 | 818.8842
acs | ap2 | geo_advanced | 2035 | 815.189
acs | ap2 | geo_advanced | 2036 | 789.8368
acs | ap2 | geo_advanced | 2037 | 785.6204
acs | ap2 | geo_advanced | 2038 | 768.0354
acs | ap2 | geo_advanced | 2039 | 763.799
acs | ap2 | geo_advanced | 2040 | 858.4744
acs | ap2 | geo_advanced | 2041 | 853.988
acs | ap2 | geo_advanced | 2042 | 925.7816
acs | ap2 | geo_advanced | 2043 | 924.4388
acs | ap2 | geo_advanced | 2044 | 900.4162
acs | ap2 | geo_advanced | 2045 | 899.0368
acs | ap2 | geo_advanced | 2046 | 880.9118
acs | ap2 | geo_advanced | 2047 | 879.5186
acs | ap2 | geo_advanced | 2048 | 825.7812
acs | ap2 | geo_advanced | 2049 | 824.2876
acs | ap2 | geo_advanced | 2050 | 768.8502
acs | easiur | geo_advanced | 2010 | 16244.499
acs | easiur | geo_advanced | 2011 | 16094.3974
acs | easiur | geo_advanced | 2012 | 10150.648
acs | easiur | geo_advanced | 2013 | 10137.5082
acs | easiur | geo_advanced | 2014 | 13680.4282
acs | easiur | geo_advanced | 2015 | 13634.1122
acs | easiur | geo_advanced | 2016 | 7726.0454
acs | easiur | geo_advanced | 2017 | 7720.6014
acs | easiur | geo_advanced | 2018 | 6881.706
acs | easiur | geo_advanced | 2019 | 6872.2986
acs | easiur | geo_advanced | 2020 | 5520.4712
acs | easiur | geo_advanced | 2021 | 5507.3946
acs | easiur | geo_advanced | 2022 | 6436.0476
acs | easiur | geo_advanced | 2023 | 6421.1128
acs | easiur | geo_advanced | 2024 | 3408.1148
acs | easiur | geo_advanced | 2025 | 3399.1632
acs | easiur | geo_advanced | 2026 | 2424.7638
acs | easiur | geo_advanced | 2027 | 2416.8292
acs | easiur | geo_advanced | 2028 | 1299.7978
acs | easiur | geo_advanced | 2029 | 1293.1076
acs | easiur | geo_advanced | 2030 | 1149.014
acs | easiur | geo_advanced | 2031 | 1143.9326
acs | easiur | geo_advanced | 2032 | 1102.4048
acs | easiur | geo_advanced | 2033 | 1099.0054
acs | easiur | geo_advanced | 2034 | 1021.6794
acs | easiur | geo_advanced | 2035 | 1018.6516
acs | easiur | geo_advanced | 2036 | 982.358
acs | easiur | geo_advanced | 2037 | 979.115
acs | easiur | geo_advanced | 2038 | 970.5632
acs | easiur | geo_advanced | 2039 | 967.2812
acs | easiur | geo_advanced | 2040 | 1077.406
acs | easiur | geo_advanced | 2041 | 1073.653
acs | easiur | geo_advanced | 2042 | 1166.3222
acs | easiur | geo_advanced | 2043 | 1163.7738
acs | easiur | geo_advanced | 2044 | 1150.062
acs | easiur | geo_advanced | 2045 | 1147.4334
acs | easiur | geo_advanced | 2046 | 1120.406
acs | easiur | geo_advanced | 2047 | 1117.7114
acs | easiur | geo_advanced | 2048 | 1095.1014
acs | easiur | geo_advanced | 2049 | 1092.211
acs | easiur | geo_advanced | 2050 | 1067.272
acs | inmap | geo_advanced | 2010 | 17620.4036
acs | inmap | geo_advanced | 2011 | 17538.858
acs | inmap | geo_advanced | 2012 | 11075.5234
acs | inmap | geo_advanced | 2013 | 11068.5042
acs | inmap | geo_advanced | 2014 | 15016.0688
acs | inmap | geo_advanced | 2015 | 14991.3126
acs | inmap | geo_advanced | 2016 | 8335.4874
acs | inmap | geo_advanced | 2017 | 8332.67
acs | inmap | geo_advanced | 2018 | 7554.607
acs | inmap | geo_advanced | 2019 | 7550.6224
acs | inmap | geo_advanced | 2020 | 5873.9254
acs | inmap | geo_advanced | 2021 | 5867.8934
acs | inmap | geo_advanced | 2022 | 7115.8642
acs | inmap | geo_advanced | 2023 | 7108.7684
acs | inmap | geo_advanced | 2024 | 3603.3082
acs | inmap | geo_advanced | 2025 | 3599.406
acs | inmap | geo_advanced | 2026 | 2564.8284
acs | inmap | geo_advanced | 2027 | 2561.31
acs | inmap | geo_advanced | 2028 | 1367.8384
acs | inmap | geo_advanced | 2029 | 1364.7354
acs | inmap | geo_advanced | 2030 | 1197.2092
acs | inmap | geo_advanced | 2031 | 1194.7576
acs | inmap | geo_advanced | 2032 | 1158.2584
acs | inmap | geo_advanced | 2033 | 1156.3866
acs | inmap | geo_advanced | 2034 | 1080.7072
acs | inmap | geo_advanced | 2035 | 1079.1388
acs | inmap | geo_advanced | 2036 | 1049.4926
acs | inmap | geo_advanced | 2037 | 1047.7488
acs | inmap | geo_advanced | 2038 | 1028.7028
acs | inmap | geo_advanced | 2039 | 1026.9456
acs | inmap | geo_advanced | 2040 | 1158.005
acs | inmap | geo_advanced | 2041 | 1156.0838
acs | inmap | geo_advanced | 2042 | 1261.8276
acs | inmap | geo_advanced | 2043 | 1260.9428
acs | inmap | geo_advanced | 2044 | 1228.2916
acs | inmap | geo_advanced | 2045 | 1227.3804
acs | inmap | geo_advanced | 2046 | 1174.1466
acs | inmap | geo_advanced | 2047 | 1173.2176
acs | inmap | geo_advanced | 2048 | 1131.8092
acs | inmap | geo_advanced | 2049 | 1130.8132
acs | inmap | geo_advanced | 2050 | 1074.3574
h6c | ap2 | geo_advanced | 2010 | 37705.0266
h6c | ap2 | geo_advanced | 2011 | 37194.9268
h6c | ap2 | geo_advanced | 2012 | 23283.7
h6c | ap2 | geo_advanced | 2013 | 23240.2888
h6c | ap2 | geo_advanced | 2014 | 31544.776
h6c | ap2 | geo_advanced | 2015 | 31391.609
h6c | ap2 | geo_advanced | 2016 | 17693.0994
h6c | ap2 | geo_advanced | 2017 | 17676.0594
h6c | ap2 | geo_advanced | 2018 | 15906.268
h6c | ap2 | geo_advanced | 2019 | 15886.0386
h6c | ap2 | geo_advanced | 2020 | 12345.789
h6c | ap2 | geo_advanced | 2021 | 12312.527
h6c | ap2 | geo_advanced | 2022 | 14953.7442
h6c | ap2 | geo_advanced | 2023 | 14913.6018
h6c | ap2 | geo_advanced | 2024 | 7709.386
h6c | ap2 | geo_advanced | 2025 | 7688.9826
h6c | ap2 | geo_advanced | 2026 | 5437.18
h6c | ap2 | geo_advanced | 2027 | 5418.4736
h6c | ap2 | geo_advanced | 2028 | 2726.6578
h6c | ap2 | geo_advanced | 2029 | 2709.4646
h6c | ap2 | geo_advanced | 2030 | 2367.557
h6c | ap2 | geo_advanced | 2031 | 2353.5106
h6c | ap2 | geo_advanced | 2032 | 2267.6024
h6c | ap2 | geo_advanced | 2033 | 2255.7888
h6c | ap2 | geo_advanced | 2034 | 2103.8634
h6c | ap2 | geo_advanced | 2035 | 2094.3698
h6c | ap2 | geo_advanced | 2036 | 2029.234
h6c | ap2 | geo_advanced | 2037 | 2018.4012
h6c | ap2 | geo_advanced | 2038 | 1973.2218
h6c | ap2 | geo_advanced | 2039 | 1962.3372
h6c | ap2 | geo_advanced | 2040 | 2205.5752
h6c | ap2 | geo_advanced | 2041 | 2194.048
h6c | ap2 | geo_advanced | 2042 | 2378.4904
h6c | ap2 | geo_advanced | 2043 | 2375.0408
h6c | ap2 | geo_advanced | 2044 | 2313.3116
h6c | ap2 | geo_advanced | 2045 | 2309.7676
h6c | ap2 | geo_advanced | 2046 | 2263.1936
h6c | ap2 | geo_advanced | 2047 | 2259.6138
h6c | ap2 | geo_advanced | 2048 | 2121.5444
h6c | ap2 | geo_advanced | 2049 | 2117.7074
h6c | ap2 | geo_advanced | 2050 | 1975.2734
h6c | easiur | geo_advanced | 2010 | 41735.7114
h6c | easiur | geo_advanced | 2011 | 41350.0626
h6c | easiur | geo_advanced | 2012 | 26079.228
h6c | easiur | geo_advanced | 2013 | 26045.4688
h6c | easiur | geo_advanced | 2014 | 35148.0062
h6c | easiur | geo_advanced | 2015 | 35029.0086
h6c | easiur | geo_advanced | 2016 | 19849.8868
h6c | easiur | geo_advanced | 2017 | 19835.9
h6c | easiur | geo_advanced | 2018 | 17680.5522
h6c | easiur | geo_advanced | 2019 | 17656.3822
h6c | easiur | geo_advanced | 2020 | 14183.2686
h6c | easiur | geo_advanced | 2021 | 14149.6712
h6c | easiur | geo_advanced | 2022 | 16535.5516
h6c | easiur | geo_advanced | 2023 | 16497.1806
h6c | easiur | geo_advanced | 2024 | 8756.1744
h6c | easiur | geo_advanced | 2025 | 8733.1756
h6c | easiur | geo_advanced | 2026 | 6229.7348
h6c | easiur | geo_advanced | 2027 | 6209.3488
h6c | easiur | geo_advanced | 2028 | 3339.4514
h6c | easiur | geo_advanced | 2029 | 3322.2622
h6c | easiur | geo_advanced | 2030 | 2952.0612
h6c | easiur | geo_advanced | 2031 | 2939.0056
h6c | easiur | geo_advanced | 2032 | 2832.3102
h6c | easiur | geo_advanced | 2033 | 2823.5762
h6c | easiur | geo_advanced | 2034 | 2624.9078
h6c | easiur | geo_advanced | 2035 | 2617.129
h6c | easiur | geo_advanced | 2036 | 2523.8864
h6c | easiur | geo_advanced | 2037 | 2515.5544
h6c | easiur | geo_advanced | 2038 | 2493.5776
h6c | easiur | geo_advanced | 2039 | 2485.1454
h6c | easiur | geo_advanced | 2040 | 2768.0784
h6c | easiur | geo_advanced | 2041 | 2758.4362
h6c | easiur | geo_advanced | 2042 | 2996.5156
h6c | easiur | geo_advanced | 2043 | 2989.9682
h6c | easiur | geo_advanced | 2044 | 2954.7368
h6c | easiur | geo_advanced | 2045 | 2947.9828
h6c | easiur | geo_advanced | 2046 | 2878.531
h6c | easiur | geo_advanced | 2047 | 2871.6076
h6c | easiur | geo_advanced | 2048 | 2813.5182
h6c | easiur | geo_advanced | 2049 | 2806.0916
h6c | easiur | geo_advanced | 2050 | 2742.019
h6c | inmap | geo_advanced | 2010 | 45270.858
h6c | inmap | geo_advanced | 2011 | 45061.3516
h6c | inmap | geo_advanced | 2012 | 28455.5302
h6c | inmap | geo_advanced | 2013 | 28437.4964
h6c | inmap | geo_advanced | 2014 | 38579.701
h6c | inmap | geo_advanced | 2015 | 38516.0976
h6c | inmap | geo_advanced | 2016 | 21415.7454
h6c | inmap | geo_advanced | 2017 | 21408.5068
h6c | inmap | geo_advanced | 2018 | 19409.4528
h6c | inmap | geo_advanced | 2019 | 19399.2158
h6c | inmap | geo_advanced | 2020 | 15091.4104
h6c | inmap | geo_advanced | 2021 | 15075.913
h6c | inmap | geo_advanced | 2022 | 18282.2184
h6c | inmap | geo_advanced | 2023 | 18263.9882
h6c | inmap | geo_advanced | 2024 | 9257.6852
h6c | inmap | geo_advanced | 2025 | 9247.6596
h6c | inmap | geo_advanced | 2026 | 6589.6022
h6c | inmap | geo_advanced | 2027 | 6580.5626
h6c | inmap | geo_advanced | 2028 | 3514.2688
h6c | inmap | geo_advanced | 2029 | 3506.2968
h6c | inmap | geo_advanced | 2030 | 3075.8894
h6c | inmap | geo_advanced | 2031 | 3069.591
h6c | inmap | geo_advanced | 2032 | 2975.813
h6c | inmap | geo_advanced | 2033 | 2971.0038
h6c | inmap | geo_advanced | 2034 | 2776.5696
h6c | inmap | geo_advanced | 2035 | 2772.5398
h6c | inmap | geo_advanced | 2036 | 2696.3768
h6c | inmap | geo_advanced | 2037 | 2691.8968
h6c | inmap | geo_advanced | 2038 | 2642.9594
h6c | inmap | geo_advanced | 2039 | 2638.4446
h6c | inmap | geo_advanced | 2040 | 2975.1582
h6c | inmap | geo_advanced | 2041 | 2970.2222
h6c | inmap | geo_advanced | 2042 | 3241.8992
h6c | inmap | geo_advanced | 2043 | 3239.6264
h6c | inmap | geo_advanced | 2044 | 3155.7316
h6c | inmap | geo_advanced | 2045 | 3153.3908
h6c | inmap | geo_advanced | 2046 | 3016.6116
h6c | inmap | geo_advanced | 2047 | 3014.2252
h6c | inmap | geo_advanced | 2048 | 2907.832
h6c | inmap | geo_advanced | 2049 | 2905.2726
h6c | inmap | geo_advanced | 2050 | 2760.225

## 45_2022-2050 total undiscounted
cr | model | e | scenario | Health damages (billion $) | Net Level Health damages (billion $)
acs | ap2 | nox | geo_advanced | 43.9961 | 207.9822
acs | ap2 | so2 | geo_advanced | 163.9861 | 207.9822
acs | easiur | nox | geo_advanced | 75.1299 | 247.5666
acs | easiur | so2 | geo_advanced | 172.4367 | 247.5666
acs | inmap | nox | geo_advanced | 84.2597 | 264.8548
acs | inmap | so2 | geo_advanced | 180.5951 | 264.8548
h6c | ap2 | nox | geo_advanced | 113.0237 | 534.3441
h6c | ap2 | so2 | geo_advanced | 421.3204 | 534.3441
h6c | easiur | nox | geo_advanced | 193.0164 | 636.0492
h6c | easiur | so2 | geo_advanced | 443.0328 | 636.0492
h6c | inmap | nox | geo_advanced | 216.4739 | 680.4684
h6c | inmap | so2 | geo_advanced | 463.9945 | 680.4684

## 46_2022-2050 total discounted h
cr | model | e | scenario | Discounted health damages (billion $) | Net Level Discounted health damages (billion $)
acs | ap2 | nox | geo_advanced | 30.6306 | 155.4787
acs | ap2 | so2 | geo_advanced | 124.8481 | 155.4787
acs | easiur | nox | geo_advanced | 50.2843 | 180.2147
acs | easiur | so2 | geo_advanced | 129.9304 | 180.2147
acs | inmap | nox | geo_advanced | 57.5187 | 191.2925
acs | inmap | so2 | geo_advanced | 133.7738 | 191.2925
h6c | ap2 | nox | geo_advanced | 78.6886 | 399.4541
h6c | ap2 | so2 | geo_advanced | 320.7654 | 399.4541
h6c | easiur | nox | geo_advanced | 129.1853 | 463.009
h6c | easiur | so2 | geo_advanced | 333.8237 | 463.009
h6c | inmap | nox | geo_advanced | 147.7729 | 491.4714
h6c | inmap | so2 | geo_advanced | 343.6985 | 491.4714

## 47_2022-2050 total mortality (l
cr | model | e | scenario | Health damages (lives) | Net Level Health damages (lives)
acs | ap2 | nox | geo_advanced | 4425.4617 | 20920.4449
acs | ap2 | so2 | geo_advanced | 16494.9832 | 20920.4449
acs | easiur | nox | geo_advanced | 7557.1329 | 24902.1471
acs | easiur | so2 | geo_advanced | 17345.0142 | 24902.1471
acs | inmap | nox | geo_advanced | 8475.4834 | 26641.1409
acs | inmap | so2 | geo_advanced | 18165.6575 | 26641.1409
h6c | ap2 | nox | geo_advanced | 11368.8019 | 53748.4715
h6c | ap2 | so2 | geo_advanced | 42379.6696 | 53748.4715
h6c | easiur | nox | geo_advanced | 19415.0909 | 63978.7593
h6c | easiur | so2 | geo_advanced | 44563.6684 | 63978.7593
h6c | inmap | nox | geo_advanced | 21774.6174 | 68446.7804
h6c | inmap | so2 | geo_advanced | 46672.163 | 68446.7804

## 48_System cost + health damages
model | scenario | cost_type | year | Average cost ($/MWh) | Net Level Average cost ($/MWh)
ap2 | geo_advanced | System cost | 2010 | 61.883 | 80.3119
ap2 | geo_advanced | System cost | 2011 | 61.4872 | 79.6667
ap2 | geo_advanced | System cost | 2012 | 54.7992 | 66.4036
ap2 | geo_advanced | System cost | 2013 | 54.5285 | 66.1111
ap2 | geo_advanced | System cost | 2014 | 60.741 | 76.2128
ap2 | geo_advanced | System cost | 2015 | 60.3671 | 75.7637
ap2 | geo_advanced | System cost | 2016 | 51.2976 | 60.069
ap2 | geo_advanced | System cost | 2017 | 51.215 | 59.9779
ap2 | geo_advanced | System cost | 2018 | 52.595 | 60.4479
ap2 | geo_advanced | System cost | 2019 | 52.3884 | 60.2314
ap2 | geo_advanced | System cost | 2020 | 46.5763 | 52.4996
ap2 | geo_advanced | System cost | 2021 | 45.7431 | 51.6505
ap2 | geo_advanced | System cost | 2022 | 53.4944 | 60.5888
ap2 | geo_advanced | System cost | 2023 | 52.4781 | 59.5535
ap2 | geo_advanced | System cost | 2024 | 46.7393 | 50.3376
ap2 | geo_advanced | System cost | 2025 | 46.1659 | 49.7547
ap2 | geo_advanced | System cost | 2026 | 45.8829 | 48.3756
ap2 | geo_advanced | System cost | 2027 | 45.3231 | 47.8073
ap2 | geo_advanced | System cost | 2028 | 45.1073 | 46.3287
ap2 | geo_advanced | System cost | 2029 | 44.8143 | 46.0281
ap2 | geo_advanced | System cost | 2030 | 44.3561 | 45.3889
ap2 | geo_advanced | System cost | 2031 | 44.3561 | 45.3827
ap2 | geo_advanced | System cost | 2032 | 43.8897 | 44.8526
ap2 | geo_advanced | System cost | 2033 | 43.8897 | 44.8476
ap2 | geo_advanced | System cost | 2034 | 44.4314 | 45.3005
ap2 | geo_advanced | System cost | 2035 | 44.4314 | 45.2966
ap2 | geo_advanced | System cost | 2036 | 43.9992 | 44.8126
ap2 | geo_advanced | System cost | 2037 | 43.9992 | 44.8082
ap2 | geo_advanced | System cost | 2038 | 44.9841 | 45.751
ap2 | geo_advanced | System cost | 2039 | 44.9841 | 45.7468
ap2 | geo_advanced | System cost | 2040 | 46.1717 | 47.0035
ap2 | geo_advanced | System cost | 2041 | 46.1717 | 46.9991
ap2 | geo_advanced | System cost | 2042 | 44.3877 | 45.2604
ap2 | geo_advanced | System cost | 2043 | 44.3877 | 45.2591
ap2 | geo_advanced | System cost | 2044 | 43.619 | 44.4466
ap2 | geo_advanced | System cost | 2045 | 43.619 | 44.4454
ap2 | geo_advanced | System cost | 2046 | 43.8946 | 44.6848
ap2 | geo_advanced | System cost | 2047 | 43.8946 | 44.6836
ap2 | geo_advanced | System cost | 2048 | 43.3473 | 44.0709
ap2 | geo_advanced | System cost | 2049 | 43.3473 | 44.0696
ap2 | geo_advanced | System cost | 2050 | 42.426 | 43.0842
ap2 | geo_advanced | System cost + health | 2010 | 18.4289 | 80.3119
ap2 | geo_advanced | System cost + health | 2011 | 18.1796 | 79.6667
ap2 | geo_advanced | System cost + health | 2012 | 11.6043 | 66.4036
ap2 | geo_advanced | System cost + health | 2013 | 11.5827 | 66.1111
ap2 | geo_advanced | System cost + health | 2014 | 15.4718 | 76.2128
ap2 | geo_advanced | System cost + health | 2015 | 15.3967 | 75.7637
ap2 | geo_advanced | System cost + health | 2016 | 8.7714 | 60.069
ap2 | geo_advanced | System cost + health | 2017 | 8.763 | 59.9779
ap2 | geo_advanced | System cost + health | 2018 | 7.8529 | 60.4479
ap2 | geo_advanced | System cost + health | 2019 | 7.8429 | 60.2314
ap2 | geo_advanced | System cost + health | 2020 | 5.9233 | 52.4996
ap2 | geo_advanced | System cost + health | 2021 | 5.9074 | 51.6505
ap2 | geo_advanced | System cost + health | 2022 | 7.0944 | 60.5888
ap2 | geo_advanced | System cost + health | 2023 | 7.0754 | 59.5535
ap2 | geo_advanced | System cost + health | 2024 | 3.5983 | 50.3376
ap2 | geo_advanced | System cost + health | 2025 | 3.5888 | 49.7547
ap2 | geo_advanced | System cost + health | 2026 | 2.4927 | 48.3756
ap2 | geo_advanced | System cost + health | 2027 | 2.4841 | 47.8073
ap2 | geo_advanced | System cost + health | 2028 | 1.2215 | 46.3287
ap2 | geo_advanced | System cost + health | 2029 | 1.2138 | 46.0281
ap2 | geo_advanced | System cost + health | 2030 | 1.0327 | 45.3889
ap2 | geo_advanced | System cost + health | 2031 | 1.0266 | 45.3827
ap2 | geo_advanced | System cost + health | 2032 | 0.9629 | 44.8526
ap2 | geo_advanced | System cost + health | 2033 | 0.95789 | 44.8476
ap2 | geo_advanced | System cost + health | 2034 | 0.8691 | 45.3005
ap2 | geo_advanced | System cost + health | 2035 | 0.86518 | 45.2966
ap2 | geo_advanced | System cost + health | 2036 | 0.81332 | 44.8126
ap2 | geo_advanced | System cost + health | 2037 | 0.80898 | 44.8082
ap2 | geo_advanced | System cost + health | 2038 | 0.76687 | 45.751
ap2 | geo_advanced | System cost + health | 2039 | 0.76264 | 45.7468
ap2 | geo_advanced | System cost + health | 2040 | 0.83182 | 47.0035
ap2 | geo_advanced | System cost + health | 2041 | 0.82747 | 46.9991
ap2 | geo_advanced | System cost + health | 2042 | 0.87274 | 45.2604
ap2 | geo_advanced | System cost + health | 2043 | 0.87148 | 45.2591
ap2 | geo_advanced | System cost + health | 2044 | 0.82758 | 44.4466
ap2 | geo_advanced | System cost + health | 2045 | 0.82631 | 44.4454
ap2 | geo_advanced | System cost + health | 2046 | 0.79027 | 44.6848
ap2 | geo_advanced | System cost + health | 2047 | 0.78902 | 44.6836
ap2 | geo_advanced | System cost + health | 2048 | 0.7236 | 44.0709
ap2 | geo_advanced | System cost + health | 2049 | 0.72229 | 44.0696
ap2 | geo_advanced | System cost + health | 2050 | 0.65813 | 43.0842
easiur | geo_advanced | System cost | 2010 | 61.883 | 82.2819
easiur | geo_advanced | System cost | 2011 | 61.4872 | 81.6975
easiur | geo_advanced | System cost | 2012 | 54.7992 | 67.7967
easiur | geo_advanced | System cost | 2013 | 54.5285 | 67.5091
easiur | geo_advanced | System cost | 2014 | 60.741 | 77.98
easiur | geo_advanced | System cost | 2015 | 60.3671 | 77.5477
easiur | geo_advanced | System cost | 2016 | 51.2976 | 61.1382
easiur | geo_advanced | System cost | 2017 | 51.215 | 61.0486
easiur | geo_advanced | System cost | 2018 | 52.595 | 61.3239
easiur | geo_advanced | System cost | 2019 | 52.3884 | 61.1053
easiur | geo_advanced | System cost | 2020 | 46.5763 | 53.3812
easiur | geo_advanced | System cost | 2021 | 45.7431 | 52.5319
easiur | geo_advanced | System cost | 2022 | 53.4944 | 61.3392
easiur | geo_advanced | System cost | 2023 | 52.4781 | 60.3048
easiur | geo_advanced | System cost | 2024 | 46.7393 | 50.8261
easiur | geo_advanced | System cost | 2025 | 46.1659 | 50.242
easiur | geo_advanced | System cost | 2026 | 45.8829 | 48.7389
easiur | geo_advanced | System cost | 2027 | 45.3231 | 48.1698
easiur | geo_advanced | System cost | 2028 | 45.1073 | 46.6032
easiur | geo_advanced | System cost | 2029 | 44.8143 | 46.3026
easiur | geo_advanced | System cost | 2030 | 44.3561 | 45.6438
easiur | geo_advanced | System cost | 2031 | 44.3561 | 45.6381
easiur | geo_advanced | System cost | 2032 | 43.8897 | 45.0924
easiur | geo_advanced | System cost | 2033 | 43.8897 | 45.0887
easiur | geo_advanced | System cost | 2034 | 44.4314 | 45.5157
easiur | geo_advanced | System cost | 2035 | 44.4314 | 45.5125
easiur | geo_advanced | System cost | 2036 | 43.9992 | 45.0108
easiur | geo_advanced | System cost | 2037 | 43.9992 | 45.0075
easiur | geo_advanced | System cost | 2038 | 44.9841 | 45.9532
easiur | geo_advanced | System cost | 2039 | 44.9841 | 45.9499
easiur | geo_advanced | System cost | 2040 | 46.1717 | 47.2156
easiur | geo_advanced | System cost | 2041 | 46.1717 | 47.212
easiur | geo_advanced | System cost | 2042 | 44.3877 | 45.4872
easiur | geo_advanced | System cost | 2043 | 44.3877 | 45.4848
easiur | geo_advanced | System cost | 2044 | 43.619 | 44.6761
easiur | geo_advanced | System cost | 2045 | 43.619 | 44.6737
easiur | geo_advanced | System cost | 2046 | 43.8946 | 44.8997
easiur | geo_advanced | System cost | 2047 | 43.8946 | 44.8973
easiur | geo_advanced | System cost | 2048 | 43.3473 | 44.3069
easiur | geo_advanced | System cost | 2049 | 43.3473 | 44.3043
easiur | geo_advanced | System cost | 2050 | 42.426 | 43.3396
easiur | geo_advanced | System cost + health | 2010 | 20.3989 | 82.2819
easiur | geo_advanced | System cost + health | 2011 | 20.2104 | 81.6975
easiur | geo_advanced | System cost + health | 2012 | 12.9975 | 67.7967
easiur | geo_advanced | System cost + health | 2013 | 12.9807 | 67.5091
easiur | geo_advanced | System cost + health | 2014 | 17.239 | 77.98
easiur | geo_advanced | System cost + health | 2015 | 17.1806 | 77.5477
easiur | geo_advanced | System cost + health | 2016 | 9.8406 | 61.1382
easiur | geo_advanced | System cost + health | 2017 | 9.8337 | 61.0486
easiur | geo_advanced | System cost + health | 2018 | 8.7288 | 61.3239
easiur | geo_advanced | System cost + health | 2019 | 8.7169 | 61.1053
easiur | geo_advanced | System cost + health | 2020 | 6.8049 | 53.3812
easiur | geo_advanced | System cost + health | 2021 | 6.7887 | 52.5319
easiur | geo_advanced | System cost + health | 2022 | 7.8448 | 61.3392
easiur | geo_advanced | System cost + health | 2023 | 7.8266 | 60.3048
easiur | geo_advanced | System cost + health | 2024 | 4.0868 | 50.8261
easiur | geo_advanced | System cost + health | 2025 | 4.0761 | 50.242
easiur | geo_advanced | System cost + health | 2026 | 2.856 | 48.7389
easiur | geo_advanced | System cost + health | 2027 | 2.8467 | 48.1698
easiur | geo_advanced | System cost + health | 2028 | 1.496 | 46.6032
easiur | geo_advanced | System cost + health | 2029 | 1.4883 | 46.3026
easiur | geo_advanced | System cost + health | 2030 | 1.2877 | 45.6438
easiur | geo_advanced | System cost + health | 2031 | 1.282 | 45.6381
easiur | geo_advanced | System cost + health | 2032 | 1.2027 | 45.0924
easiur | geo_advanced | System cost + health | 2033 | 1.199 | 45.0887
easiur | geo_advanced | System cost + health | 2034 | 1.0843 | 45.5157
easiur | geo_advanced | System cost + health | 2035 | 1.0811 | 45.5125
easiur | geo_advanced | System cost + health | 2036 | 1.0116 | 45.0108
easiur | geo_advanced | System cost + health | 2037 | 1.0082 | 45.0075
easiur | geo_advanced | System cost + health | 2038 | 0.96909 | 45.9532
easiur | geo_advanced | System cost + health | 2039 | 0.96581 | 45.9499
easiur | geo_advanced | System cost + health | 2040 | 1.044 | 47.2156
easiur | geo_advanced | System cost + health | 2041 | 1.0403 | 47.212
easiur | geo_advanced | System cost + health | 2042 | 1.0995 | 45.4872
easiur | geo_advanced | System cost + health | 2043 | 1.0971 | 45.4848
easiur | geo_advanced | System cost + health | 2044 | 1.057 | 44.6761
easiur | geo_advanced | System cost + health | 2045 | 1.0546 | 44.6737
easiur | geo_advanced | System cost + health | 2046 | 1.0051 | 44.8997
easiur | geo_advanced | System cost + health | 2047 | 1.0027 | 44.8973
easiur | geo_advanced | System cost + health | 2048 | 0.95959 | 44.3069
easiur | geo_advanced | System cost + health | 2049 | 0.95706 | 44.3043
easiur | geo_advanced | System cost + health | 2050 | 0.91358 | 43.3396
inmap | geo_advanced | System cost | 2010 | 61.883 | 84.0096
inmap | geo_advanced | System cost | 2011 | 61.4872 | 83.5114
inmap | geo_advanced | System cost | 2012 | 54.7992 | 68.981
inmap | geo_advanced | System cost | 2013 | 54.5285 | 68.7012
inmap | geo_advanced | System cost | 2014 | 60.741 | 79.663
inmap | geo_advanced | System cost | 2015 | 60.3671 | 79.2579
inmap | geo_advanced | System cost | 2016 | 51.2976 | 61.9144
inmap | geo_advanced | System cost | 2017 | 51.215 | 61.8282
inmap | geo_advanced | System cost | 2018 | 52.595 | 62.1774
inmap | geo_advanced | System cost | 2019 | 52.3884 | 61.9657
inmap | geo_advanced | System cost | 2020 | 46.5763 | 53.8168
inmap | geo_advanced | System cost | 2021 | 45.7431 | 52.9762
inmap | geo_advanced | System cost | 2022 | 53.4944 | 62.1678
inmap | geo_advanced | System cost | 2023 | 52.4781 | 61.1429
inmap | geo_advanced | System cost | 2024 | 46.7393 | 51.0602
inmap | geo_advanced | System cost | 2025 | 46.1659 | 50.4822
inmap | geo_advanced | System cost | 2026 | 45.8829 | 48.9039
inmap | geo_advanced | System cost | 2027 | 45.3231 | 48.34
inmap | geo_advanced | System cost | 2028 | 45.1073 | 46.6815
inmap | geo_advanced | System cost | 2029 | 44.8143 | 46.385
inmap | geo_advanced | System cost | 2030 | 44.3561 | 45.6978
inmap | geo_advanced | System cost | 2031 | 44.3561 | 45.6951
inmap | geo_advanced | System cost | 2032 | 43.8897 | 45.1534
inmap | geo_advanced | System cost | 2033 | 43.8897 | 45.1513
inmap | geo_advanced | System cost | 2034 | 44.4314 | 45.5784
inmap | geo_advanced | System cost | 2035 | 44.4314 | 45.5767
inmap | geo_advanced | System cost | 2036 | 43.9992 | 45.0799
inmap | geo_advanced | System cost | 2037 | 43.9992 | 45.0781
inmap | geo_advanced | System cost | 2038 | 44.9841 | 46.0113
inmap | geo_advanced | System cost | 2039 | 44.9841 | 46.0095
inmap | geo_advanced | System cost | 2040 | 46.1717 | 47.2937
inmap | geo_advanced | System cost | 2041 | 46.1717 | 47.2918
inmap | geo_advanced | System cost | 2042 | 44.3877 | 45.5772
inmap | geo_advanced | System cost | 2043 | 44.3877 | 45.5764
inmap | geo_advanced | System cost | 2044 | 43.619 | 44.748
inmap | geo_advanced | System cost | 2045 | 43.619 | 44.7471
inmap | geo_advanced | System cost | 2046 | 43.8946 | 44.9479
inmap | geo_advanced | System cost | 2047 | 43.8946 | 44.9471
inmap | geo_advanced | System cost | 2048 | 43.3473 | 44.339
inmap | geo_advanced | System cost | 2049 | 43.3473 | 44.3382
inmap | geo_advanced | System cost | 2050 | 42.426 | 43.3457
inmap | geo_advanced | System cost + health | 2010 | 22.1266 | 84.0096
inmap | geo_advanced | System cost + health | 2011 | 22.0242 | 83.5114
inmap | geo_advanced | System cost + health | 2012 | 14.1818 | 68.981
inmap | geo_advanced | System cost + health | 2013 | 14.1728 | 68.7012
inmap | geo_advanced | System cost + health | 2014 | 18.922 | 79.663
inmap | geo_advanced | System cost + health | 2015 | 18.8908 | 79.2579
inmap | geo_advanced | System cost + health | 2016 | 10.6168 | 61.9144
inmap | geo_advanced | System cost + health | 2017 | 10.6132 | 61.8282
inmap | geo_advanced | System cost + health | 2018 | 9.5823 | 62.1774
inmap | geo_advanced | System cost + health | 2019 | 9.5773 | 61.9657
inmap | geo_advanced | System cost + health | 2020 | 7.2406 | 53.8168
inmap | geo_advanced | System cost + health | 2021 | 7.2331 | 52.9762
inmap | geo_advanced | System cost + health | 2022 | 8.6734 | 62.1678
inmap | geo_advanced | System cost + health | 2023 | 8.6648 | 61.1429
inmap | geo_advanced | System cost + health | 2024 | 4.3209 | 51.0602
inmap | geo_advanced | System cost + health | 2025 | 4.3162 | 50.4822
inmap | geo_advanced | System cost + health | 2026 | 3.021 | 48.9039
inmap | geo_advanced | System cost + health | 2027 | 3.0169 | 48.34
inmap | geo_advanced | System cost + health | 2028 | 1.5743 | 46.6815
inmap | geo_advanced | System cost + health | 2029 | 1.5707 | 46.385
inmap | geo_advanced | System cost + health | 2030 | 1.3417 | 45.6978
inmap | geo_advanced | System cost + health | 2031 | 1.3389 | 45.6951
inmap | geo_advanced | System cost + health | 2032 | 1.2636 | 45.1534
inmap | geo_advanced | System cost + health | 2033 | 1.2616 | 45.1513
inmap | geo_advanced | System cost + health | 2034 | 1.147 | 45.5784
inmap | geo_advanced | System cost + health | 2035 | 1.1453 | 45.5767
inmap | geo_advanced | System cost + health | 2036 | 1.0807 | 45.0799
inmap | geo_advanced | System cost + health | 2037 | 1.0789 | 45.0781
inmap | geo_advanced | System cost + health | 2038 | 1.0271 | 46.0113
inmap | geo_advanced | System cost + health | 2039 | 1.0254 | 46.0095
inmap | geo_advanced | System cost + health | 2040 | 1.122 | 47.2937
inmap | geo_advanced | System cost + health | 2041 | 1.1202 | 47.2918
inmap | geo_advanced | System cost + health | 2042 | 1.1895 | 45.5772
inmap | geo_advanced | System cost + health | 2043 | 1.1887 | 45.5764
inmap | geo_advanced | System cost + health | 2044 | 1.1289 | 44.748
inmap | geo_advanced | System cost + health | 2045 | 1.1281 | 44.7471
inmap | geo_advanced | System cost + health | 2046 | 1.0533 | 44.9479
inmap | geo_advanced | System cost + health | 2047 | 1.0525 | 44.9471
inmap | geo_advanced | System cost + health | 2048 | 0.99176 | 44.339
inmap | geo_advanced | System cost + health | 2049 | 0.99088 | 44.3382
inmap | geo_advanced | System cost + health | 2050 | 0.91964 | 43.3457

## 49_System cost + health damages
model | scenario | cost_type | year | Average cost ($/MWh) | Net Level Average cost ($/MWh)
ap2 | geo_advanced | System cost | 2010 | 61.883 | 109.2307
ap2 | geo_advanced | System cost | 2011 | 61.4872 | 108.1943
ap2 | geo_advanced | System cost | 2012 | 54.7992 | 84.6131
ap2 | geo_advanced | System cost | 2013 | 54.5285 | 84.2867
ap2 | geo_advanced | System cost | 2014 | 60.741 | 100.4912
ap2 | geo_advanced | System cost | 2015 | 60.3671 | 99.9243
ap2 | geo_advanced | System cost | 2016 | 51.2976 | 73.8332
ap2 | geo_advanced | System cost | 2017 | 51.215 | 73.7288
ap2 | geo_advanced | System cost | 2018 | 52.595 | 72.7707
ap2 | geo_advanced | System cost | 2019 | 52.3884 | 72.5385
ap2 | geo_advanced | System cost | 2020 | 46.5763 | 61.7944
ap2 | geo_advanced | System cost | 2021 | 45.7431 | 60.9203
ap2 | geo_advanced | System cost | 2022 | 53.4944 | 71.7213
ap2 | geo_advanced | System cost | 2023 | 52.4781 | 70.6561
ap2 | geo_advanced | System cost | 2024 | 46.7393 | 55.984
ap2 | geo_advanced | System cost | 2025 | 46.1659 | 55.3862
ap2 | geo_advanced | System cost | 2026 | 45.8829 | 52.2872
ap2 | geo_advanced | System cost | 2027 | 45.3231 | 51.7054
ap2 | geo_advanced | System cost | 2028 | 45.1073 | 48.2454
ap2 | geo_advanced | System cost | 2029 | 44.8143 | 47.9327
ap2 | geo_advanced | System cost | 2030 | 44.3561 | 47.0094
ap2 | geo_advanced | System cost | 2031 | 44.3561 | 46.9937
ap2 | geo_advanced | System cost | 2032 | 43.8897 | 46.3636
ap2 | geo_advanced | System cost | 2033 | 43.8897 | 46.3507
ap2 | geo_advanced | System cost | 2034 | 44.4314 | 46.6643
ap2 | geo_advanced | System cost | 2035 | 44.4314 | 46.6542
ap2 | geo_advanced | System cost | 2036 | 43.9992 | 46.0888
ap2 | geo_advanced | System cost | 2037 | 43.9992 | 46.0777
ap2 | geo_advanced | System cost | 2038 | 44.9841 | 46.9543
ap2 | geo_advanced | System cost | 2039 | 44.9841 | 46.9435
ap2 | geo_advanced | System cost | 2040 | 46.1717 | 48.3087
ap2 | geo_advanced | System cost | 2041 | 46.1717 | 48.2976
ap2 | geo_advanced | System cost | 2042 | 44.3877 | 46.6299
ap2 | geo_advanced | System cost | 2043 | 44.3877 | 46.6266
ap2 | geo_advanced | System cost | 2044 | 43.619 | 45.7452
ap2 | geo_advanced | System cost | 2045 | 43.619 | 45.742
ap2 | geo_advanced | System cost | 2046 | 43.8946 | 45.9249
ap2 | geo_advanced | System cost | 2047 | 43.8946 | 45.9217
ap2 | geo_advanced | System cost | 2048 | 43.3473 | 45.2063
ap2 | geo_advanced | System cost | 2049 | 43.3473 | 45.2029
ap2 | geo_advanced | System cost | 2050 | 42.426 | 44.1169
ap2 | geo_advanced | System cost + health | 2010 | 47.3477 | 109.2307
ap2 | geo_advanced | System cost + health | 2011 | 46.7071 | 108.1943
ap2 | geo_advanced | System cost + health | 2012 | 29.8138 | 84.6131
ap2 | geo_advanced | System cost + health | 2013 | 29.7582 | 84.2867
ap2 | geo_advanced | System cost + health | 2014 | 39.7502 | 100.4912
ap2 | geo_advanced | System cost + health | 2015 | 39.5572 | 99.9243
ap2 | geo_advanced | System cost + health | 2016 | 22.5355 | 73.8332
ap2 | geo_advanced | System cost + health | 2017 | 22.5138 | 73.7288
ap2 | geo_advanced | System cost + health | 2018 | 20.1757 | 72.7707
ap2 | geo_advanced | System cost + health | 2019 | 20.15 | 72.5385
ap2 | geo_advanced | System cost + health | 2020 | 15.2182 | 61.7944
ap2 | geo_advanced | System cost + health | 2021 | 15.1772 | 60.9203
ap2 | geo_advanced | System cost + health | 2022 | 18.2269 | 71.7213
ap2 | geo_advanced | System cost + health | 2023 | 18.178 | 70.6561
ap2 | geo_advanced | System cost + health | 2024 | 9.2447 | 55.984
ap2 | geo_advanced | System cost + health | 2025 | 9.2202 | 55.3862
ap2 | geo_advanced | System cost + health | 2026 | 6.4043 | 52.2872
ap2 | geo_advanced | System cost + health | 2027 | 6.3822 | 51.7054
ap2 | geo_advanced | System cost + health | 2028 | 3.1382 | 48.2454
ap2 | geo_advanced | System cost + health | 2029 | 3.1184 | 47.9327
ap2 | geo_advanced | System cost + health | 2030 | 2.6533 | 47.0094
ap2 | geo_advanced | System cost + health | 2031 | 2.6375 | 46.9937
ap2 | geo_advanced | System cost + health | 2032 | 2.4739 | 46.3636
ap2 | geo_advanced | System cost + health | 2033 | 2.461 | 46.3507
ap2 | geo_advanced | System cost + health | 2034 | 2.2329 | 46.6643
ap2 | geo_advanced | System cost + health | 2035 | 2.2228 | 46.6542
ap2 | geo_advanced | System cost + health | 2036 | 2.0896 | 46.0888
ap2 | geo_advanced | System cost + health | 2037 | 2.0784 | 46.0777
ap2 | geo_advanced | System cost + health | 2038 | 1.9702 | 46.9543
ap2 | geo_advanced | System cost + health | 2039 | 1.9593 | 46.9435
ap2 | geo_advanced | System cost + health | 2040 | 2.1371 | 48.3087
ap2 | geo_advanced | System cost + health | 2041 | 2.1259 | 48.2976
ap2 | geo_advanced | System cost + health | 2042 | 2.2422 | 46.6299
ap2 | geo_advanced | System cost + health | 2043 | 2.239 | 46.6266
ap2 | geo_advanced | System cost + health | 2044 | 2.1262 | 45.7452
ap2 | geo_advanced | System cost + health | 2045 | 2.1229 | 45.742
ap2 | geo_advanced | System cost + health | 2046 | 2.0303 | 45.9249
ap2 | geo_advanced | System cost + health | 2047 | 2.0271 | 45.9217
ap2 | geo_advanced | System cost + health | 2048 | 1.859 | 45.2063
ap2 | geo_advanced | System cost + health | 2049 | 1.8557 | 45.2029
ap2 | geo_advanced | System cost + health | 2050 | 1.6908 | 44.1169
easiur | geo_advanced | System cost | 2010 | 61.883 | 114.2922
easiur | geo_advanced | System cost | 2011 | 61.4872 | 113.4121
easiur | geo_advanced | System cost | 2012 | 54.7992 | 88.1926
easiur | geo_advanced | System cost | 2013 | 54.5285 | 87.8786
easiur | geo_advanced | System cost | 2014 | 60.741 | 105.0317
easiur | geo_advanced | System cost | 2015 | 60.3671 | 104.5078
easiur | geo_advanced | System cost | 2016 | 51.2976 | 76.5802
easiur | geo_advanced | System cost | 2017 | 51.215 | 76.4798
easiur | geo_advanced | System cost | 2018 | 52.595 | 75.0212
easiur | geo_advanced | System cost | 2019 | 52.3884 | 74.784
easiur | geo_advanced | System cost | 2020 | 46.5763 | 64.0594
easiur | geo_advanced | System cost | 2021 | 45.7431 | 63.1848
easiur | geo_advanced | System cost | 2022 | 53.4944 | 73.6493
easiur | geo_advanced | System cost | 2023 | 52.4781 | 72.5863
easiur | geo_advanced | System cost | 2024 | 46.7393 | 57.2392
easiur | geo_advanced | System cost | 2025 | 46.1659 | 56.6383
easiur | geo_advanced | System cost | 2026 | 45.8829 | 53.2207
easiur | geo_advanced | System cost | 2027 | 45.3231 | 52.6369
easiur | geo_advanced | System cost | 2028 | 45.1073 | 48.9507
easiur | geo_advanced | System cost | 2029 | 44.8143 | 48.638
easiur | geo_advanced | System cost | 2030 | 44.3561 | 47.6645
easiur | geo_advanced | System cost | 2031 | 44.3561 | 47.6498
easiur | geo_advanced | System cost | 2032 | 43.8897 | 46.9797
easiur | geo_advanced | System cost | 2033 | 43.8897 | 46.9701
easiur | geo_advanced | System cost | 2034 | 44.4314 | 47.2173
easiur | geo_advanced | System cost | 2035 | 44.4314 | 47.209
easiur | geo_advanced | System cost | 2036 | 43.9992 | 46.5982
easiur | geo_advanced | System cost | 2037 | 43.9992 | 46.5896
easiur | geo_advanced | System cost | 2038 | 44.9841 | 47.4739
easiur | geo_advanced | System cost | 2039 | 44.9841 | 47.4655
easiur | geo_advanced | System cost | 2040 | 46.1717 | 48.8538
easiur | geo_advanced | System cost | 2041 | 46.1717 | 48.8444
easiur | geo_advanced | System cost | 2042 | 44.3877 | 47.2125
easiur | geo_advanced | System cost | 2043 | 44.3877 | 47.2063
easiur | geo_advanced | System cost | 2044 | 43.619 | 46.3348
easiur | geo_advanced | System cost | 2045 | 43.619 | 46.3286
easiur | geo_advanced | System cost | 2046 | 43.8946 | 46.4769
easiur | geo_advanced | System cost | 2047 | 43.8946 | 46.4707
easiur | geo_advanced | System cost | 2048 | 43.3473 | 45.8126
easiur | geo_advanced | System cost | 2049 | 43.3473 | 45.8061
easiur | geo_advanced | System cost | 2050 | 42.426 | 44.7732
easiur | geo_advanced | System cost + health | 2010 | 52.4092 | 114.2922
easiur | geo_advanced | System cost + health | 2011 | 51.9249 | 113.4121
easiur | geo_advanced | System cost + health | 2012 | 33.3934 | 88.1926
easiur | geo_advanced | System cost + health | 2013 | 33.3502 | 87.8786
easiur | geo_advanced | System cost + health | 2014 | 44.2907 | 105.0317
easiur | geo_advanced | System cost + health | 2015 | 44.1407 | 104.5078
easiur | geo_advanced | System cost + health | 2016 | 25.2826 | 76.5802
easiur | geo_advanced | System cost + health | 2017 | 25.2648 | 76.4798
easiur | geo_advanced | System cost + health | 2018 | 22.4262 | 75.0212
easiur | geo_advanced | System cost + health | 2019 | 22.3955 | 74.784
easiur | geo_advanced | System cost + health | 2020 | 17.4831 | 64.0594
easiur | geo_advanced | System cost + health | 2021 | 17.4417 | 63.1848
easiur | geo_advanced | System cost + health | 2022 | 20.155 | 73.6493
easiur | geo_advanced | System cost + health | 2023 | 20.1082 | 72.5863
easiur | geo_advanced | System cost + health | 2024 | 10.5 | 57.2392
easiur | geo_advanced | System cost + health | 2025 | 10.4724 | 56.6383
easiur | geo_advanced | System cost + health | 2026 | 7.3378 | 53.2207
easiur | geo_advanced | System cost + health | 2027 | 7.3138 | 52.6369
easiur | geo_advanced | System cost + health | 2028 | 3.8434 | 48.9507
easiur | geo_advanced | System cost + health | 2029 | 3.8236 | 48.638
easiur | geo_advanced | System cost + health | 2030 | 3.3083 | 47.6645
easiur | geo_advanced | System cost + health | 2031 | 3.2937 | 47.6498
easiur | geo_advanced | System cost + health | 2032 | 3.0899 | 46.9797
easiur | geo_advanced | System cost + health | 2033 | 3.0804 | 46.9701
easiur | geo_advanced | System cost + health | 2034 | 2.7859 | 47.2173
easiur | geo_advanced | System cost + health | 2035 | 2.7776 | 47.209
easiur | geo_advanced | System cost + health | 2036 | 2.5989 | 46.5982
easiur | geo_advanced | System cost + health | 2037 | 2.5904 | 46.5896
easiur | geo_advanced | System cost + health | 2038 | 2.4898 | 47.4739
easiur | geo_advanced | System cost + health | 2039 | 2.4814 | 47.4655
easiur | geo_advanced | System cost + health | 2040 | 2.6821 | 48.8538
easiur | geo_advanced | System cost + health | 2041 | 2.6728 | 48.8444
easiur | geo_advanced | System cost + health | 2042 | 2.8248 | 47.2125
easiur | geo_advanced | System cost + health | 2043 | 2.8187 | 47.2063
easiur | geo_advanced | System cost + health | 2044 | 2.7157 | 46.3348
easiur | geo_advanced | System cost + health | 2045 | 2.7095 | 46.3286
easiur | geo_advanced | System cost + health | 2046 | 2.5823 | 46.4769
easiur | geo_advanced | System cost + health | 2047 | 2.5761 | 46.4707
easiur | geo_advanced | System cost + health | 2048 | 2.4654 | 45.8126
easiur | geo_advanced | System cost + health | 2049 | 2.4589 | 45.8061
easiur | geo_advanced | System cost + health | 2050 | 2.3471 | 44.7732
inmap | geo_advanced | System cost | 2010 | 61.883 | 118.7314
inmap | geo_advanced | System cost | 2011 | 61.4872 | 118.0725
inmap | geo_advanced | System cost | 2012 | 54.7992 | 91.2354
inmap | geo_advanced | System cost | 2013 | 54.5285 | 90.9415
inmap | geo_advanced | System cost | 2014 | 60.741 | 109.356
inmap | geo_advanced | System cost | 2015 | 60.3671 | 108.902
inmap | geo_advanced | System cost | 2016 | 51.2976 | 78.5747
inmap | geo_advanced | System cost | 2017 | 51.215 | 78.4828
inmap | geo_advanced | System cost | 2018 | 52.595 | 77.2142
inmap | geo_advanced | System cost | 2019 | 52.3884 | 76.9946
inmap | geo_advanced | System cost | 2020 | 46.5763 | 65.1789
inmap | geo_advanced | System cost | 2021 | 45.7431 | 64.3266
inmap | geo_advanced | System cost | 2022 | 53.4944 | 75.7783
inmap | geo_advanced | System cost | 2023 | 52.4781 | 74.7399
inmap | geo_advanced | System cost | 2024 | 46.7393 | 57.8406
inmap | geo_advanced | System cost | 2025 | 46.1659 | 57.2553
inmap | geo_advanced | System cost | 2026 | 45.8829 | 53.6446
inmap | geo_advanced | System cost | 2027 | 45.3231 | 53.0741
inmap | geo_advanced | System cost | 2028 | 45.1073 | 49.1519
inmap | geo_advanced | System cost | 2029 | 44.8143 | 48.8498
inmap | geo_advanced | System cost | 2030 | 44.3561 | 47.8032
inmap | geo_advanced | System cost | 2031 | 44.3561 | 47.7962
inmap | geo_advanced | System cost | 2032 | 43.8897 | 47.1362
inmap | geo_advanced | System cost | 2033 | 43.8897 | 47.131
inmap | geo_advanced | System cost | 2034 | 44.4314 | 47.3783
inmap | geo_advanced | System cost | 2035 | 44.4314 | 47.374
inmap | geo_advanced | System cost | 2036 | 43.9992 | 46.7758
inmap | geo_advanced | System cost | 2037 | 43.9992 | 46.7712
inmap | geo_advanced | System cost | 2038 | 44.9841 | 47.6231
inmap | geo_advanced | System cost | 2039 | 44.9841 | 47.6186
inmap | geo_advanced | System cost | 2040 | 46.1717 | 49.0544
inmap | geo_advanced | System cost | 2041 | 46.1717 | 49.0497
inmap | geo_advanced | System cost | 2042 | 44.3877 | 47.4438
inmap | geo_advanced | System cost | 2043 | 44.3877 | 47.4417
inmap | geo_advanced | System cost | 2044 | 43.619 | 46.5195
inmap | geo_advanced | System cost | 2045 | 43.619 | 46.5174
inmap | geo_advanced | System cost | 2046 | 43.8946 | 46.6008
inmap | geo_advanced | System cost | 2047 | 43.8946 | 46.5986
inmap | geo_advanced | System cost | 2048 | 43.3473 | 45.8953
inmap | geo_advanced | System cost | 2049 | 43.3473 | 45.893
inmap | geo_advanced | System cost | 2050 | 42.426 | 44.7888
inmap | geo_advanced | System cost + health | 2010 | 56.8484 | 118.7314
inmap | geo_advanced | System cost + health | 2011 | 56.5853 | 118.0725
inmap | geo_advanced | System cost + health | 2012 | 36.4362 | 91.2354
inmap | geo_advanced | System cost + health | 2013 | 36.4131 | 90.9415
inmap | geo_advanced | System cost + health | 2014 | 48.615 | 109.356
inmap | geo_advanced | System cost + health | 2015 | 48.5349 | 108.902
inmap | geo_advanced | System cost + health | 2016 | 27.277 | 78.5747
inmap | geo_advanced | System cost + health | 2017 | 27.2678 | 78.4828
inmap | geo_advanced | System cost + health | 2018 | 24.6192 | 77.2142
inmap | geo_advanced | System cost + health | 2019 | 24.6062 | 76.9946
inmap | geo_advanced | System cost + health | 2020 | 18.6026 | 65.1789
inmap | geo_advanced | System cost + health | 2021 | 18.5835 | 64.3266
inmap | geo_advanced | System cost + health | 2022 | 22.284 | 75.7783
inmap | geo_advanced | System cost + health | 2023 | 22.2617 | 74.7399
inmap | geo_advanced | System cost + health | 2024 | 11.1014 | 57.8406
inmap | geo_advanced | System cost + health | 2025 | 11.0893 | 57.2553
inmap | geo_advanced | System cost + health | 2026 | 7.7617 | 53.6446
inmap | geo_advanced | System cost + health | 2027 | 7.751 | 53.0741
inmap | geo_advanced | System cost + health | 2028 | 4.0446 | 49.1519
inmap | geo_advanced | System cost + health | 2029 | 4.0355 | 48.8498
inmap | geo_advanced | System cost + health | 2030 | 3.4471 | 47.8032
inmap | geo_advanced | System cost + health | 2031 | 3.44 | 47.7962
inmap | geo_advanced | System cost + health | 2032 | 3.2465 | 47.1362
inmap | geo_advanced | System cost + health | 2033 | 3.2413 | 47.131
inmap | geo_advanced | System cost + health | 2034 | 2.9468 | 47.3783
inmap | geo_advanced | System cost + health | 2035 | 2.9426 | 47.374
inmap | geo_advanced | System cost + health | 2036 | 2.7766 | 46.7758
inmap | geo_advanced | System cost + health | 2037 | 2.7719 | 46.7712
inmap | geo_advanced | System cost + health | 2038 | 2.6389 | 47.6231
inmap | geo_advanced | System cost + health | 2039 | 2.6344 | 47.6186
inmap | geo_advanced | System cost + health | 2040 | 2.8828 | 49.0544
inmap | geo_advanced | System cost + health | 2041 | 2.878 | 49.0497
inmap | geo_advanced | System cost + health | 2042 | 3.0562 | 47.4438
inmap | geo_advanced | System cost + health | 2043 | 3.054 | 47.4417
inmap | geo_advanced | System cost + health | 2044 | 2.9005 | 46.5195
inmap | geo_advanced | System cost + health | 2045 | 2.8983 | 46.5174
inmap | geo_advanced | System cost + health | 2046 | 2.7062 | 46.6008
inmap | geo_advanced | System cost + health | 2047 | 2.7041 | 46.5986
inmap | geo_advanced | System cost + health | 2048 | 2.548 | 45.8953
inmap | geo_advanced | System cost + health | 2049 | 2.5458 | 45.893
inmap | geo_advanced | System cost + health | 2050 | 2.3627 | 44.7888

## 50_Runtime (hours)
process | scenario | processtime | Net Level processtime
input_processing/calc_financial_inputs.py | geo_advanced | 0.0010867 | 25.8385
input_processing/fuelcostprep.py | geo_advanced | 6.3783e-05 | 25.8385
input_processing/writecapdat.py | geo_advanced | 0.00052256 | 25.8385
input_processing/writesupplycurves.py | geo_advanced | 0.0075002 | 25.8385
input_processing/cfgather.py | geo_advanced | 0.00013642 | 25.8385
input_processing/writedrshift.py | geo_advanced | 3.5031e-05 | 25.8385
input_processing/plantcostprep.py | geo_advanced | 0.00011416 | 25.8385
input_processing/all_year_load.py | geo_advanced | 0.016138 | 25.8385
input_processing/climateprep.py | geo_advanced | 0 | 25.8385
input_processing/ldc_prep.py | geo_advanced | 0.014884 | 25.8385
input_processing/writehintage.py | geo_advanced | 0.0085248 | 25.8385
input_processing/transmission_multilink.py | geo_advanced | 0.0031945 | 25.8385
input_processing/hourly_process.py | geo_advanced | 0 | 25.8385
createmodel.gms | geo_advanced | 0.028172 | 25.8385
d_solveoneyear.gms | geo_advanced | 20.3802 | 25.8385
reeds_augur/a_prep_data.py | geo_advanced | 0.49475 | 25.8385
reeds_augur/b1_osprey.gms | geo_advanced | 4.1209 | 25.8385
reeds_augur/b2_gdx_dump.gms | geo_advanced | 0.059987 | 25.8385
reeds_augur/c1_existing_curtailment.py | geo_advanced | 0.089855 | 25.8385
reeds_augur/c2_marginal_curtailment.py | geo_advanced | 0.1706 | 25.8385
reeds_augur/d_condor.py | geo_advanced | 1.4e-06 | 25.8385
reeds_augur/e_capacity_credit.py | geo_advanced | 0.20995 | 25.8385
reeds_augur/f_plots.py | geo_advanced | 0.11409 | 25.8385
e_report.gms | geo_advanced | 0.11232 | 25.8385
e_report_dump.gms | geo_advanced | 0.0054789 | 25.8385

## 51_Runtime by year (hours)
scenario | process | year | processtime | Net Level processtime
geo_advanced | input_processing/calc_financial_inputs.py | 2000 | 0.0010867 | 0.19817
geo_advanced | input_processing/fuelcostprep.py | 2000 | 6.3783e-05 | 0.19817
geo_advanced | input_processing/writecapdat.py | 2000 | 0.00052256 | 0.19817
geo_advanced | input_processing/writesupplycurves.py | 2000 | 0.0075002 | 0.19817
geo_advanced | input_processing/cfgather.py | 2000 | 0.00013642 | 0.19817
geo_advanced | input_processing/writedrshift.py | 2000 | 3.5031e-05 | 0.19817
geo_advanced | input_processing/plantcostprep.py | 2000 | 0.00011416 | 0.19817
geo_advanced | input_processing/all_year_load.py | 2000 | 0.016138 | 0.19817
geo_advanced | input_processing/climateprep.py | 2000 | 0 | 0.19817
geo_advanced | input_processing/ldc_prep.py | 2000 | 0.014884 | 0.19817
geo_advanced | input_processing/writehintage.py | 2000 | 0.0085248 | 0.19817
geo_advanced | input_processing/transmission_multilink.py | 2000 | 0.0031945 | 0.19817
geo_advanced | input_processing/hourly_process.py | 2000 | 0 | 0.19817
geo_advanced | createmodel.gms | 2000 | 0.028172 | 0.19817
geo_advanced | d_solveoneyear.gms | 2010 | 0.016571 | 0.016571
geo_advanced | d_solveoneyear.gms | 2012 | 0.019408 | 0.019408
geo_advanced | d_solveoneyear.gms | 2014 | 0.019473 | 0.019473
geo_advanced | d_solveoneyear.gms | 2016 | 0.019785 | 0.019785
geo_advanced | d_solveoneyear.gms | 2018 | 0.021763 | 0.021763
geo_advanced | d_solveoneyear.gms | 2020 | 0.026109 | 0.32097
geo_advanced | d_solveoneyear.gms | 2022 | 0.10179 | 0.47315
geo_advanced | d_solveoneyear.gms | 2024 | 0.20088 | 0.5365
geo_advanced | d_solveoneyear.gms | 2026 | 0.38653 | 0.77055
geo_advanced | d_solveoneyear.gms | 2028 | 3.2071 | 3.5242
geo_advanced | d_solveoneyear.gms | 2030 | 2.606 | 2.9703
geo_advanced | d_solveoneyear.gms | 2032 | 2.6494 | 2.9886
geo_advanced | d_solveoneyear.gms | 2034 | 1.026 | 1.3954
geo_advanced | d_solveoneyear.gms | 2036 | 1.0127 | 1.4104
geo_advanced | d_solveoneyear.gms | 2038 | 1.2587 | 1.6256
geo_advanced | d_solveoneyear.gms | 2040 | 1.313 | 1.7104
geo_advanced | d_solveoneyear.gms | 2042 | 1.3947 | 1.793
geo_advanced | d_solveoneyear.gms | 2044 | 1.2194 | 1.5704
geo_advanced | d_solveoneyear.gms | 2046 | 1.1216 | 1.4067
geo_advanced | d_solveoneyear.gms | 2048 | 1.6843 | 1.9722
geo_advanced | d_solveoneyear.gms | 2050 | 1.075 | 1.075
geo_advanced | reeds_augur/a_prep_data.py | 2020 | 0.033075 | 0.32097
geo_advanced | reeds_augur/a_prep_data.py | 2022 | 0.023471 | 0.47315
geo_advanced | reeds_augur/a_prep_data.py | 2024 | 0.034594 | 0.5365
geo_advanced | reeds_augur/a_prep_data.py | 2026 | 0.034254 | 0.77055
geo_advanced | reeds_augur/a_prep_data.py | 2028 | 0.034073 | 3.5242
geo_advanced | reeds_augur/a_prep_data.py | 2030 | 0.03411 | 2.9703
geo_advanced | reeds_augur/a_prep_data.py | 2032 | 0.033868 | 2.9886
geo_advanced | reeds_augur/a_prep_data.py | 2034 | 0.026217 | 1.3954
geo_advanced | reeds_augur/a_prep_data.py | 2036 | 0.036108 | 1.4104
geo_advanced | reeds_augur/a_prep_data.py | 2038 | 0.03595 | 1.6256
geo_advanced | reeds_augur/a_prep_data.py | 2040 | 0.033692 | 1.7104
geo_advanced | reeds_augur/a_prep_data.py | 2042 | 0.03683 | 1.793
geo_advanced | reeds_augur/a_prep_data.py | 2044 | 0.026368 | 1.5704
geo_advanced | reeds_augur/a_prep_data.py | 2046 | 0.037278 | 1.4067
geo_advanced | reeds_augur/a_prep_data.py | 2048 | 0.03486 | 1.9722
geo_advanced | reeds_augur/b1_osprey.gms | 2020 | 0.22397 | 0.32097
geo_advanced | reeds_augur/b1_osprey.gms | 2022 | 0.29398 | 0.47315
geo_advanced | reeds_augur/b1_osprey.gms | 2024 | 0.26318 | 0.5365
geo_advanced | reeds_augur/b1_osprey.gms | 2026 | 0.31281 | 0.77055
geo_advanced | reeds_augur/b1_osprey.gms | 2028 | 0.25697 | 3.5242
geo_advanced | reeds_augur/b1_osprey.gms | 2030 | 0.27945 | 2.9703
geo_advanced | reeds_augur/b1_osprey.gms | 2032 | 0.26856 | 2.9886
geo_advanced | reeds_augur/b1_osprey.gms | 2034 | 0.3128 | 1.3954
geo_advanced | reeds_augur/b1_osprey.gms | 2036 | 0.29036 | 1.4104
geo_advanced | reeds_augur/b1_osprey.gms | 2038 | 0.29122 | 1.6256
geo_advanced | reeds_augur/b1_osprey.gms | 2040 | 0.28926 | 1.7104
geo_advanced | reeds_augur/b1_osprey.gms | 2042 | 0.33292 | 1.793
geo_advanced | reeds_augur/b1_osprey.gms | 2044 | 0.28718 | 1.5704
geo_advanced | reeds_augur/b1_osprey.gms | 2046 | 0.2038 | 1.4067
geo_advanced | reeds_augur/b1_osprey.gms | 2048 | 0.21444 | 1.9722
geo_advanced | reeds_augur/b2_gdx_dump.gms | 2020 | 0.0046897 | 0.32097
geo_advanced | reeds_augur/b2_gdx_dump.gms | 2022 | 0.0051969 | 0.47315
geo_advanced | reeds_augur/b2_gdx_dump.gms | 2024 | 0.0041857 | 0.5365
geo_advanced | reeds_augur/b2_gdx_dump.gms | 2026 | 0.0041203 | 0.77055
geo_advanced | reeds_augur/b2_gdx_dump.gms | 2028 | 0.002933 | 3.5242
geo_advanced | reeds_augur/b2_gdx_dump.gms | 2030 | 0.0029062 | 2.9703
geo_advanced | reeds_augur/b2_gdx_dump.gms | 2032 | 0.0037962 | 2.9886
geo_advanced | reeds_augur/b2_gdx_dump.gms | 2034 | 0.0039369 | 1.3954
geo_advanced | reeds_augur/b2_gdx_dump.gms | 2036 | 0.0039082 | 1.4104
geo_advanced | reeds_augur/b2_gdx_dump.gms | 2038 | 0.0041653 | 1.6256
geo_advanced | reeds_augur/b2_gdx_dump.gms | 2040 | 0.0042401 | 1.7104
geo_advanced | reeds_augur/b2_gdx_dump.gms | 2042 | 0.0032411 | 1.793
geo_advanced | reeds_augur/b2_gdx_dump.gms | 2044 | 0.0047917 | 1.5704
geo_advanced | reeds_augur/b2_gdx_dump.gms | 2046 | 0.0045777 | 1.4067
geo_advanced | reeds_augur/b2_gdx_dump.gms | 2048 | 0.0032982 | 1.9722
geo_advanced | reeds_augur/c1_existing_curtailment.py | 2020 | 0.0077135 | 0.32097
geo_advanced | reeds_augur/c1_existing_curtailment.py | 2022 | 0.007162 | 0.47315
geo_advanced | reeds_augur/c1_existing_curtailment.py | 2024 | 0.0067675 | 0.5365
geo_advanced | reeds_augur/c1_existing_curtailment.py | 2026 | 0.0065073 | 0.77055
geo_advanced | reeds_augur/c1_existing_curtailment.py | 2028 | 0.0044912 | 3.5242
geo_advanced | reeds_augur/c1_existing_curtailment.py | 2030 | 0.0040513 | 2.9703
geo_advanced | reeds_augur/c1_existing_curtailment.py | 2032 | 0.0057474 | 2.9886
geo_advanced | reeds_augur/c1_existing_curtailment.py | 2034 | 0.0057434 | 1.3954
geo_advanced | reeds_augur/c1_existing_curtailment.py | 2036 | 0.0059509 | 1.4104
geo_advanced | reeds_augur/c1_existing_curtailment.py | 2038 | 0.0062513 | 1.6256
geo_advanced | reeds_augur/c1_existing_curtailment.py | 2040 | 0.006259 | 1.7104
geo_advanced | reeds_augur/c1_existing_curtailment.py | 2042 | 0.0043764 | 1.793
geo_advanced | reeds_augur/c1_existing_curtailment.py | 2044 | 0.0072342 | 1.5704
geo_advanced | reeds_augur/c1_existing_curtailment.py | 2046 | 0.0071795 | 1.4067
geo_advanced | reeds_augur/c1_existing_curtailment.py | 2048 | 0.0044201 | 1.9722
geo_advanced | reeds_augur/c2_marginal_curtailment.py | 2020 | 0.011403 | 0.32097
geo_advanced | reeds_augur/c2_marginal_curtailment.py | 2022 | 0.0084067 | 0.47315
geo_advanced | reeds_augur/c2_marginal_curtailment.py | 2024 | 0.012322 | 0.5365
geo_advanced | reeds_augur/c2_marginal_curtailment.py | 2026 | 0.012375 | 0.77055
geo_advanced | reeds_augur/c2_marginal_curtailment.py | 2028 | 0.0087689 | 3.5242
geo_advanced | reeds_augur/c2_marginal_curtailment.py | 2030 | 0.0090963 | 2.9703
geo_advanced | reeds_augur/c2_marginal_curtailment.py | 2032 | 0.012485 | 2.9886
geo_advanced | reeds_augur/c2_marginal_curtailment.py | 2034 | 0.0098819 | 1.3954
geo_advanced | reeds_augur/c2_marginal_curtailment.py | 2036 | 0.012796 | 1.4104
geo_advanced | reeds_augur/c2_marginal_curtailment.py | 2038 | 0.013122 | 1.6256
geo_advanced | reeds_augur/c2_marginal_curtailment.py | 2040 | 0.013075 | 1.7104
geo_advanced | reeds_augur/c2_marginal_curtailment.py | 2042 | 0.0088345 | 1.793
geo_advanced | reeds_augur/c2_marginal_curtailment.py | 2044 | 0.012662 | 1.5704
geo_advanced | reeds_augur/c2_marginal_curtailment.py | 2046 | 0.0133 | 1.4067
geo_advanced | reeds_augur/c2_marginal_curtailment.py | 2048 | 0.012077 | 1.9722
geo_advanced | reeds_augur/d_condor.py | 2020 | 0 | 0.32097
geo_advanced | reeds_augur/d_condor.py | 2022 | 2.95e-07 | 0.47315
geo_advanced | reeds_augur/d_condor.py | 2024 | 0 | 0.5365
geo_advanced | reeds_augur/d_condor.py | 2026 | 2.775e-07 | 0.77055
geo_advanced | reeds_augur/d_condor.py | 2028 | 2.7e-07 | 3.5242
geo_advanced | reeds_augur/d_condor.py | 2030 | 2.7944e-07 | 2.9703
geo_advanced | reeds_augur/d_condor.py | 2032 | 2.7806e-07 | 2.9886
geo_advanced | reeds_augur/d_condor.py | 2034 | 0 | 1.3954
geo_advanced | reeds_augur/d_condor.py | 2036 | 0 | 1.4104
geo_advanced | reeds_augur/d_condor.py | 2038 | 0 | 1.6256
geo_advanced | reeds_augur/d_condor.py | 2040 | 0 | 1.7104
geo_advanced | reeds_augur/d_condor.py | 2042 | 0 | 1.793
geo_advanced | reeds_augur/d_condor.py | 2044 | 0 | 1.5704
geo_advanced | reeds_augur/d_condor.py | 2046 | 0 | 1.4067
geo_advanced | reeds_augur/d_condor.py | 2048 | 0 | 1.9722
geo_advanced | reeds_augur/e_capacity_credit.py | 2020 | 0.01401 | 0.32097
geo_advanced | reeds_augur/e_capacity_credit.py | 2022 | 0.0096977 | 0.47315
geo_advanced | reeds_augur/e_capacity_credit.py | 2024 | 0.01457 | 0.5365
geo_advanced | reeds_augur/e_capacity_credit.py | 2026 | 0.013956 | 0.77055
geo_advanced | reeds_augur/e_capacity_credit.py | 2028 | 0.0099181 | 3.5242
geo_advanced | reeds_augur/e_capacity_credit.py | 2030 | 0.011137 | 2.9703
geo_advanced | reeds_augur/e_capacity_credit.py | 2032 | 0.014714 | 2.9886
geo_advanced | reeds_augur/e_capacity_credit.py | 2034 | 0.010749 | 1.3954
geo_advanced | reeds_augur/e_capacity_credit.py | 2036 | 0.015589 | 1.4104
geo_advanced | reeds_augur/e_capacity_credit.py | 2038 | 0.016219 | 1.6256
geo_advanced | reeds_augur/e_capacity_credit.py | 2040 | 0.01672 | 1.7104
geo_advanced | reeds_augur/e_capacity_credit.py | 2042 | 0.01208 | 1.793
geo_advanced | reeds_augur/e_capacity_credit.py | 2044 | 0.012788 | 1.5704
geo_advanced | reeds_augur/e_capacity_credit.py | 2046 | 0.01894 | 1.4067
geo_advanced | reeds_augur/e_capacity_credit.py | 2048 | 0.01886 | 1.9722
geo_advanced | reeds_augur/f_plots.py | 2022 | 0.023439 | 0.47315
geo_advanced | reeds_augur/f_plots.py | 2030 | 0.023557 | 2.9703
geo_advanced | reeds_augur/f_plots.py | 2036 | 0.032955 | 1.4104
geo_advanced | reeds_augur/f_plots.py | 2040 | 0.03414 | 1.7104
geo_advanced | e_report.gms | 2000 | 0.11232 | 0.19817
geo_advanced | e_report_dump.gms | 2000 | 0.0054789 | 0.19817