## meta
Build date/time: 2023-08-18-03-06-23
Data Source(s):
C:\Users\cc143\Documents\GitHub\ReEDS_OpenAccess\runs\geo_moderate_95
Default Config:
var_dollar_year: 2021
var_discount_rate: 0.05
var_pv_year: 2022
var_end_year: 2050

## 1_Error Check
scenario | type | Value | Net Level Value
geo_moderate_95 | m_rsc_dat | -65837.7377 | -65837.7377
geo_moderate_95 | z | 0.02977 | 0.02977

## 2_Intertemporal Capacity by Ite
tech | vintage | year | iter | Capacity (GW) | scenario | rs | rb | st | rto | interconnect | country | cendiv

## 3_Generation (TWh)
scenario | tech | year | Generation (TWh) | Net Level Generation (TWh)
geo_moderate_95 | nuclear | 2010 | 834.9503 | 3994.8895
geo_moderate_95 | nuclear | 2012 | 834.7267 | 3920.0606
geo_moderate_95 | nuclear | 2014 | 801.4862 | 3982.4795
geo_moderate_95 | nuclear | 2016 | 805.9371 | 3937.4062
geo_moderate_95 | nuclear | 2018 | 801.0722 | 3949.7556
geo_moderate_95 | nuclear | 2020 | 776.1313 | 4067.2742
geo_moderate_95 | nuclear | 2022 | 778.0183 | 4108.6624
geo_moderate_95 | nuclear | 2024 | 773.0656 | 4191.8216
geo_moderate_95 | nuclear | 2026 | 773.2472 | 4270.025
geo_moderate_95 | nuclear | 2028 | 761.1364 | 4382.7841
geo_moderate_95 | nuclear | 2030 | 728.059 | 4523.1023
geo_moderate_95 | nuclear | 2032 | 725.1333 | 4655.6605
geo_moderate_95 | nuclear | 2034 | 701.5736 | 4795.9455
geo_moderate_95 | nuclear | 2036 | 675.5694 | 4947.4578
geo_moderate_95 | nuclear | 2038 | 680.5368 | 5103.1051
geo_moderate_95 | nuclear | 2040 | 697.4068 | 5238.6805
geo_moderate_95 | nuclear | 2042 | 703.0054 | 5372.2745
geo_moderate_95 | nuclear | 2044 | 701.979 | 5492.9609
geo_moderate_95 | nuclear | 2046 | 694.719 | 5639.0345
geo_moderate_95 | nuclear | 2048 | 644.4081 | 5784.2302
geo_moderate_95 | nuclear | 2050 | 580.1625 | 5937.7287
geo_moderate_95 | coal | 2010 | 1855.8888 | 3994.8895
geo_moderate_95 | coal | 2012 | 1207.9256 | 3920.0606
geo_moderate_95 | coal | 2014 | 1687.813 | 3982.4795
geo_moderate_95 | coal | 2016 | 936.5104 | 3937.4062
geo_moderate_95 | coal | 2018 | 944.7519 | 3949.7556
geo_moderate_95 | coal | 2020 | 644.7184 | 4067.2742
geo_moderate_95 | coal | 2022 | 911.3239 | 4108.6624
geo_moderate_95 | coal | 2024 | 437.9981 | 4191.8216
geo_moderate_95 | coal | 2026 | 283.8708 | 4270.025
geo_moderate_95 | coal | 2028 | 119.4202 | 4382.7841
geo_moderate_95 | coal | 2030 | 102.4653 | 4523.1023
geo_moderate_95 | coal | 2032 | 99.1215 | 4655.6605
geo_moderate_95 | coal | 2034 | 95.6529 | 4795.9455
geo_moderate_95 | coal | 2036 | 90.5177 | 4947.4578
geo_moderate_95 | coal | 2038 | 86.0849 | 5103.1051
geo_moderate_95 | coal | 2040 | 104.38 | 5238.6805
geo_moderate_95 | coal | 2042 | 110.6646 | 5372.2745
geo_moderate_95 | coal | 2044 | 63.1377 | 5492.9609
geo_moderate_95 | coal | 2046 | 55.3799 | 5639.0345
geo_moderate_95 | coal | 2048 | 47.8437 | 5784.2302
geo_moderate_95 | coal | 2050 | 0 | 5937.7287
geo_moderate_95 | gas-cc | 2010 | 722.8881 | 3994.8895
geo_moderate_95 | gas-cc | 2012 | 1198.5745 | 3920.0606
geo_moderate_95 | gas-cc | 2014 | 778.5547 | 3982.4795
geo_moderate_95 | gas-cc | 2016 | 1354.534 | 3937.4062
geo_moderate_95 | gas-cc | 2018 | 1280.5855 | 3949.7556
geo_moderate_95 | gas-cc | 2020 | 1558.0659 | 4067.2742
geo_moderate_95 | gas-cc | 2022 | 1136.1075 | 4108.6624
geo_moderate_95 | gas-cc | 2024 | 1081.5907 | 4191.8216
geo_moderate_95 | gas-cc | 2026 | 945.6958 | 4270.025
geo_moderate_95 | gas-cc | 2028 | 764.8418 | 4382.7841
geo_moderate_95 | gas-cc | 2030 | 517.1868 | 4523.1023
geo_moderate_95 | gas-cc | 2032 | 456.4431 | 4655.6605
geo_moderate_95 | gas-cc | 2034 | 373.7116 | 4795.9455
geo_moderate_95 | gas-cc | 2036 | 348.9525 | 4947.4578
geo_moderate_95 | gas-cc | 2038 | 395.6508 | 5103.1051
geo_moderate_95 | gas-cc | 2040 | 538.131 | 5238.6805
geo_moderate_95 | gas-cc | 2042 | 649.4476 | 5372.2745
geo_moderate_95 | gas-cc | 2044 | 734.3686 | 5492.9609
geo_moderate_95 | gas-cc | 2046 | 471.9762 | 5639.0345
geo_moderate_95 | gas-cc | 2048 | 221.0811 | 5784.2302
geo_moderate_95 | gas-cc | 2050 | 155.5381 | 5937.7287
geo_moderate_95 | gas-cc-ccs_mod_upgrade | 2010 | 0 | 3994.8895
geo_moderate_95 | gas-cc-ccs_mod_upgrade | 2012 | 0 | 3920.0606
geo_moderate_95 | gas-cc-ccs_mod_upgrade | 2014 | 0 | 3982.4795
geo_moderate_95 | gas-cc-ccs_mod_upgrade | 2016 | 0 | 3937.4062
geo_moderate_95 | gas-cc-ccs_mod_upgrade | 2018 | 0 | 3949.7556
geo_moderate_95 | gas-cc-ccs_mod_upgrade | 2020 | 0 | 4067.2742
geo_moderate_95 | gas-cc-ccs_mod_upgrade | 2022 | 0 | 4108.6624
geo_moderate_95 | gas-cc-ccs_mod_upgrade | 2024 | 0 | 4191.8216
geo_moderate_95 | gas-cc-ccs_mod_upgrade | 2026 | 0 | 4270.025
geo_moderate_95 | gas-cc-ccs_mod_upgrade | 2028 | 46.9571 | 4382.7841
geo_moderate_95 | gas-cc-ccs_mod_upgrade | 2030 | 46.9571 | 4523.1023
geo_moderate_95 | gas-cc-ccs_mod_upgrade | 2032 | 46.9571 | 4655.6605
geo_moderate_95 | gas-cc-ccs_mod_upgrade | 2034 | 46.9515 | 4795.9455
geo_moderate_95 | gas-cc-ccs_mod_upgrade | 2036 | 46.9515 | 4947.4578
geo_moderate_95 | gas-cc-ccs_mod_upgrade | 2038 | 46.9516 | 5103.1051
geo_moderate_95 | gas-cc-ccs_mod_upgrade | 2040 | 3.2158 | 5238.6805
geo_moderate_95 | gas-cc-ccs_mod_upgrade | 2042 | 3.2158 | 5372.2745
geo_moderate_95 | gas-cc-ccs_mod_upgrade | 2044 | 3.2158 | 5492.9609
geo_moderate_95 | gas-cc-ccs_mod_upgrade | 2046 | 36.9809 | 5639.0345
geo_moderate_95 | gas-cc-ccs_mod_upgrade | 2048 | 38.9859 | 5784.2302
geo_moderate_95 | gas-cc-ccs_mod_upgrade | 2050 | 40.9217 | 5937.7287
geo_moderate_95 | gas-ct | 2010 | 61.8763 | 3994.8895
geo_moderate_95 | gas-ct | 2012 | 63.4988 | 3920.0606
geo_moderate_95 | gas-ct | 2014 | 65.3322 | 3982.4795
geo_moderate_95 | gas-ct | 2016 | 67.9055 | 3937.4062
geo_moderate_95 | gas-ct | 2018 | 68.3716 | 3949.7556
geo_moderate_95 | gas-ct | 2020 | 78.4093 | 4067.2742
geo_moderate_95 | gas-ct | 2022 | 68.456 | 4108.6624
geo_moderate_95 | gas-ct | 2024 | 59.9673 | 4191.8216
geo_moderate_95 | gas-ct | 2026 | 58.7605 | 4270.025
geo_moderate_95 | gas-ct | 2028 | 59.1191 | 4382.7841
geo_moderate_95 | gas-ct | 2030 | 58.1423 | 4523.1023
geo_moderate_95 | gas-ct | 2032 | 57.7182 | 4655.6605
geo_moderate_95 | gas-ct | 2034 | 58.119 | 4795.9455
geo_moderate_95 | gas-ct | 2036 | 60.8417 | 4947.4578
geo_moderate_95 | gas-ct | 2038 | 67.2145 | 5103.1051
geo_moderate_95 | gas-ct | 2040 | 81.823 | 5238.6805
geo_moderate_95 | gas-ct | 2042 | 98.881 | 5372.2745
geo_moderate_95 | gas-ct | 2044 | 112.9918 | 5492.9609
geo_moderate_95 | gas-ct | 2046 | 129.8187 | 5639.0345
geo_moderate_95 | gas-ct | 2048 | 138.3911 | 5784.2302
geo_moderate_95 | gas-ct | 2050 | 106.5379 | 5937.7287
geo_moderate_95 | o-g-s | 2010 | 78.4917 | 3994.8895
geo_moderate_95 | o-g-s | 2012 | 73.625 | 3920.0606
geo_moderate_95 | o-g-s | 2014 | 69.8186 | 3982.4795
geo_moderate_95 | o-g-s | 2016 | 74.872 | 3937.4062
geo_moderate_95 | o-g-s | 2018 | 53.8656 | 3949.7556
geo_moderate_95 | o-g-s | 2020 | 74.0089 | 4067.2742
geo_moderate_95 | o-g-s | 2022 | 44.7389 | 4108.6624
geo_moderate_95 | o-g-s | 2024 | 18.9523 | 4191.8216
geo_moderate_95 | o-g-s | 2026 | 17.6288 | 4270.025
geo_moderate_95 | o-g-s | 2028 | 16.679 | 4382.7841
geo_moderate_95 | o-g-s | 2030 | 14.3649 | 4523.1023
geo_moderate_95 | o-g-s | 2032 | 13.7577 | 4655.6605
geo_moderate_95 | o-g-s | 2034 | 12.9358 | 4795.9455
geo_moderate_95 | o-g-s | 2036 | 12.6202 | 4947.4578
geo_moderate_95 | o-g-s | 2038 | 11.8688 | 5103.1051
geo_moderate_95 | o-g-s | 2040 | 11.3777 | 5238.6805
geo_moderate_95 | o-g-s | 2042 | 10.6391 | 5372.2745
geo_moderate_95 | o-g-s | 2044 | 9.5789 | 5492.9609
geo_moderate_95 | o-g-s | 2046 | 8.5271 | 5639.0345
geo_moderate_95 | o-g-s | 2048 | 6.5995 | 5784.2302
geo_moderate_95 | o-g-s | 2050 | 1.096 | 5937.7287
geo_moderate_95 | hydro | 2010 | 266.3175 | 3994.8895
geo_moderate_95 | hydro | 2012 | 276.4933 | 3920.0606
geo_moderate_95 | hydro | 2014 | 263.7928 | 3982.4795
geo_moderate_95 | hydro | 2016 | 271.1605 | 3937.4062
geo_moderate_95 | hydro | 2018 | 292.1744 | 3949.7556
geo_moderate_95 | hydro | 2020 | 288.9659 | 4067.2742
geo_moderate_95 | hydro | 2022 | 289.377 | 4108.6624
geo_moderate_95 | hydro | 2024 | 290.5469 | 4191.8216
geo_moderate_95 | hydro | 2026 | 297.0069 | 4270.025
geo_moderate_95 | hydro | 2028 | 301.085 | 4382.7841
geo_moderate_95 | hydro | 2030 | 298.155 | 4523.1023
geo_moderate_95 | hydro | 2032 | 295.9408 | 4655.6605
geo_moderate_95 | hydro | 2034 | 291.7494 | 4795.9455
geo_moderate_95 | hydro | 2036 | 289.4547 | 4947.4578
geo_moderate_95 | hydro | 2038 | 285.4594 | 5103.1051
geo_moderate_95 | hydro | 2040 | 290.2835 | 5238.6805
geo_moderate_95 | hydro | 2042 | 295.8146 | 5372.2745
geo_moderate_95 | hydro | 2044 | 297.9236 | 5492.9609
geo_moderate_95 | hydro | 2046 | 287.7152 | 5639.0345
geo_moderate_95 | hydro | 2048 | 283.3266 | 5784.2302
geo_moderate_95 | hydro | 2050 | 277.8018 | 5937.7287
geo_moderate_95 | geothermal | 2010 | 1.4612 | 3994.8895
geo_moderate_95 | geothermal | 2012 | 2.4666 | 3920.0606
geo_moderate_95 | geothermal | 2014 | 3.1026 | 3982.4795
geo_moderate_95 | geothermal | 2016 | 3.4749 | 3937.4062
geo_moderate_95 | geothermal | 2018 | 3.924 | 3949.7556
geo_moderate_95 | geothermal | 2020 | 12.4652 | 4067.2742
geo_moderate_95 | geothermal | 2022 | 12.775 | 4108.6624
geo_moderate_95 | geothermal | 2024 | 12.778 | 4191.8216
geo_moderate_95 | geothermal | 2026 | 12.778 | 4270.025
geo_moderate_95 | geothermal | 2028 | 18.847 | 4382.7841
geo_moderate_95 | geothermal | 2030 | 18.847 | 4523.1023
geo_moderate_95 | geothermal | 2032 | 18.8209 | 4655.6605
geo_moderate_95 | geothermal | 2034 | 18.8466 | 4795.9455
geo_moderate_95 | geothermal | 2036 | 18.7706 | 4947.4578
geo_moderate_95 | geothermal | 2038 | 18.485 | 5103.1051
geo_moderate_95 | geothermal | 2040 | 17.3724 | 5238.6805
geo_moderate_95 | geothermal | 2042 | 21.342 | 5372.2745
geo_moderate_95 | geothermal | 2044 | 20.7005 | 5492.9609
geo_moderate_95 | geothermal | 2046 | 20.3266 | 5639.0345
geo_moderate_95 | geothermal | 2048 | 25.7927 | 5784.2302
geo_moderate_95 | geothermal | 2050 | 37.346 | 5937.7287
geo_moderate_95 | biopower | 2010 | 3.4621 | 3994.8895
geo_moderate_95 | biopower | 2012 | 2.0273 | 3920.0606
geo_moderate_95 | biopower | 2014 | 5.2475 | 3982.4795
geo_moderate_95 | biopower | 2016 | 3.2203 | 3937.4062
geo_moderate_95 | biopower | 2018 | 3.7071 | 3949.7556
geo_moderate_95 | biopower | 2020 | 4.2836 | 4067.2742
geo_moderate_95 | biopower | 2022 | 5.7283 | 4108.6624
geo_moderate_95 | biopower | 2024 | 1.5904 | 4191.8216
geo_moderate_95 | biopower | 2026 | 1.518 | 4270.025
geo_moderate_95 | biopower | 2028 | 1.3819 | 4382.7841
geo_moderate_95 | biopower | 2030 | 1.2578 | 4523.1023
geo_moderate_95 | biopower | 2032 | 1.1033 | 4655.6605
geo_moderate_95 | biopower | 2034 | 0.90398 | 4795.9455
geo_moderate_95 | biopower | 2036 | 0.79571 | 4947.4578
geo_moderate_95 | biopower | 2038 | 0.72207 | 5103.1051
geo_moderate_95 | biopower | 2040 | 0.70367 | 5238.6805
geo_moderate_95 | biopower | 2042 | 0.73404 | 5372.2745
geo_moderate_95 | biopower | 2044 | 0.65819 | 5492.9609
geo_moderate_95 | biopower | 2046 | 0.81952 | 5639.0345
geo_moderate_95 | biopower | 2048 | 0.906 | 5784.2302
geo_moderate_95 | biopower | 2050 | 0.59319 | 5937.7287
geo_moderate_95 | lfill-gas | 2010 | 15.6245 | 3994.8895
geo_moderate_95 | lfill-gas | 2012 | 16.6925 | 3920.0606
geo_moderate_95 | lfill-gas | 2014 | 17.1768 | 3982.4795
geo_moderate_95 | lfill-gas | 2016 | 17.0968 | 3937.4062
geo_moderate_95 | lfill-gas | 2018 | 16.836 | 3949.7556
geo_moderate_95 | lfill-gas | 2020 | 15.8063 | 4067.2742
geo_moderate_95 | lfill-gas | 2022 | 15.9704 | 4108.6624
geo_moderate_95 | lfill-gas | 2024 | 15.5436 | 4191.8216
geo_moderate_95 | lfill-gas | 2026 | 15.5029 | 4270.025
geo_moderate_95 | lfill-gas | 2028 | 15.0315 | 4382.7841
geo_moderate_95 | lfill-gas | 2030 | 14.6962 | 4523.1023
geo_moderate_95 | lfill-gas | 2032 | 14.6483 | 4655.6605
geo_moderate_95 | lfill-gas | 2034 | 14.4956 | 4795.9455
geo_moderate_95 | lfill-gas | 2036 | 14.6008 | 4947.4578
geo_moderate_95 | lfill-gas | 2038 | 14.7563 | 5103.1051
geo_moderate_95 | lfill-gas | 2040 | 14.9588 | 5238.6805
geo_moderate_95 | lfill-gas | 2042 | 15.091 | 5372.2745
geo_moderate_95 | lfill-gas | 2044 | 15.1725 | 5492.9609
geo_moderate_95 | lfill-gas | 2046 | 15.418 | 5639.0345
geo_moderate_95 | lfill-gas | 2048 | 14.6391 | 5784.2302
geo_moderate_95 | lfill-gas | 2050 | 14.5943 | 5937.7287
geo_moderate_95 | wind-ons | 2010 | 112.854 | 3994.8895
geo_moderate_95 | wind-ons | 2012 | 178.255 | 3920.0606
geo_moderate_95 | wind-ons | 2014 | 198.4896 | 3982.4795
geo_moderate_95 | wind-ons | 2016 | 259.0242 | 3937.4062
geo_moderate_95 | wind-ons | 2018 | 302.6447 | 3949.7556
geo_moderate_95 | wind-ons | 2020 | 391.4234 | 4067.2742
geo_moderate_95 | wind-ons | 2022 | 539.9474 | 4108.6624
geo_moderate_95 | wind-ons | 2024 | 796.2285 | 4191.8216
geo_moderate_95 | wind-ons | 2026 | 945.1358 | 4270.025
geo_moderate_95 | wind-ons | 2028 | 1186.5019 | 4382.7841
geo_moderate_95 | wind-ons | 2030 | 1394.4349 | 4523.1023
geo_moderate_95 | wind-ons | 2032 | 1503.2614 | 4655.6605
geo_moderate_95 | wind-ons | 2034 | 1648.9175 | 4795.9455
geo_moderate_95 | wind-ons | 2036 | 1773.7156 | 4947.4578
geo_moderate_95 | wind-ons | 2038 | 1838.2648 | 5103.1051
geo_moderate_95 | wind-ons | 2040 | 1801.7287 | 5238.6805
geo_moderate_95 | wind-ons | 2042 | 1759.8384 | 5372.2745
geo_moderate_95 | wind-ons | 2044 | 1796.6286 | 5492.9609
geo_moderate_95 | wind-ons | 2046 | 2017.6701 | 5639.0345
geo_moderate_95 | wind-ons | 2048 | 2330.7381 | 5784.2302
geo_moderate_95 | wind-ons | 2050 | 2372.9821 | 5937.7287
geo_moderate_95 | wind-ofs | 2010 | 0 | 3994.8895
geo_moderate_95 | wind-ofs | 2012 | 0 | 3920.0606
geo_moderate_95 | wind-ofs | 2014 | 0 | 3982.4795
geo_moderate_95 | wind-ofs | 2016 | 0.1046 | 3937.4062
geo_moderate_95 | wind-ofs | 2018 | 0.10404 | 3949.7556
geo_moderate_95 | wind-ofs | 2020 | 0.14625 | 4067.2742
geo_moderate_95 | wind-ofs | 2022 | 0.13065 | 4108.6624
geo_moderate_95 | wind-ofs | 2024 | 18.2064 | 4191.8216
geo_moderate_95 | wind-ofs | 2026 | 43.383 | 4270.025
geo_moderate_95 | wind-ofs | 2028 | 70.3256 | 4382.7841
geo_moderate_95 | wind-ofs | 2030 | 88.9494 | 4523.1023
geo_moderate_95 | wind-ofs | 2032 | 107.5369 | 4655.6605
geo_moderate_95 | wind-ofs | 2034 | 134.5485 | 4795.9455
geo_moderate_95 | wind-ofs | 2036 | 161.2572 | 4947.4578
geo_moderate_95 | wind-ofs | 2038 | 167.6417 | 5103.1051
geo_moderate_95 | wind-ofs | 2040 | 195.4757 | 5238.6805
geo_moderate_95 | wind-ofs | 2042 | 206.0768 | 5372.2745
geo_moderate_95 | wind-ofs | 2044 | 217.8661 | 5492.9609
geo_moderate_95 | wind-ofs | 2046 | 228.0865 | 5639.0345
geo_moderate_95 | wind-ofs | 2048 | 227.9363 | 5784.2302
geo_moderate_95 | wind-ofs | 2050 | 228.9148 | 5937.7287
geo_moderate_95 | csp | 2010 | 0 | 3994.8895
geo_moderate_95 | csp | 2012 | 0 | 3920.0606
geo_moderate_95 | csp | 2014 | 3.3461 | 3982.4795
geo_moderate_95 | csp | 2016 | 3.6495 | 3937.4062
geo_moderate_95 | csp | 2018 | 3.6495 | 3949.7556
geo_moderate_95 | csp | 2020 | 3.6495 | 4067.2742
geo_moderate_95 | csp | 2022 | 3.1349 | 4108.6624
geo_moderate_95 | csp | 2024 | 3.547 | 4191.8216
geo_moderate_95 | csp | 2026 | 3.417 | 4270.025
geo_moderate_95 | csp | 2028 | 3.3492 | 4382.7841
geo_moderate_95 | csp | 2030 | 3.0861 | 4523.1023
geo_moderate_95 | csp | 2032 | 2.9337 | 4655.6605
geo_moderate_95 | csp | 2034 | 3.0735 | 4795.9455
geo_moderate_95 | csp | 2036 | 3.1605 | 4947.4578
geo_moderate_95 | csp | 2038 | 3.0055 | 5103.1051
geo_moderate_95 | csp | 2040 | 3.2644 | 5238.6805
geo_moderate_95 | csp | 2042 | 3.4743 | 5372.2745
geo_moderate_95 | csp | 2044 | 0.30334 | 5492.9609
geo_moderate_95 | csp | 2046 | 0 | 5639.0345
geo_moderate_95 | csp | 2048 | 1.531 | 5784.2302
geo_moderate_95 | csp | 2050 | 8.2743 | 5937.7287
geo_moderate_95 | upv | 2010 | 0.38609 | 3994.8895
geo_moderate_95 | upv | 2012 | 5.1238 | 3920.0606
geo_moderate_95 | upv | 2014 | 18.6393 | 3982.4795
geo_moderate_95 | upv | 2016 | 42.5536 | 3937.4062
geo_moderate_95 | upv | 2018 | 61.7149 | 3949.7556
geo_moderate_95 | upv | 2020 | 95.1358 | 4067.2742
geo_moderate_95 | upv | 2022 | 208.284 | 4108.6624
geo_moderate_95 | upv | 2024 | 525.5109 | 4191.8216
geo_moderate_95 | upv | 2026 | 702.7264 | 4270.025
geo_moderate_95 | upv | 2028 | 819.2453 | 4382.7841
geo_moderate_95 | upv | 2030 | 979.0781 | 4523.1023
geo_moderate_95 | upv | 2032 | 1024.6562 | 4655.6605
geo_moderate_95 | upv | 2034 | 1063.2191 | 4795.9455
geo_moderate_95 | upv | 2036 | 1117.4114 | 4947.4578
geo_moderate_95 | upv | 2038 | 1134.7664 | 5103.1051
geo_moderate_95 | upv | 2040 | 1124.4828 | 5238.6805
geo_moderate_95 | upv | 2042 | 1124.6697 | 5372.2745
geo_moderate_95 | upv | 2044 | 1144.1206 | 5492.9609
geo_moderate_95 | upv | 2046 | 1302.9933 | 5639.0345
geo_moderate_95 | upv | 2048 | 1429.1475 | 5784.2302
geo_moderate_95 | upv | 2050 | 1774.9463 | 5937.7287
geo_moderate_95 | dupv | 2010 | 0.13735 | 3994.8895
geo_moderate_95 | dupv | 2012 | 1.2948 | 3920.0606
geo_moderate_95 | dupv | 2014 | 3.3451 | 3982.4795
geo_moderate_95 | dupv | 2016 | 5.839 | 3937.4062
geo_moderate_95 | dupv | 2018 | 8.8723 | 3949.7556
geo_moderate_95 | dupv | 2020 | 11.6111 | 4067.2742
geo_moderate_95 | dupv | 2022 | 9.7059 | 4108.6624
geo_moderate_95 | dupv | 2024 | 12.5929 | 4191.8216
geo_moderate_95 | dupv | 2026 | 12.2552 | 4270.025
geo_moderate_95 | dupv | 2028 | 12.3189 | 4382.7841
geo_moderate_95 | dupv | 2030 | 11.459 | 4523.1023
geo_moderate_95 | dupv | 2032 | 11.6923 | 4655.6605
geo_moderate_95 | dupv | 2034 | 11.7308 | 4795.9455
geo_moderate_95 | dupv | 2036 | 11.5838 | 4947.4578
geo_moderate_95 | dupv | 2038 | 11.3299 | 5103.1051
geo_moderate_95 | dupv | 2040 | 11.6515 | 5238.6805
geo_moderate_95 | dupv | 2042 | 10.3563 | 5372.2745
geo_moderate_95 | dupv | 2044 | 8.7662 | 5492.9609
geo_moderate_95 | dupv | 2046 | 7.0906 | 5639.0345
geo_moderate_95 | dupv | 2048 | 5.6233 | 5784.2302
geo_moderate_95 | dupv | 2050 | 4.23 | 5937.7287
geo_moderate_95 | distpv | 2010 | 1.7991 | 3994.8895
geo_moderate_95 | distpv | 2012 | 5.9313 | 3920.0606
geo_moderate_95 | distpv | 2014 | 11.885 | 3982.4795
geo_moderate_95 | distpv | 2016 | 22.5707 | 3937.4062
geo_moderate_95 | distpv | 2018 | 35.2646 | 3949.7556
geo_moderate_95 | distpv | 2020 | 41.0495 | 4067.2742
geo_moderate_95 | distpv | 2022 | 43.4074 | 4108.6624
geo_moderate_95 | distpv | 2024 | 58.2229 | 4191.8216
geo_moderate_95 | distpv | 2026 | 74.6499 | 4270.025
geo_moderate_95 | distpv | 2028 | 97.2074 | 4382.7841
geo_moderate_95 | distpv | 2030 | 121.8078 | 4523.1023
geo_moderate_95 | distpv | 2032 | 137.8258 | 4655.6605
geo_moderate_95 | distpv | 2034 | 157.7623 | 4795.9455
geo_moderate_95 | distpv | 2036 | 161.9192 | 4947.4578
geo_moderate_95 | distpv | 2038 | 186.0912 | 5103.1051
geo_moderate_95 | distpv | 2040 | 198.2634 | 5238.6805
geo_moderate_95 | distpv | 2042 | 216.7965 | 5372.2745
geo_moderate_95 | distpv | 2044 | 230.9601 | 5492.9609
geo_moderate_95 | distpv | 2046 | 235.4438 | 5639.0345
geo_moderate_95 | distpv | 2048 | 248.8405 | 5784.2302
geo_moderate_95 | distpv | 2050 | 249.7566 | 5937.7287
geo_moderate_95 | pvb | 2010 | 0 | 3994.8895
geo_moderate_95 | pvb | 2012 | 0.0080369 | 3920.0606
geo_moderate_95 | pvb | 2014 | 0.099394 | 3982.4795
geo_moderate_95 | pvb | 2016 | 1.3411 | 3937.4062
geo_moderate_95 | pvb | 2018 | 1.9341 | 3949.7556
geo_moderate_95 | pvb | 2020 | 4.9158 | 4067.2742
geo_moderate_95 | pvb | 2022 | 8.2487 | 4108.6624
geo_moderate_95 | pvb | 2024 | 30.6374 | 4191.8216
geo_moderate_95 | pvb | 2026 | 28.3514 | 4270.025
geo_moderate_95 | pvb | 2028 | 34.6263 | 4382.7841
geo_moderate_95 | pvb | 2030 | 79.659 | 4523.1023
geo_moderate_95 | pvb | 2032 | 99.2602 | 4655.6605
geo_moderate_95 | pvb | 2034 | 130.7906 | 4795.9455
geo_moderate_95 | pvb | 2036 | 134.203 | 4947.4578
geo_moderate_95 | pvb | 2038 | 132.526 | 5103.1051
geo_moderate_95 | pvb | 2040 | 118.3299 | 5238.6805
geo_moderate_95 | pvb | 2042 | 117.6018 | 5372.2745
geo_moderate_95 | pvb | 2044 | 107.4246 | 5492.9609
geo_moderate_95 | pvb | 2046 | 106.5546 | 5639.0345
geo_moderate_95 | pvb | 2048 | 107.3528 | 5784.2302
geo_moderate_95 | pvb | 2050 | 97.5032 | 5937.7287
geo_moderate_95 | battery_2 | 2010 | -0.0015653 | 3994.8895
geo_moderate_95 | battery_2 | 2012 | -0.0046574 | 3920.0606
geo_moderate_95 | battery_2 | 2014 | -0.0080977 | 3982.4795
geo_moderate_95 | battery_2 | 2016 | -0.01443 | 3937.4062
geo_moderate_95 | battery_2 | 2018 | -0.025382 | 3949.7556
geo_moderate_95 | battery_2 | 2020 | -0.048411 | 4067.2742
geo_moderate_95 | battery_2 | 2022 | -2.9826 | 4108.6624
geo_moderate_95 | battery_2 | 2024 | -1.468 | 4191.8216
geo_moderate_95 | battery_2 | 2026 | -2.0958 | 4270.025
geo_moderate_95 | battery_2 | 2028 | -2.0923 | 4382.7841
geo_moderate_95 | battery_2 | 2030 | -2.4432 | 4523.1023
geo_moderate_95 | battery_2 | 2032 | -2.4185 | 4655.6605
geo_moderate_95 | battery_2 | 2034 | -2.4805 | 4795.9455
geo_moderate_95 | battery_2 | 2036 | -2.9049 | 4947.4578
geo_moderate_95 | battery_2 | 2038 | -2.1303 | 5103.1051
geo_moderate_95 | battery_2 | 2040 | -1.8462 | 5238.6805
geo_moderate_95 | battery_2 | 2042 | -2.4993 | 5372.2745
geo_moderate_95 | battery_2 | 2044 | -2.6469 | 5492.9609
geo_moderate_95 | battery_2 | 2046 | -2.933 | 5639.0345
geo_moderate_95 | battery_2 | 2048 | -2.8859 | 5784.2302
geo_moderate_95 | battery_2 | 2050 | -2.4913 | 5937.7287
geo_moderate_95 | battery_4 | 2010 | 0 | 3994.8895
geo_moderate_95 | battery_4 | 2012 | -0.00016207 | 3920.0606
geo_moderate_95 | battery_4 | 2014 | -0.00080947 | 3982.4795
geo_moderate_95 | battery_4 | 2016 | -0.0083382 | 3937.4062
geo_moderate_95 | battery_4 | 2018 | -0.017436 | 3949.7556
geo_moderate_95 | battery_4 | 2020 | -0.038787 | 4067.2742
geo_moderate_95 | battery_4 | 2022 | -1.2635 | 4108.6624
geo_moderate_95 | battery_4 | 2024 | -1.1848 | 4191.8216
geo_moderate_95 | battery_4 | 2026 | -7.0849 | 4270.025
geo_moderate_95 | battery_4 | 2028 | -9.8028 | 4382.7841
geo_moderate_95 | battery_4 | 2030 | -13.4215 | 4523.1023
geo_moderate_95 | battery_4 | 2032 | -14.1081 | 4655.6605
geo_moderate_95 | battery_4 | 2034 | -15.5017 | 4795.9455
geo_moderate_95 | battery_4 | 2036 | -18.1879 | 4947.4578
geo_moderate_95 | battery_4 | 2038 | -20.1537 | 5103.1051
geo_moderate_95 | battery_4 | 2040 | -20.2949 | 5238.6805
geo_moderate_95 | battery_4 | 2042 | -19.9062 | 5372.2745
geo_moderate_95 | battery_4 | 2044 | -21.2746 | 5492.9609
geo_moderate_95 | battery_4 | 2046 | -21.899 | 5639.0345
geo_moderate_95 | battery_4 | 2048 | -26.2384 | 5784.2302
geo_moderate_95 | battery_4 | 2050 | -25.9489 | 5937.7287
geo_moderate_95 | battery_6 | 2010 | 0 | 3994.8895
geo_moderate_95 | battery_6 | 2012 | 0 | 3920.0606
geo_moderate_95 | battery_6 | 2014 | 0 | 3982.4795
geo_moderate_95 | battery_6 | 2016 | 0 | 3937.4062
geo_moderate_95 | battery_6 | 2018 | 0 | 3949.7556
geo_moderate_95 | battery_6 | 2020 | 0 | 4067.2742
geo_moderate_95 | battery_6 | 2022 | -0.17135 | 4108.6624
geo_moderate_95 | battery_6 | 2024 | -0.037986 | 4191.8216
geo_moderate_95 | battery_6 | 2026 | -0.42036 | 4270.025
geo_moderate_95 | battery_6 | 2028 | -5.4155 | 4382.7841
geo_moderate_95 | battery_6 | 2030 | -13.0953 | 4523.1023
geo_moderate_95 | battery_6 | 2032 | -17.9103 | 4655.6605
geo_moderate_95 | battery_6 | 2034 | -21.7165 | 4795.9455
geo_moderate_95 | battery_6 | 2036 | -22.3717 | 4947.4578
geo_moderate_95 | battery_6 | 2038 | -23.3047 | 5103.1051
geo_moderate_95 | battery_6 | 2040 | -21.4902 | 5238.6805
geo_moderate_95 | battery_6 | 2042 | -22.2055 | 5372.2745
geo_moderate_95 | battery_6 | 2044 | -17.5407 | 5492.9609
geo_moderate_95 | battery_6 | 2046 | -22.7424 | 5639.0345
geo_moderate_95 | battery_6 | 2048 | -24.0716 | 5784.2302
geo_moderate_95 | battery_6 | 2050 | -22.3486 | 5937.7287
geo_moderate_95 | battery_8 | 2010 | 0 | 3994.8895
geo_moderate_95 | battery_8 | 2012 | 0 | 3920.0606
geo_moderate_95 | battery_8 | 2014 | 0 | 3982.4795
geo_moderate_95 | battery_8 | 2016 | 0 | 3937.4062
geo_moderate_95 | battery_8 | 2018 | 0 | 3949.7556
geo_moderate_95 | battery_8 | 2020 | 0 | 4067.2742
geo_moderate_95 | battery_8 | 2022 | 0 | 4108.6624
geo_moderate_95 | battery_8 | 2024 | 0 | 4191.8216
geo_moderate_95 | battery_8 | 2026 | 0 | 4270.025
geo_moderate_95 | battery_8 | 2028 | 0 | 4382.7841
geo_moderate_95 | battery_8 | 2030 | -0.63621 | 4523.1023
geo_moderate_95 | battery_8 | 2032 | -1.7631 | 4655.6605
geo_moderate_95 | battery_8 | 2034 | -5.6612 | 4795.9455
geo_moderate_95 | battery_8 | 2036 | -9.2272 | 4947.4578
geo_moderate_95 | battery_8 | 2038 | -10.1749 | 5103.1051
geo_moderate_95 | battery_8 | 2040 | -7.7438 | 5238.6805
geo_moderate_95 | battery_8 | 2042 | -7.936 | 5372.2745
geo_moderate_95 | battery_8 | 2044 | -8.7035 | 5492.9609
geo_moderate_95 | battery_8 | 2046 | -8.5408 | 5639.0345
geo_moderate_95 | battery_8 | 2048 | -10.669 | 5784.2302
geo_moderate_95 | battery_8 | 2050 | -25.5332 | 5937.7287
geo_moderate_95 | battery_10 | 2010 | 0 | 3994.8895
geo_moderate_95 | battery_10 | 2012 | 0 | 3920.0606
geo_moderate_95 | battery_10 | 2014 | 0 | 3982.4795
geo_moderate_95 | battery_10 | 2016 | 0 | 3937.4062
geo_moderate_95 | battery_10 | 2018 | 0 | 3949.7556
geo_moderate_95 | battery_10 | 2020 | 0 | 4067.2742
geo_moderate_95 | battery_10 | 2022 | 0 | 4108.6624
geo_moderate_95 | battery_10 | 2024 | 0 | 4191.8216
geo_moderate_95 | battery_10 | 2026 | 0 | 4270.025
geo_moderate_95 | battery_10 | 2028 | 0 | 4382.7841
geo_moderate_95 | battery_10 | 2030 | 0 | 4523.1023
geo_moderate_95 | battery_10 | 2032 | 0 | 4655.6605
geo_moderate_95 | battery_10 | 2034 | 0 | 4795.9455
geo_moderate_95 | battery_10 | 2036 | 0 | 4947.4578
geo_moderate_95 | battery_10 | 2038 | 0 | 5103.1051
geo_moderate_95 | battery_10 | 2040 | 0 | 5238.6805
geo_moderate_95 | battery_10 | 2042 | 0 | 5372.2745
geo_moderate_95 | battery_10 | 2044 | 0 | 5492.9609
geo_moderate_95 | battery_10 | 2046 | 0 | 5639.0345
geo_moderate_95 | battery_10 | 2048 | 0 | 5784.2302
geo_moderate_95 | battery_10 | 2050 | -13.5758 | 5937.7287
geo_moderate_95 | pumped-hydro | 2010 | -5.6339 | 3994.8895
geo_moderate_95 | pumped-hydro | 2012 | -4.4422 | 3920.0606
geo_moderate_95 | pumped-hydro | 2014 | -4.4351 | 3982.4795
geo_moderate_95 | pumped-hydro | 2016 | -4.4193 | 3937.4062
geo_moderate_95 | pumped-hydro | 2018 | -4.1161 | 3949.7556
geo_moderate_95 | pumped-hydro | 2020 | -4.8213 | 4067.2742
geo_moderate_95 | pumped-hydro | 2022 | -4.1745 | 4108.6624
geo_moderate_95 | pumped-hydro | 2024 | -6.6723 | 4191.8216
geo_moderate_95 | pumped-hydro | 2026 | -8.4369 | 4270.025
geo_moderate_95 | pumped-hydro | 2028 | -8.3552 | 4382.7841
geo_moderate_95 | pumped-hydro | 2030 | -8.3038 | 4523.1023
geo_moderate_95 | pumped-hydro | 2032 | -6.7406 | 4655.6605
geo_moderate_95 | pumped-hydro | 2034 | -4.8965 | 4795.9455
geo_moderate_95 | pumped-hydro | 2036 | -1.4914 | 4947.4578
geo_moderate_95 | pumped-hydro | 2038 | -0.90666 | 5103.1051
geo_moderate_95 | pumped-hydro | 2040 | -0.53835 | 5238.6805
geo_moderate_95 | pumped-hydro | 2042 | -0.57254 | 5372.2745
geo_moderate_95 | pumped-hydro | 2044 | -0.41454 | 5492.9609
geo_moderate_95 | pumped-hydro | 2046 | -2.1154 | 5639.0345
geo_moderate_95 | pumped-hydro | 2048 | -2.7933 | 5784.2302
geo_moderate_95 | pumped-hydro | 2050 | -1.3162 | 5937.7287
geo_moderate_95 | Canada | 2010 | 44.3879 | 3994.8895
geo_moderate_95 | Canada | 2012 | 57.8645 | 3920.0606
geo_moderate_95 | Canada | 2014 | 58.7947 | 3982.4795
geo_moderate_95 | Canada | 2016 | 72.054 | 3937.4062
geo_moderate_95 | Canada | 2018 | 74.4421 | 3949.7556
geo_moderate_95 | Canada | 2020 | 71.3966 | 4067.2742
geo_moderate_95 | Canada | 2022 | 41.8999 | 4108.6624
geo_moderate_95 | Canada | 2024 | 64.2059 | 4191.8216
geo_moderate_95 | Canada | 2026 | 72.1351 | 4270.025
geo_moderate_95 | Canada | 2028 | 80.3761 | 4382.7841
geo_moderate_95 | Canada | 2030 | 82.3965 | 4523.1023
geo_moderate_95 | Canada | 2032 | 81.7904 | 4655.6605
geo_moderate_95 | Canada | 2034 | 81.2197 | 4795.9455
geo_moderate_95 | Canada | 2036 | 79.3154 | 4947.4578
geo_moderate_95 | Canada | 2038 | 78.4195 | 5103.1051
geo_moderate_95 | Canada | 2040 | 77.745 | 5238.6805
geo_moderate_95 | Canada | 2042 | 77.745 | 5372.2745
geo_moderate_95 | Canada | 2044 | 77.745 | 5492.9609
geo_moderate_95 | Canada | 2046 | 77.745 | 5639.0345
geo_moderate_95 | Canada | 2048 | 77.745 | 5784.2302
geo_moderate_95 | Canada | 2050 | 77.7438 | 5937.7287

## 4_Capacity (GW)
scenario | tech | year | Capacity (GW) | Net Level Capacity (GW)
geo_moderate_95 | nuclear | 2010 | 103.7491 | 1017.0198
geo_moderate_95 | nuclear | 2012 | 103.7491 | 1048.9635
geo_moderate_95 | nuclear | 2014 | 99.5688 | 1056.4754
geo_moderate_95 | nuclear | 2016 | 100.208 | 1068.4017
geo_moderate_95 | nuclear | 2018 | 99.6003 | 1089.5105
geo_moderate_95 | nuclear | 2020 | 96.5236 | 1118.0462
geo_moderate_95 | nuclear | 2022 | 96.9468 | 1269.7
geo_moderate_95 | nuclear | 2024 | 96.9468 | 1378.6646
geo_moderate_95 | nuclear | 2026 | 96.9468 | 1540.0064
geo_moderate_95 | nuclear | 2028 | 96.9468 | 1687.2615
geo_moderate_95 | nuclear | 2030 | 94.7068 | 1878.0352
geo_moderate_95 | nuclear | 2032 | 94.7068 | 1983.6592
geo_moderate_95 | nuclear | 2034 | 91.6238 | 2106.3542
geo_moderate_95 | nuclear | 2036 | 88.853 | 2212.6755
geo_moderate_95 | nuclear | 2038 | 88.853 | 2282.3412
geo_moderate_95 | nuclear | 2040 | 88.853 | 2312.7039
geo_moderate_95 | nuclear | 2042 | 88.853 | 2340.903
geo_moderate_95 | nuclear | 2044 | 88.853 | 2387.3559
geo_moderate_95 | nuclear | 2046 | 88.853 | 2523.3562
geo_moderate_95 | nuclear | 2048 | 88.853 | 2696.9045
geo_moderate_95 | nuclear | 2050 | 86.1438 | 2879.1378
geo_moderate_95 | coal | 2010 | 296.7419 | 1017.0198
geo_moderate_95 | coal | 2012 | 291.2386 | 1048.9635
geo_moderate_95 | coal | 2014 | 281.2835 | 1056.4754
geo_moderate_95 | coal | 2016 | 258.6969 | 1068.4017
geo_moderate_95 | coal | 2018 | 237.8386 | 1089.5105
geo_moderate_95 | coal | 2020 | 220.2663 | 1118.0462
geo_moderate_95 | coal | 2022 | 202.02 | 1269.7
geo_moderate_95 | coal | 2024 | 188.7429 | 1378.6646
geo_moderate_95 | coal | 2026 | 178.5892 | 1540.0064
geo_moderate_95 | coal | 2028 | 159.6609 | 1687.2615
geo_moderate_95 | coal | 2030 | 146.6464 | 1878.0352
geo_moderate_95 | coal | 2032 | 144.4942 | 1983.6592
geo_moderate_95 | coal | 2034 | 140.3135 | 2106.3542
geo_moderate_95 | coal | 2036 | 138.9232 | 2212.6755
geo_moderate_95 | coal | 2038 | 137.2161 | 2282.3412
geo_moderate_95 | coal | 2040 | 134.3845 | 2312.7039
geo_moderate_95 | coal | 2042 | 129.8042 | 2340.903
geo_moderate_95 | coal | 2044 | 120.1249 | 2387.3559
geo_moderate_95 | coal | 2046 | 105.3651 | 2523.3562
geo_moderate_95 | coal | 2048 | 91.0267 | 2696.9045
geo_moderate_95 | coal | 2050 | 0 | 2879.1378
geo_moderate_95 | gas-cc | 2010 | 201.204 | 1017.0198
geo_moderate_95 | gas-cc | 2012 | 215.7431 | 1048.9635
geo_moderate_95 | gas-cc | 2014 | 225.5781 | 1056.4754
geo_moderate_95 | gas-cc | 2016 | 234.2477 | 1068.4017
geo_moderate_95 | gas-cc | 2018 | 257.9461 | 1089.5105
geo_moderate_95 | gas-cc | 2020 | 268.2452 | 1118.0462
geo_moderate_95 | gas-cc | 2022 | 280.4262 | 1269.7
geo_moderate_95 | gas-cc | 2024 | 280.7913 | 1378.6646
geo_moderate_95 | gas-cc | 2026 | 282.081 | 1540.0064
geo_moderate_95 | gas-cc | 2028 | 277.3654 | 1687.2615
geo_moderate_95 | gas-cc | 2030 | 274.2332 | 1878.0352
geo_moderate_95 | gas-cc | 2032 | 272.7291 | 1983.6592
geo_moderate_95 | gas-cc | 2034 | 272.5121 | 2106.3542
geo_moderate_95 | gas-cc | 2036 | 272.6019 | 2212.6755
geo_moderate_95 | gas-cc | 2038 | 277.6986 | 2282.3412
geo_moderate_95 | gas-cc | 2040 | 285.3768 | 2312.7039
geo_moderate_95 | gas-cc | 2042 | 289.5783 | 2340.903
geo_moderate_95 | gas-cc | 2044 | 303.3836 | 2387.3559
geo_moderate_95 | gas-cc | 2046 | 291.4774 | 2523.3562
geo_moderate_95 | gas-cc | 2048 | 290.3219 | 2696.9045
geo_moderate_95 | gas-cc | 2050 | 295.9249 | 2879.1378
geo_moderate_95 | gas-cc-ccs_mod_upgrade | 2010 | 0 | 1017.0198
geo_moderate_95 | gas-cc-ccs_mod_upgrade | 2012 | 0 | 1048.9635
geo_moderate_95 | gas-cc-ccs_mod_upgrade | 2014 | 0 | 1056.4754
geo_moderate_95 | gas-cc-ccs_mod_upgrade | 2016 | 0 | 1068.4017
geo_moderate_95 | gas-cc-ccs_mod_upgrade | 2018 | 0 | 1089.5105
geo_moderate_95 | gas-cc-ccs_mod_upgrade | 2020 | 0 | 1118.0462
geo_moderate_95 | gas-cc-ccs_mod_upgrade | 2022 | 0 | 1269.7
geo_moderate_95 | gas-cc-ccs_mod_upgrade | 2024 | 0 | 1378.6646
geo_moderate_95 | gas-cc-ccs_mod_upgrade | 2026 | 0 | 1540.0064
geo_moderate_95 | gas-cc-ccs_mod_upgrade | 2028 | 6.1184 | 1687.2615
geo_moderate_95 | gas-cc-ccs_mod_upgrade | 2030 | 6.1184 | 1878.0352
geo_moderate_95 | gas-cc-ccs_mod_upgrade | 2032 | 6.1184 | 1983.6592
geo_moderate_95 | gas-cc-ccs_mod_upgrade | 2034 | 6.1184 | 2106.3542
geo_moderate_95 | gas-cc-ccs_mod_upgrade | 2036 | 6.1184 | 2212.6755
geo_moderate_95 | gas-cc-ccs_mod_upgrade | 2038 | 6.1184 | 2282.3412
geo_moderate_95 | gas-cc-ccs_mod_upgrade | 2040 | 6.1184 | 2312.7039
geo_moderate_95 | gas-cc-ccs_mod_upgrade | 2042 | 6.1184 | 2340.903
geo_moderate_95 | gas-cc-ccs_mod_upgrade | 2044 | 6.1184 | 2387.3559
geo_moderate_95 | gas-cc-ccs_mod_upgrade | 2046 | 6.1184 | 2523.3562
geo_moderate_95 | gas-cc-ccs_mod_upgrade | 2048 | 6.4141 | 2696.9045
geo_moderate_95 | gas-cc-ccs_mod_upgrade | 2050 | 77.8571 | 2879.1378
geo_moderate_95 | gas-ct | 2010 | 117.725 | 1017.0198
geo_moderate_95 | gas-ct | 2012 | 120.812 | 1048.9635
geo_moderate_95 | gas-ct | 2014 | 123.8411 | 1056.4754
geo_moderate_95 | gas-ct | 2016 | 124.6105 | 1068.4017
geo_moderate_95 | gas-ct | 2018 | 126.445 | 1089.5105
geo_moderate_95 | gas-ct | 2020 | 127.2604 | 1118.0462
geo_moderate_95 | gas-ct | 2022 | 130.2436 | 1269.7
geo_moderate_95 | gas-ct | 2024 | 114.093 | 1378.6646
geo_moderate_95 | gas-ct | 2026 | 111.7969 | 1540.0064
geo_moderate_95 | gas-ct | 2028 | 112.4793 | 1687.2615
geo_moderate_95 | gas-ct | 2030 | 110.6209 | 1878.0352
geo_moderate_95 | gas-ct | 2032 | 109.8139 | 1983.6592
geo_moderate_95 | gas-ct | 2034 | 110.5764 | 2106.3542
geo_moderate_95 | gas-ct | 2036 | 115.7566 | 2212.6755
geo_moderate_95 | gas-ct | 2038 | 127.8816 | 2282.3412
geo_moderate_95 | gas-ct | 2040 | 155.6753 | 2312.7039
geo_moderate_95 | gas-ct | 2042 | 188.1297 | 2340.903
geo_moderate_95 | gas-ct | 2044 | 214.9767 | 2387.3559
geo_moderate_95 | gas-ct | 2046 | 246.9914 | 2523.3562
geo_moderate_95 | gas-ct | 2048 | 263.3012 | 2696.9045
geo_moderate_95 | gas-ct | 2050 | 202.6978 | 2879.1378
geo_moderate_95 | o-g-s | 2010 | 140.2354 | 1017.0198
geo_moderate_95 | o-g-s | 2012 | 132.4567 | 1048.9635
geo_moderate_95 | o-g-s | 2014 | 123.1645 | 1056.4754
geo_moderate_95 | o-g-s | 2016 | 110.9605 | 1068.4017
geo_moderate_95 | o-g-s | 2018 | 96.372 | 1089.5105
geo_moderate_95 | o-g-s | 2020 | 89.885 | 1118.0462
geo_moderate_95 | o-g-s | 2022 | 85.1197 | 1269.7
geo_moderate_95 | o-g-s | 2024 | 36.0583 | 1378.6646
geo_moderate_95 | o-g-s | 2026 | 33.5404 | 1540.0064
geo_moderate_95 | o-g-s | 2028 | 31.7332 | 1687.2615
geo_moderate_95 | o-g-s | 2030 | 27.3304 | 1878.0352
geo_moderate_95 | o-g-s | 2032 | 26.1752 | 1983.6592
geo_moderate_95 | o-g-s | 2034 | 24.6115 | 2106.3542
geo_moderate_95 | o-g-s | 2036 | 24.0111 | 2212.6755
geo_moderate_95 | o-g-s | 2038 | 22.5814 | 2282.3412
geo_moderate_95 | o-g-s | 2040 | 21.647 | 2312.7039
geo_moderate_95 | o-g-s | 2042 | 20.2418 | 2340.903
geo_moderate_95 | o-g-s | 2044 | 18.2247 | 2387.3559
geo_moderate_95 | o-g-s | 2046 | 16.2236 | 2523.3562
geo_moderate_95 | o-g-s | 2048 | 12.5562 | 2696.9045
geo_moderate_95 | o-g-s | 2050 | 2.0853 | 2879.1378
geo_moderate_95 | hydro | 2010 | 78.6295 | 1017.0198
geo_moderate_95 | hydro | 2012 | 79.1425 | 1048.9635
geo_moderate_95 | hydro | 2014 | 79.7221 | 1056.4754
geo_moderate_95 | hydro | 2016 | 80.2284 | 1068.4017
geo_moderate_95 | hydro | 2018 | 80.5711 | 1089.5105
geo_moderate_95 | hydro | 2020 | 80.7368 | 1118.0462
geo_moderate_95 | hydro | 2022 | 80.8246 | 1269.7
geo_moderate_95 | hydro | 2024 | 80.8856 | 1378.6646
geo_moderate_95 | hydro | 2026 | 82.4588 | 1540.0064
geo_moderate_95 | hydro | 2028 | 83.7247 | 1687.2615
geo_moderate_95 | hydro | 2030 | 83.7942 | 1878.0352
geo_moderate_95 | hydro | 2032 | 83.8952 | 1983.6592
geo_moderate_95 | hydro | 2034 | 84.0128 | 2106.3542
geo_moderate_95 | hydro | 2036 | 84.1414 | 2212.6755
geo_moderate_95 | hydro | 2038 | 84.3679 | 2282.3412
geo_moderate_95 | hydro | 2040 | 84.5627 | 2312.7039
geo_moderate_95 | hydro | 2042 | 84.7521 | 2340.903
geo_moderate_95 | hydro | 2044 | 84.9531 | 2387.3559
geo_moderate_95 | hydro | 2046 | 85.1716 | 2523.3562
geo_moderate_95 | hydro | 2048 | 85.3299 | 2696.9045
geo_moderate_95 | hydro | 2050 | 85.8472 | 2879.1378
geo_moderate_95 | geothermal | 2010 | 2.6812 | 1017.0198
geo_moderate_95 | geothermal | 2012 | 2.8162 | 1048.9635
geo_moderate_95 | geothermal | 2014 | 2.9016 | 1056.4754
geo_moderate_95 | geothermal | 2016 | 2.9516 | 1068.4017
geo_moderate_95 | geothermal | 2018 | 3.0119 | 1089.5105
geo_moderate_95 | geothermal | 2020 | 4.1588 | 1118.0462
geo_moderate_95 | geothermal | 2022 | 4.2008 | 1269.7
geo_moderate_95 | geothermal | 2024 | 4.2008 | 1378.6646
geo_moderate_95 | geothermal | 2026 | 4.2008 | 1540.0064
geo_moderate_95 | geothermal | 2028 | 5.0158 | 1687.2615
geo_moderate_95 | geothermal | 2030 | 5.0158 | 1878.0352
geo_moderate_95 | geothermal | 2032 | 5.0158 | 1983.6592
geo_moderate_95 | geothermal | 2034 | 5.0158 | 2106.3542
geo_moderate_95 | geothermal | 2036 | 5.0158 | 2212.6755
geo_moderate_95 | geothermal | 2038 | 5.0158 | 2282.3412
geo_moderate_95 | geothermal | 2040 | 4.8196 | 2312.7039
geo_moderate_95 | geothermal | 2042 | 5.352 | 2340.903
geo_moderate_95 | geothermal | 2044 | 5.2666 | 2387.3559
geo_moderate_95 | geothermal | 2046 | 5.2166 | 2523.3562
geo_moderate_95 | geothermal | 2048 | 5.974 | 2696.9045
geo_moderate_95 | geothermal | 2050 | 7.6246 | 2879.1378
geo_moderate_95 | biopower | 2010 | 2.8885 | 1017.0198
geo_moderate_95 | biopower | 2012 | 2.9776 | 1048.9635
geo_moderate_95 | biopower | 2014 | 3.4299 | 1056.4754
geo_moderate_95 | biopower | 2016 | 3.2245 | 1068.4017
geo_moderate_95 | biopower | 2018 | 3.184 | 1089.5105
geo_moderate_95 | biopower | 2020 | 3.0193 | 1118.0462
geo_moderate_95 | biopower | 2022 | 2.8851 | 1269.7
geo_moderate_95 | biopower | 2024 | 2.8881 | 1378.6646
geo_moderate_95 | biopower | 2026 | 2.8881 | 1540.0064
geo_moderate_95 | biopower | 2028 | 2.6292 | 1687.2615
geo_moderate_95 | biopower | 2030 | 2.393 | 1878.0352
geo_moderate_95 | biopower | 2032 | 2.0992 | 1983.6592
geo_moderate_95 | biopower | 2034 | 1.7199 | 2106.3542
geo_moderate_95 | biopower | 2036 | 1.5139 | 2212.6755
geo_moderate_95 | biopower | 2038 | 1.3738 | 2282.3412
geo_moderate_95 | biopower | 2040 | 1.3388 | 2312.7039
geo_moderate_95 | biopower | 2042 | 1.2559 | 2340.903
geo_moderate_95 | biopower | 2044 | 1.1709 | 2387.3559
geo_moderate_95 | biopower | 2046 | 1.1659 | 2523.3562
geo_moderate_95 | biopower | 2048 | 1.1329 | 2696.9045
geo_moderate_95 | biopower | 2050 | 1.1286 | 2879.1378
geo_moderate_95 | lfill-gas | 2010 | 3.4027 | 1017.0198
geo_moderate_95 | lfill-gas | 2012 | 3.6413 | 1048.9635
geo_moderate_95 | lfill-gas | 2014 | 3.7416 | 1056.4754
geo_moderate_95 | lfill-gas | 2016 | 3.7374 | 1068.4017
geo_moderate_95 | lfill-gas | 2018 | 3.6803 | 1089.5105
geo_moderate_95 | lfill-gas | 2020 | 3.5039 | 1118.0462
geo_moderate_95 | lfill-gas | 2022 | 3.5006 | 1269.7
geo_moderate_95 | lfill-gas | 2024 | 3.5006 | 1378.6646
geo_moderate_95 | lfill-gas | 2026 | 3.5006 | 1540.0064
geo_moderate_95 | lfill-gas | 2028 | 3.4646 | 1687.2615
geo_moderate_95 | lfill-gas | 2030 | 3.4646 | 1878.0352
geo_moderate_95 | lfill-gas | 2032 | 3.4646 | 1983.6592
geo_moderate_95 | lfill-gas | 2034 | 3.4646 | 2106.3542
geo_moderate_95 | lfill-gas | 2036 | 3.4646 | 2212.6755
geo_moderate_95 | lfill-gas | 2038 | 3.4646 | 2282.3412
geo_moderate_95 | lfill-gas | 2040 | 3.4646 | 2312.7039
geo_moderate_95 | lfill-gas | 2042 | 3.4646 | 2340.903
geo_moderate_95 | lfill-gas | 2044 | 3.4646 | 2387.3559
geo_moderate_95 | lfill-gas | 2046 | 3.4646 | 2523.3562
geo_moderate_95 | lfill-gas | 2048 | 3.4646 | 2696.9045
geo_moderate_95 | lfill-gas | 2050 | 3.4646 | 2879.1378
geo_moderate_95 | wind-ons | 2010 | 39.7293 | 1017.0198
geo_moderate_95 | wind-ons | 2012 | 59.5118 | 1048.9635
geo_moderate_95 | wind-ons | 2014 | 65.2507 | 1056.4754
geo_moderate_95 | wind-ons | 2016 | 81.6007 | 1068.4017
geo_moderate_95 | wind-ons | 2018 | 94.4256 | 1089.5105
geo_moderate_95 | wind-ons | 2020 | 117.897 | 1118.0462
geo_moderate_95 | wind-ons | 2022 | 185.1584 | 1269.7
geo_moderate_95 | wind-ons | 2024 | 224.6944 | 1378.6646
geo_moderate_95 | wind-ons | 2026 | 266.0927 | 1540.0064
geo_moderate_95 | wind-ons | 2028 | 329.6232 | 1687.2615
geo_moderate_95 | wind-ons | 2030 | 389.6983 | 1878.0352
geo_moderate_95 | wind-ons | 2032 | 420.6965 | 1983.6592
geo_moderate_95 | wind-ons | 2034 | 457.9463 | 2106.3542
geo_moderate_95 | wind-ons | 2036 | 494.2925 | 2212.6755
geo_moderate_95 | wind-ons | 2038 | 508.6463 | 2282.3412
geo_moderate_95 | wind-ons | 2040 | 490.0437 | 2312.7039
geo_moderate_95 | wind-ons | 2042 | 473.8684 | 2340.903
geo_moderate_95 | wind-ons | 2044 | 483.7974 | 2387.3559
geo_moderate_95 | wind-ons | 2046 | 541.101 | 2523.3562
geo_moderate_95 | wind-ons | 2048 | 629.5681 | 2696.9045
geo_moderate_95 | wind-ons | 2050 | 651.6896 | 2879.1378
geo_moderate_95 | wind-ofs | 2010 | 0 | 1017.0198
geo_moderate_95 | wind-ofs | 2012 | 0 | 1048.9635
geo_moderate_95 | wind-ofs | 2014 | 0 | 1056.4754
geo_moderate_95 | wind-ofs | 2016 | 0.0293 | 1068.4017
geo_moderate_95 | wind-ofs | 2018 | 0.0293 | 1089.5105
geo_moderate_95 | wind-ofs | 2020 | 0.042 | 1118.0462
geo_moderate_95 | wind-ofs | 2022 | 0.054 | 1269.7
geo_moderate_95 | wind-ofs | 2024 | 5.545 | 1378.6646
geo_moderate_95 | wind-ofs | 2026 | 12.685 | 1540.0064
geo_moderate_95 | wind-ofs | 2028 | 19.615 | 1687.2615
geo_moderate_95 | wind-ofs | 2030 | 24.242 | 1878.0352
geo_moderate_95 | wind-ofs | 2032 | 29.466 | 1983.6592
geo_moderate_95 | wind-ofs | 2034 | 37.566 | 2106.3542
geo_moderate_95 | wind-ofs | 2036 | 43.766 | 2212.6755
geo_moderate_95 | wind-ofs | 2038 | 47.766 | 2282.3412
geo_moderate_95 | wind-ofs | 2040 | 51.766 | 2312.7039
geo_moderate_95 | wind-ofs | 2042 | 55.766 | 2340.903
geo_moderate_95 | wind-ofs | 2044 | 59.766 | 2387.3559
geo_moderate_95 | wind-ofs | 2046 | 60.766 | 2523.3562
geo_moderate_95 | wind-ofs | 2048 | 60.766 | 2696.9045
geo_moderate_95 | wind-ofs | 2050 | 60.766 | 2879.1378
geo_moderate_95 | csp | 2010 | 0 | 1017.0198
geo_moderate_95 | csp | 2012 | 0 | 1048.9635
geo_moderate_95 | csp | 2014 | 1.2134 | 1056.4754
geo_moderate_95 | csp | 2016 | 1.3234 | 1068.4017
geo_moderate_95 | csp | 2018 | 1.3234 | 1089.5105
geo_moderate_95 | csp | 2020 | 1.3234 | 1118.0462
geo_moderate_95 | csp | 2022 | 1.3234 | 1269.7
geo_moderate_95 | csp | 2024 | 1.3234 | 1378.6646
geo_moderate_95 | csp | 2026 | 1.3234 | 1540.0064
geo_moderate_95 | csp | 2028 | 1.3234 | 1687.2615
geo_moderate_95 | csp | 2030 | 1.3234 | 1878.0352
geo_moderate_95 | csp | 2032 | 1.3234 | 1983.6592
geo_moderate_95 | csp | 2034 | 1.3234 | 2106.3542
geo_moderate_95 | csp | 2036 | 1.3234 | 2212.6755
geo_moderate_95 | csp | 2038 | 1.3234 | 2282.3412
geo_moderate_95 | csp | 2040 | 1.3234 | 2312.7039
geo_moderate_95 | csp | 2042 | 1.3234 | 2340.903
geo_moderate_95 | csp | 2044 | 0.11 | 2387.3559
geo_moderate_95 | csp | 2046 | 0 | 2523.3562
geo_moderate_95 | csp | 2048 | 0.23537 | 2696.9045
geo_moderate_95 | csp | 2050 | 1.3793 | 2879.1378
geo_moderate_95 | upv | 2010 | 0.1486 | 1017.0198
geo_moderate_95 | upv | 2012 | 1.9455 | 1048.9635
geo_moderate_95 | upv | 2014 | 6.9706 | 1056.4754
geo_moderate_95 | upv | 2016 | 16.4874 | 1068.4017
geo_moderate_95 | upv | 2018 | 24.7075 | 1089.5105
geo_moderate_95 | upv | 2020 | 38.713 | 1118.0462
geo_moderate_95 | upv | 2022 | 106.6561 | 1269.7
geo_moderate_95 | upv | 2024 | 230.6521 | 1378.6646
geo_moderate_95 | upv | 2026 | 316.403 | 1540.0064
geo_moderate_95 | upv | 2028 | 361.6725 | 1687.2615
geo_moderate_95 | upv | 2030 | 435.6865 | 1878.0352
geo_moderate_95 | upv | 2032 | 457.6936 | 1983.6592
geo_moderate_95 | upv | 2034 | 487.0254 | 2106.3542
geo_moderate_95 | upv | 2036 | 514.5914 | 2212.6755
geo_moderate_95 | upv | 2038 | 526.593 | 2282.3412
geo_moderate_95 | upv | 2040 | 530.7881 | 2312.7039
geo_moderate_95 | upv | 2042 | 534.0558 | 2340.903
geo_moderate_95 | upv | 2044 | 537.1932 | 2387.3559
geo_moderate_95 | upv | 2046 | 598.9669 | 2523.3562
geo_moderate_95 | upv | 2048 | 657.1705 | 2696.9045
geo_moderate_95 | upv | 2050 | 809.7955 | 2879.1378
geo_moderate_95 | dupv | 2010 | 0.059 | 1017.0198
geo_moderate_95 | dupv | 2012 | 0.5619 | 1048.9635
geo_moderate_95 | dupv | 2014 | 1.4614 | 1056.4754
geo_moderate_95 | dupv | 2016 | 2.5887 | 1068.4017
geo_moderate_95 | dupv | 2018 | 4.0178 | 1089.5105
geo_moderate_95 | dupv | 2020 | 5.3436 | 1118.0462
geo_moderate_95 | dupv | 2022 | 5.928 | 1269.7
geo_moderate_95 | dupv | 2024 | 6.13 | 1378.6646
geo_moderate_95 | dupv | 2026 | 6.24 | 1540.0064
geo_moderate_95 | dupv | 2028 | 6.24 | 1687.2615
geo_moderate_95 | dupv | 2030 | 6.24 | 1878.0352
geo_moderate_95 | dupv | 2032 | 6.2571 | 1983.6592
geo_moderate_95 | dupv | 2034 | 6.2573 | 2106.3542
geo_moderate_95 | dupv | 2036 | 6.2918 | 2212.6755
geo_moderate_95 | dupv | 2038 | 6.2918 | 2282.3412
geo_moderate_95 | dupv | 2040 | 6.2328 | 2312.7039
geo_moderate_95 | dupv | 2042 | 5.7299 | 2340.903
geo_moderate_95 | dupv | 2044 | 4.9215 | 2387.3559
geo_moderate_95 | dupv | 2046 | 3.9057 | 2523.3562
geo_moderate_95 | dupv | 2048 | 2.9479 | 2696.9045
geo_moderate_95 | dupv | 2050 | 1.9857 | 2879.1378
geo_moderate_95 | distpv | 2010 | 1.0396 | 1017.0198
geo_moderate_95 | distpv | 2012 | 3.697 | 1048.9635
geo_moderate_95 | distpv | 2014 | 7.4412 | 1056.4754
geo_moderate_95 | distpv | 2016 | 14.1457 | 1068.4017
geo_moderate_95 | distpv | 2018 | 22.2285 | 1089.5105
geo_moderate_95 | distpv | 2020 | 25.9105 | 1118.0462
geo_moderate_95 | distpv | 2022 | 31.2507 | 1269.7
geo_moderate_95 | distpv | 2024 | 40.7227 | 1378.6646
geo_moderate_95 | distpv | 2026 | 53.7938 | 1540.0064
geo_moderate_95 | distpv | 2028 | 71.56 | 1687.2615
geo_moderate_95 | distpv | 2030 | 96.3306 | 1878.0352
geo_moderate_95 | distpv | 2032 | 115.4476 | 1983.6592
geo_moderate_95 | distpv | 2034 | 128.2906 | 2106.3542
geo_moderate_95 | distpv | 2036 | 133.6587 | 2212.6755
geo_moderate_95 | distpv | 2038 | 138.6366 | 2282.3412
geo_moderate_95 | distpv | 2040 | 143.4518 | 2312.7039
geo_moderate_95 | distpv | 2042 | 148.4086 | 2340.903
geo_moderate_95 | distpv | 2044 | 154.0227 | 2387.3559
geo_moderate_95 | distpv | 2046 | 159.5866 | 2523.3562
geo_moderate_95 | distpv | 2048 | 165.9517 | 2696.9045
geo_moderate_95 | distpv | 2050 | 173.0855 | 2879.1378
geo_moderate_95 | pvb | 2010 | 0 | 1017.0198
geo_moderate_95 | pvb | 2012 | 0.0026 | 1048.9635
geo_moderate_95 | pvb | 2014 | 0.034135 | 1056.4754
geo_moderate_95 | pvb | 2016 | 0.44585 | 1068.4017
geo_moderate_95 | pvb | 2018 | 0.64325 | 1089.5105
geo_moderate_95 | pvb | 2020 | 1.593 | 1118.0462
geo_moderate_95 | pvb | 2022 | 9.0348 | 1269.7
geo_moderate_95 | pvb | 2024 | 13.364 | 1378.6646
geo_moderate_95 | pvb | 2026 | 13.706 | 1540.0064
geo_moderate_95 | pvb | 2028 | 14.5249 | 1687.2615
geo_moderate_95 | pvb | 2030 | 28.2769 | 1878.0352
geo_moderate_95 | pvb | 2032 | 33.5473 | 1983.6592
geo_moderate_95 | pvb | 2034 | 44.5646 | 2106.3542
geo_moderate_95 | pvb | 2036 | 45.941 | 2212.6755
geo_moderate_95 | pvb | 2038 | 45.4532 | 2282.3412
geo_moderate_95 | pvb | 2040 | 44.819 | 2312.7039
geo_moderate_95 | pvb | 2042 | 44.1923 | 2340.903
geo_moderate_95 | pvb | 2044 | 44.256 | 2387.3559
geo_moderate_95 | pvb | 2046 | 43.3375 | 2523.3562
geo_moderate_95 | pvb | 2048 | 42.9786 | 2696.9045
geo_moderate_95 | pvb | 2050 | 42.0739 | 2879.1378
geo_moderate_95 | battery_2 | 2010 | 0.019 | 1017.0198
geo_moderate_95 | battery_2 | 2012 | 0.0738 | 1048.9635
geo_moderate_95 | battery_2 | 2014 | 0.1297 | 1056.4754
geo_moderate_95 | battery_2 | 2016 | 0.3537 | 1068.4017
geo_moderate_95 | battery_2 | 2018 | 0.5001 | 1089.5105
geo_moderate_95 | battery_2 | 2020 | 0.7628 | 1118.0462
geo_moderate_95 | battery_2 | 2022 | 9.1212 | 1269.7
geo_moderate_95 | battery_2 | 2024 | 11.7422 | 1378.6646
geo_moderate_95 | battery_2 | 2026 | 15.1556 | 1540.0064
geo_moderate_95 | battery_2 | 2028 | 17.4387 | 1687.2615
geo_moderate_95 | battery_2 | 2030 | 19.3907 | 1878.0352
geo_moderate_95 | battery_2 | 2032 | 19.7686 | 1983.6592
geo_moderate_95 | battery_2 | 2034 | 19.8077 | 2106.3542
geo_moderate_95 | battery_2 | 2036 | 20.8576 | 2212.6755
geo_moderate_95 | battery_2 | 2038 | 16.5755 | 2282.3412
geo_moderate_95 | battery_2 | 2040 | 15.31 | 2312.7039
geo_moderate_95 | battery_2 | 2042 | 18.6221 | 2340.903
geo_moderate_95 | battery_2 | 2044 | 24.4286 | 2387.3559
geo_moderate_95 | battery_2 | 2046 | 25.6278 | 2523.3562
geo_moderate_95 | battery_2 | 2048 | 25.9623 | 2696.9045
geo_moderate_95 | battery_2 | 2050 | 26.464 | 2879.1378
geo_moderate_95 | battery_4 | 2010 | 0 | 1017.0198
geo_moderate_95 | battery_4 | 2012 | 0.002 | 1048.9635
geo_moderate_95 | battery_4 | 2014 | 0.01 | 1056.4754
geo_moderate_95 | battery_4 | 2016 | 0.1019 | 1068.4017
geo_moderate_95 | battery_4 | 2018 | 0.2147 | 1089.5105
geo_moderate_95 | battery_4 | 2020 | 0.4877 | 1118.0462
geo_moderate_95 | battery_4 | 2022 | 3.2957 | 1269.7
geo_moderate_95 | battery_4 | 2024 | 4.6135 | 1378.6646
geo_moderate_95 | battery_4 | 2026 | 22.7921 | 1540.0064
geo_moderate_95 | battery_4 | 2028 | 36.2019 | 1687.2615
geo_moderate_95 | battery_4 | 2030 | 51.8702 | 1878.0352
geo_moderate_95 | battery_4 | 2032 | 60.7462 | 1983.6592
geo_moderate_95 | battery_4 | 2034 | 67.9491 | 2106.3542
geo_moderate_95 | battery_4 | 2036 | 78.1373 | 2212.6755
geo_moderate_95 | battery_4 | 2038 | 91.1522 | 2282.3412
geo_moderate_95 | battery_4 | 2040 | 96.0621 | 2312.7039
geo_moderate_95 | battery_4 | 2042 | 94.9193 | 2340.903
geo_moderate_95 | battery_4 | 2044 | 97.7304 | 2387.3559
geo_moderate_95 | battery_4 | 2046 | 102.7301 | 2523.3562
geo_moderate_95 | battery_4 | 2048 | 118.1713 | 2696.9045
geo_moderate_95 | battery_4 | 2050 | 138.4822 | 2879.1378
geo_moderate_95 | battery_6 | 2010 | 0 | 1017.0198
geo_moderate_95 | battery_6 | 2012 | 0 | 1048.9635
geo_moderate_95 | battery_6 | 2014 | 0 | 1056.4754
geo_moderate_95 | battery_6 | 2016 | 0 | 1068.4017
geo_moderate_95 | battery_6 | 2018 | 0 | 1089.5105
geo_moderate_95 | battery_6 | 2020 | 0 | 1118.0462
geo_moderate_95 | battery_6 | 2022 | 0.33386 | 1269.7
geo_moderate_95 | battery_6 | 2024 | 0.33386 | 1378.6646
geo_moderate_95 | battery_6 | 2026 | 1.1807 | 1540.0064
geo_moderate_95 | battery_6 | 2028 | 13.5099 | 1687.2615
geo_moderate_95 | battery_6 | 2030 | 32.5426 | 1878.0352
geo_moderate_95 | battery_6 | 2032 | 48.5378 | 1983.6592
geo_moderate_95 | battery_6 | 2034 | 64.0607 | 2106.3542
geo_moderate_95 | battery_6 | 2036 | 71.8221 | 2212.6755
geo_moderate_95 | battery_6 | 2038 | 78.0465 | 2282.3412
geo_moderate_95 | battery_6 | 2040 | 79.4687 | 2312.7039
geo_moderate_95 | battery_6 | 2042 | 79.2699 | 2340.903
geo_moderate_95 | battery_6 | 2044 | 67.3959 | 2387.3559
geo_moderate_95 | battery_6 | 2046 | 71.5165 | 2523.3562
geo_moderate_95 | battery_6 | 2048 | 76.3357 | 2696.9045
geo_moderate_95 | battery_6 | 2050 | 77.9087 | 2879.1378
geo_moderate_95 | battery_8 | 2010 | 0 | 1017.0198
geo_moderate_95 | battery_8 | 2012 | 0 | 1048.9635
geo_moderate_95 | battery_8 | 2014 | 0 | 1056.4754
geo_moderate_95 | battery_8 | 2016 | 0 | 1068.4017
geo_moderate_95 | battery_8 | 2018 | 0 | 1089.5105
geo_moderate_95 | battery_8 | 2020 | 0 | 1118.0462
geo_moderate_95 | battery_8 | 2022 | 0 | 1269.7
geo_moderate_95 | battery_8 | 2024 | 0 | 1378.6646
geo_moderate_95 | battery_8 | 2026 | 0 | 1540.0064
geo_moderate_95 | battery_8 | 2028 | 0 | 1687.2615
geo_moderate_95 | battery_8 | 2030 | 1.4269 | 1878.0352
geo_moderate_95 | battery_8 | 2032 | 3.8664 | 1983.6592
geo_moderate_95 | battery_8 | 2034 | 12.5063 | 2106.3542
geo_moderate_95 | battery_8 | 2036 | 22.7545 | 2212.6755
geo_moderate_95 | battery_8 | 2038 | 28.5628 | 2282.3412
geo_moderate_95 | battery_8 | 2040 | 28.5628 | 2312.7039
geo_moderate_95 | battery_8 | 2042 | 28.5628 | 2340.903
geo_moderate_95 | battery_8 | 2044 | 28.5628 | 2387.3559
geo_moderate_95 | battery_8 | 2046 | 27.1359 | 2523.3562
geo_moderate_95 | battery_8 | 2048 | 29.8078 | 2696.9045
geo_moderate_95 | battery_8 | 2050 | 65.3163 | 2879.1378
geo_moderate_95 | battery_10 | 2010 | 0 | 1017.0198
geo_moderate_95 | battery_10 | 2012 | 0 | 1048.9635
geo_moderate_95 | battery_10 | 2014 | 0 | 1056.4754
geo_moderate_95 | battery_10 | 2016 | 0 | 1068.4017
geo_moderate_95 | battery_10 | 2018 | 0 | 1089.5105
geo_moderate_95 | battery_10 | 2020 | 0 | 1118.0462
geo_moderate_95 | battery_10 | 2022 | 0 | 1269.7
geo_moderate_95 | battery_10 | 2024 | 0 | 1378.6646
geo_moderate_95 | battery_10 | 2026 | 0 | 1540.0064
geo_moderate_95 | battery_10 | 2028 | 0 | 1687.2615
geo_moderate_95 | battery_10 | 2030 | 0 | 1878.0352
geo_moderate_95 | battery_10 | 2032 | 0 | 1983.6592
geo_moderate_95 | battery_10 | 2034 | 0 | 2106.3542
geo_moderate_95 | battery_10 | 2036 | 0 | 2212.6755
geo_moderate_95 | battery_10 | 2038 | 0 | 2282.3412
geo_moderate_95 | battery_10 | 2040 | 0 | 2312.7039
geo_moderate_95 | battery_10 | 2042 | 0 | 2340.903
geo_moderate_95 | battery_10 | 2044 | 0 | 2387.3559
geo_moderate_95 | battery_10 | 2046 | 0 | 2523.3562
geo_moderate_95 | battery_10 | 2048 | 0 | 2696.9045
geo_moderate_95 | battery_10 | 2050 | 28.7824 | 2879.1378
geo_moderate_95 | pumped-hydro | 2010 | 22.9772 | 1017.0198
geo_moderate_95 | pumped-hydro | 2012 | 23.0442 | 1048.9635
geo_moderate_95 | pumped-hydro | 2014 | 23.0642 | 1056.4754
geo_moderate_95 | pumped-hydro | 2016 | 23.0612 | 1068.4017
geo_moderate_95 | pumped-hydro | 2018 | 23.0612 | 1089.5105
geo_moderate_95 | pumped-hydro | 2020 | 23.0612 | 1118.0462
geo_moderate_95 | pumped-hydro | 2022 | 23.0612 | 1269.7
geo_moderate_95 | pumped-hydro | 2024 | 23.0612 | 1378.6646
geo_moderate_95 | pumped-hydro | 2026 | 25.2225 | 1540.0064
geo_moderate_95 | pumped-hydro | 2028 | 25.9296 | 1687.2615
geo_moderate_95 | pumped-hydro | 2030 | 25.9276 | 1878.0352
geo_moderate_95 | pumped-hydro | 2032 | 27.1278 | 1983.6592
geo_moderate_95 | pumped-hydro | 2034 | 28.494 | 2106.3542
geo_moderate_95 | pumped-hydro | 2036 | 28.494 | 2212.6755
geo_moderate_95 | pumped-hydro | 2038 | 28.494 | 2282.3412
geo_moderate_95 | pumped-hydro | 2040 | 28.494 | 2312.7039
geo_moderate_95 | pumped-hydro | 2042 | 28.494 | 2340.903
geo_moderate_95 | pumped-hydro | 2044 | 28.494 | 2387.3559
geo_moderate_95 | pumped-hydro | 2046 | 28.494 | 2523.3562
geo_moderate_95 | pumped-hydro | 2048 | 28.494 | 2696.9045
geo_moderate_95 | pumped-hydro | 2050 | 28.494 | 2879.1378
geo_moderate_95 | Canada | 2010 | 5.7897 | 1017.0198
geo_moderate_95 | Canada | 2012 | 7.5475 | 1048.9635
geo_moderate_95 | Canada | 2014 | 7.6689 | 1056.4754
geo_moderate_95 | Canada | 2016 | 9.3983 | 1068.4017
geo_moderate_95 | Canada | 2018 | 9.7098 | 1089.5105
geo_moderate_95 | Canada | 2020 | 9.3126 | 1118.0462
geo_moderate_95 | Canada | 2022 | 8.3152 | 1269.7
geo_moderate_95 | Canada | 2024 | 8.3747 | 1378.6646
geo_moderate_95 | Canada | 2026 | 9.4089 | 1540.0064
geo_moderate_95 | Canada | 2028 | 10.4838 | 1687.2615
geo_moderate_95 | Canada | 2030 | 10.7558 | 1878.0352
geo_moderate_95 | Canada | 2032 | 10.6683 | 1983.6592
geo_moderate_95 | Canada | 2034 | 10.5939 | 2106.3542
geo_moderate_95 | Canada | 2036 | 10.3455 | 2212.6755
geo_moderate_95 | Canada | 2038 | 10.2286 | 2282.3412
geo_moderate_95 | Canada | 2040 | 10.1407 | 2312.7039
geo_moderate_95 | Canada | 2042 | 10.1407 | 2340.903
geo_moderate_95 | Canada | 2044 | 10.1407 | 2387.3559
geo_moderate_95 | Canada | 2046 | 10.1407 | 2523.3562
geo_moderate_95 | Canada | 2048 | 10.1407 | 2696.9045
geo_moderate_95 | Canada | 2050 | 10.1407 | 2879.1378

## 5_New Annual Capacity (GW)
scenario | tech | year | Capacity (GW) | Net Level Capacity (GW)
geo_moderate_95 | nuclear | 2012 | 0 | 26.5763
geo_moderate_95 | nuclear | 2014 | 0 | 17.8324
geo_moderate_95 | nuclear | 2016 | 0.561 | 26.9063
geo_moderate_95 | nuclear | 2018 | 0 | 30.0443
geo_moderate_95 | nuclear | 2020 | 0.009 | 29.8359
geo_moderate_95 | nuclear | 2022 | 1.114 | 89.7609
geo_moderate_95 | nuclear | 2024 | 0 | 97.1813
geo_moderate_95 | nuclear | 2026 | 0 | 87.8373
geo_moderate_95 | nuclear | 2028 | 0 | 88.269
geo_moderate_95 | nuclear | 2030 | 0 | 108.203
geo_moderate_95 | nuclear | 2032 | 0 | 57.1987
geo_moderate_95 | nuclear | 2034 | 0 | 67.8516
geo_moderate_95 | nuclear | 2036 | 0 | 58.7704
geo_moderate_95 | nuclear | 2038 | 0 | 46.6474
geo_moderate_95 | nuclear | 2040 | 0 | 32.267
geo_moderate_95 | nuclear | 2042 | 0 | 41.102
geo_moderate_95 | nuclear | 2044 | 0 | 51.4648
geo_moderate_95 | nuclear | 2046 | 0 | 128.1807
geo_moderate_95 | nuclear | 2048 | 0 | 124.3887
geo_moderate_95 | nuclear | 2050 | 0 | 248.8907
geo_moderate_95 | coal | 2012 | 3.9104 | 26.5763
geo_moderate_95 | coal | 2014 | 0.9693 | 17.8324
geo_moderate_95 | coal | 2016 | 1.2039 | 26.9063
geo_moderate_95 | coal | 2018 | 0 | 30.0443
geo_moderate_95 | coal | 2020 | 0 | 29.8359
geo_moderate_95 | coal | 2022 | 0 | 89.7609
geo_moderate_95 | coal | 2024 | 0 | 97.1813
geo_moderate_95 | coal | 2026 | 0 | 87.8373
geo_moderate_95 | coal | 2028 | 0 | 88.269
geo_moderate_95 | coal | 2030 | 0 | 108.203
geo_moderate_95 | coal | 2032 | 0 | 57.1987
geo_moderate_95 | coal | 2034 | 0 | 67.8516
geo_moderate_95 | coal | 2036 | 0 | 58.7704
geo_moderate_95 | coal | 2038 | 0 | 46.6474
geo_moderate_95 | coal | 2040 | 0 | 32.267
geo_moderate_95 | coal | 2042 | 0 | 41.102
geo_moderate_95 | coal | 2044 | 0 | 51.4648
geo_moderate_95 | coal | 2046 | 0 | 128.1807
geo_moderate_95 | coal | 2048 | 0 | 124.3887
geo_moderate_95 | coal | 2050 | 0 | 248.8907
geo_moderate_95 | gas-cc | 2012 | 7.3043 | 26.5763
geo_moderate_95 | gas-cc | 2014 | 5.6437 | 17.8324
geo_moderate_95 | gas-cc | 2016 | 4.7389 | 26.9063
geo_moderate_95 | gas-cc | 2018 | 12.5635 | 30.0443
geo_moderate_95 | gas-cc | 2020 | 5.6226 | 29.8359
geo_moderate_95 | gas-cc | 2022 | 6.4001 | 89.7609
geo_moderate_95 | gas-cc | 2024 | 2.4084 | 97.1813
geo_moderate_95 | gas-cc | 2026 | 0.71487 | 87.8373
geo_moderate_95 | gas-cc | 2028 | 1.25 | 88.269
geo_moderate_95 | gas-cc | 2030 | 0 | 108.203
geo_moderate_95 | gas-cc | 2032 | 0 | 57.1987
geo_moderate_95 | gas-cc | 2034 | 0 | 67.8516
geo_moderate_95 | gas-cc | 2036 | 0.57593 | 58.7704
geo_moderate_95 | gas-cc | 2038 | 2.5849 | 46.6474
geo_moderate_95 | gas-cc | 2040 | 4.6518 | 32.267
geo_moderate_95 | gas-cc | 2042 | 3.0381 | 41.102
geo_moderate_95 | gas-cc | 2044 | 7.5443 | 51.4648
geo_moderate_95 | gas-cc | 2046 | 1.9295 | 128.1807
geo_moderate_95 | gas-cc | 2048 | 1.2376 | 124.3887
geo_moderate_95 | gas-cc | 2050 | 41.5677 | 248.8907
geo_moderate_95 | gas-cc-ccs_mod_upgrade | 2012 | 0 | 26.5763
geo_moderate_95 | gas-cc-ccs_mod_upgrade | 2014 | 0 | 17.8324
geo_moderate_95 | gas-cc-ccs_mod_upgrade | 2016 | 0 | 26.9063
geo_moderate_95 | gas-cc-ccs_mod_upgrade | 2018 | 0 | 30.0443
geo_moderate_95 | gas-cc-ccs_mod_upgrade | 2020 | 0 | 29.8359
geo_moderate_95 | gas-cc-ccs_mod_upgrade | 2022 | 0 | 89.7609
geo_moderate_95 | gas-cc-ccs_mod_upgrade | 2024 | 0 | 97.1813
geo_moderate_95 | gas-cc-ccs_mod_upgrade | 2026 | 0 | 87.8373
geo_moderate_95 | gas-cc-ccs_mod_upgrade | 2028 | 3.0592 | 88.269
geo_moderate_95 | gas-cc-ccs_mod_upgrade | 2030 | 0 | 108.203
geo_moderate_95 | gas-cc-ccs_mod_upgrade | 2032 | 0 | 57.1987
geo_moderate_95 | gas-cc-ccs_mod_upgrade | 2034 | 0 | 67.8516
geo_moderate_95 | gas-cc-ccs_mod_upgrade | 2036 | 0 | 58.7704
geo_moderate_95 | gas-cc-ccs_mod_upgrade | 2038 | 0 | 46.6474
geo_moderate_95 | gas-cc-ccs_mod_upgrade | 2040 | 0 | 32.267
geo_moderate_95 | gas-cc-ccs_mod_upgrade | 2042 | 0 | 41.102
geo_moderate_95 | gas-cc-ccs_mod_upgrade | 2044 | 0 | 51.4648
geo_moderate_95 | gas-cc-ccs_mod_upgrade | 2046 | 0 | 128.1807
geo_moderate_95 | gas-cc-ccs_mod_upgrade | 2048 | 0.14787 | 124.3887
geo_moderate_95 | gas-cc-ccs_mod_upgrade | 2050 | 35.7215 | 248.8907
geo_moderate_95 | gas-ct | 2012 | 2.2089 | 26.5763
geo_moderate_95 | gas-ct | 2014 | 2.0575 | 17.8324
geo_moderate_95 | gas-ct | 2016 | 2.4183 | 26.9063
geo_moderate_95 | gas-ct | 2018 | 1.5821 | 30.0443
geo_moderate_95 | gas-ct | 2020 | 1.3154 | 29.8359
geo_moderate_95 | gas-ct | 2022 | 1.9523 | 89.7609
geo_moderate_95 | gas-ct | 2024 | 1.0113 | 97.1813
geo_moderate_95 | gas-ct | 2026 | 0 | 87.8373
geo_moderate_95 | gas-ct | 2028 | 1.25 | 88.269
geo_moderate_95 | gas-ct | 2030 | 0 | 108.203
geo_moderate_95 | gas-ct | 2032 | 0 | 57.1987
geo_moderate_95 | gas-ct | 2034 | 0.62686 | 67.8516
geo_moderate_95 | gas-ct | 2036 | 3.2238 | 58.7704
geo_moderate_95 | gas-ct | 2038 | 6.1426 | 46.6474
geo_moderate_95 | gas-ct | 2040 | 14.2607 | 32.267
geo_moderate_95 | gas-ct | 2042 | 16.5916 | 41.102
geo_moderate_95 | gas-ct | 2044 | 14.2751 | 51.4648
geo_moderate_95 | gas-ct | 2046 | 26.4914 | 128.1807
geo_moderate_95 | gas-ct | 2048 | 9.2256 | 124.3887
geo_moderate_95 | gas-ct | 2050 | 0 | 248.8907
geo_moderate_95 | o-g-s | 2012 | 0.1104 | 26.5763
geo_moderate_95 | o-g-s | 2014 | 0.10575 | 17.8324
geo_moderate_95 | o-g-s | 2016 | 0.0329 | 26.9063
geo_moderate_95 | o-g-s | 2018 | 0.07755 | 30.0443
geo_moderate_95 | o-g-s | 2020 | 0.0475 | 29.8359
geo_moderate_95 | o-g-s | 2022 | 0.04175 | 89.7609
geo_moderate_95 | o-g-s | 2024 | 0.1675 | 97.1813
geo_moderate_95 | o-g-s | 2026 | 0 | 87.8373
geo_moderate_95 | o-g-s | 2028 | 0 | 88.269
geo_moderate_95 | o-g-s | 2030 | 0 | 108.203
geo_moderate_95 | o-g-s | 2032 | 0 | 57.1987
geo_moderate_95 | o-g-s | 2034 | 0 | 67.8516
geo_moderate_95 | o-g-s | 2036 | 0 | 58.7704
geo_moderate_95 | o-g-s | 2038 | 0 | 46.6474
geo_moderate_95 | o-g-s | 2040 | 0 | 32.267
geo_moderate_95 | o-g-s | 2042 | 0 | 41.102
geo_moderate_95 | o-g-s | 2044 | 0 | 51.4648
geo_moderate_95 | o-g-s | 2046 | 0 | 128.1807
geo_moderate_95 | o-g-s | 2048 | 0 | 124.3887
geo_moderate_95 | o-g-s | 2050 | 0 | 248.8907
geo_moderate_95 | hydro | 2012 | 0.2565 | 26.5763
geo_moderate_95 | hydro | 2014 | 0.2898 | 17.8324
geo_moderate_95 | hydro | 2016 | 0.25315 | 26.9063
geo_moderate_95 | hydro | 2018 | 0.17135 | 30.0443
geo_moderate_95 | hydro | 2020 | 0.08285 | 29.8359
geo_moderate_95 | hydro | 2022 | 0.0439 | 89.7609
geo_moderate_95 | hydro | 2024 | 0.0305 | 97.1813
geo_moderate_95 | hydro | 2026 | 0.7866 | 87.8373
geo_moderate_95 | hydro | 2028 | 0.63295 | 88.269
geo_moderate_95 | hydro | 2030 | 0.034722 | 108.203
geo_moderate_95 | hydro | 2032 | 0.050535 | 57.1987
geo_moderate_95 | hydro | 2034 | 0.058773 | 67.8516
geo_moderate_95 | hydro | 2036 | 0.064328 | 58.7704
geo_moderate_95 | hydro | 2038 | 0.11324 | 46.6474
geo_moderate_95 | hydro | 2040 | 0.0974 | 32.267
geo_moderate_95 | hydro | 2042 | 0.0947 | 41.102
geo_moderate_95 | hydro | 2044 | 0.10048 | 51.4648
geo_moderate_95 | hydro | 2046 | 0.10926 | 128.1807
geo_moderate_95 | hydro | 2048 | 0.079178 | 124.3887
geo_moderate_95 | hydro | 2050 | 0.25866 | 248.8907
geo_moderate_95 | geothermal | 2012 | 0.0675 | 26.5763
geo_moderate_95 | geothermal | 2014 | 0.0427 | 17.8324
geo_moderate_95 | geothermal | 2016 | 0.025 | 26.9063
geo_moderate_95 | geothermal | 2018 | 0.03015 | 30.0443
geo_moderate_95 | geothermal | 2020 | 0.57346 | 29.8359
geo_moderate_95 | geothermal | 2022 | 0.021 | 89.7609
geo_moderate_95 | geothermal | 2024 | 0 | 97.1813
geo_moderate_95 | geothermal | 2026 | 0 | 87.8373
geo_moderate_95 | geothermal | 2028 | 0.40747 | 88.269
geo_moderate_95 | geothermal | 2030 | 0 | 108.203
geo_moderate_95 | geothermal | 2032 | 0 | 57.1987
geo_moderate_95 | geothermal | 2034 | 0 | 67.8516
geo_moderate_95 | geothermal | 2036 | 0 | 58.7704
geo_moderate_95 | geothermal | 2038 | 0 | 46.6474
geo_moderate_95 | geothermal | 2040 | 0 | 32.267
geo_moderate_95 | geothermal | 2042 | 0.33374 | 41.102
geo_moderate_95 | geothermal | 2044 | 0 | 51.4648
geo_moderate_95 | geothermal | 2046 | 0 | 128.1807
geo_moderate_95 | geothermal | 2048 | 0.40885 | 124.3887
geo_moderate_95 | geothermal | 2050 | 1.3987 | 248.8907
geo_moderate_95 | biopower | 2012 | 0.11705 | 26.5763
geo_moderate_95 | biopower | 2014 | 0.2425 | 17.8324
geo_moderate_95 | biopower | 2016 | 0.00805 | 26.9063
geo_moderate_95 | biopower | 2018 | 0.03885 | 30.0443
geo_moderate_95 | biopower | 2020 | 0.0836 | 29.8359
geo_moderate_95 | biopower | 2022 | 0.0044 | 89.7609
geo_moderate_95 | biopower | 2024 | 0.0095 | 97.1813
geo_moderate_95 | biopower | 2026 | 0 | 87.8373
geo_moderate_95 | biopower | 2028 | 0 | 88.269
geo_moderate_95 | biopower | 2030 | 0 | 108.203
geo_moderate_95 | biopower | 2032 | 0 | 57.1987
geo_moderate_95 | biopower | 2034 | 0 | 67.8516
geo_moderate_95 | biopower | 2036 | 0 | 58.7704
geo_moderate_95 | biopower | 2038 | 0 | 46.6474
geo_moderate_95 | biopower | 2040 | 0 | 32.267
geo_moderate_95 | biopower | 2042 | 0 | 41.102
geo_moderate_95 | biopower | 2044 | 0 | 51.4648
geo_moderate_95 | biopower | 2046 | 0 | 128.1807
geo_moderate_95 | biopower | 2048 | 0 | 124.3887
geo_moderate_95 | biopower | 2050 | 0 | 248.8907
geo_moderate_95 | lfill-gas | 2012 | 0.14965 | 26.5763
geo_moderate_95 | lfill-gas | 2014 | 0.10055 | 17.8324
geo_moderate_95 | lfill-gas | 2016 | 0.0901 | 26.9063
geo_moderate_95 | lfill-gas | 2018 | 0.0165 | 30.0443
geo_moderate_95 | lfill-gas | 2020 | 0.0066 | 29.8359
geo_moderate_95 | lfill-gas | 2022 | 0.0023 | 89.7609
geo_moderate_95 | lfill-gas | 2024 | 0 | 97.1813
geo_moderate_95 | lfill-gas | 2026 | 0 | 87.8373
geo_moderate_95 | lfill-gas | 2028 | 0 | 88.269
geo_moderate_95 | lfill-gas | 2030 | 0 | 108.203
geo_moderate_95 | lfill-gas | 2032 | 0 | 57.1987
geo_moderate_95 | lfill-gas | 2034 | 0 | 67.8516
geo_moderate_95 | lfill-gas | 2036 | 0 | 58.7704
geo_moderate_95 | lfill-gas | 2038 | 0 | 46.6474
geo_moderate_95 | lfill-gas | 2040 | 0 | 32.267
geo_moderate_95 | lfill-gas | 2042 | 0 | 41.102
geo_moderate_95 | lfill-gas | 2044 | 0 | 51.4648
geo_moderate_95 | lfill-gas | 2046 | 0 | 128.1807
geo_moderate_95 | lfill-gas | 2048 | 0 | 124.3887
geo_moderate_95 | lfill-gas | 2050 | 0 | 248.8907
geo_moderate_95 | wind-ons | 2012 | 9.9098 | 26.5763
geo_moderate_95 | wind-ons | 2014 | 2.8817 | 17.8324
geo_moderate_95 | wind-ons | 2016 | 8.4669 | 26.9063
geo_moderate_95 | wind-ons | 2018 | 6.4669 | 30.0443
geo_moderate_95 | wind-ons | 2020 | 11.8347 | 29.8359
geo_moderate_95 | wind-ons | 2022 | 33.7591 | 89.7609
geo_moderate_95 | wind-ons | 2024 | 19.7734 | 97.1813
geo_moderate_95 | wind-ons | 2026 | 20.7292 | 87.8373
geo_moderate_95 | wind-ons | 2028 | 31.7747 | 88.269
geo_moderate_95 | wind-ons | 2030 | 30.4135 | 108.203
geo_moderate_95 | wind-ons | 2032 | 16.5305 | 57.1987
geo_moderate_95 | wind-ons | 2034 | 19.7709 | 67.8516
geo_moderate_95 | wind-ons | 2036 | 19.4307 | 58.7704
geo_moderate_95 | wind-ons | 2038 | 11.1081 | 46.6474
geo_moderate_95 | wind-ons | 2040 | 2.1718 | 32.267
geo_moderate_95 | wind-ons | 2042 | 1.8221 | 41.102
geo_moderate_95 | wind-ons | 2044 | 7.8462 | 51.4648
geo_moderate_95 | wind-ons | 2046 | 37.1187 | 128.1807
geo_moderate_95 | wind-ons | 2048 | 50.7005 | 124.3887
geo_moderate_95 | wind-ons | 2050 | 22.8955 | 248.8907
geo_moderate_95 | wind-ofs | 2012 | 0 | 26.5763
geo_moderate_95 | wind-ofs | 2014 | 0 | 17.8324
geo_moderate_95 | wind-ofs | 2016 | 0.01465 | 26.9063
geo_moderate_95 | wind-ofs | 2018 | 0 | 30.0443
geo_moderate_95 | wind-ofs | 2020 | 0.00635 | 29.8359
geo_moderate_95 | wind-ofs | 2022 | 0.006 | 89.7609
geo_moderate_95 | wind-ofs | 2024 | 2.7455 | 97.1813
geo_moderate_95 | wind-ofs | 2026 | 3.57 | 87.8373
geo_moderate_95 | wind-ofs | 2028 | 3.465 | 88.269
geo_moderate_95 | wind-ofs | 2030 | 2.3135 | 108.203
geo_moderate_95 | wind-ofs | 2032 | 2.612 | 57.1987
geo_moderate_95 | wind-ofs | 2034 | 4.05 | 67.8516
geo_moderate_95 | wind-ofs | 2036 | 3.1 | 58.7704
geo_moderate_95 | wind-ofs | 2038 | 2 | 46.6474
geo_moderate_95 | wind-ofs | 2040 | 2 | 32.267
geo_moderate_95 | wind-ofs | 2042 | 2 | 41.102
geo_moderate_95 | wind-ofs | 2044 | 2 | 51.4648
geo_moderate_95 | wind-ofs | 2046 | 0.51465 | 128.1807
geo_moderate_95 | wind-ofs | 2048 | 0 | 124.3887
geo_moderate_95 | wind-ofs | 2050 | 0.00635 | 248.8907
geo_moderate_95 | csp | 2012 | 0 | 26.5763
geo_moderate_95 | csp | 2014 | 0.6067 | 17.8324
geo_moderate_95 | csp | 2016 | 0.055 | 26.9063
geo_moderate_95 | csp | 2018 | 0 | 30.0443
geo_moderate_95 | csp | 2020 | 0 | 29.8359
geo_moderate_95 | csp | 2022 | 0 | 89.7609
geo_moderate_95 | csp | 2024 | 0 | 97.1813
geo_moderate_95 | csp | 2026 | 0 | 87.8373
geo_moderate_95 | csp | 2028 | 0 | 88.269
geo_moderate_95 | csp | 2030 | 0 | 108.203
geo_moderate_95 | csp | 2032 | 0 | 57.1987
geo_moderate_95 | csp | 2034 | 0 | 67.8516
geo_moderate_95 | csp | 2036 | 0 | 58.7704
geo_moderate_95 | csp | 2038 | 0 | 46.6474
geo_moderate_95 | csp | 2040 | 0 | 32.267
geo_moderate_95 | csp | 2042 | 0 | 41.102
geo_moderate_95 | csp | 2044 | 0 | 51.4648
geo_moderate_95 | csp | 2046 | 0 | 128.1807
geo_moderate_95 | csp | 2048 | 0.11769 | 124.3887
geo_moderate_95 | csp | 2050 | 0.57197 | 248.8907
geo_moderate_95 | upv | 2012 | 0.89845 | 26.5763
geo_moderate_95 | upv | 2014 | 2.5126 | 17.8324
geo_moderate_95 | upv | 2016 | 4.7584 | 26.9063
geo_moderate_95 | upv | 2018 | 4.1101 | 30.0443
geo_moderate_95 | upv | 2020 | 7.0027 | 29.8359
geo_moderate_95 | upv | 2022 | 33.9715 | 89.7609
geo_moderate_95 | upv | 2024 | 61.998 | 97.1813
geo_moderate_95 | upv | 2026 | 42.8755 | 87.8373
geo_moderate_95 | upv | 2028 | 22.6347 | 88.269
geo_moderate_95 | upv | 2030 | 37.007 | 108.203
geo_moderate_95 | upv | 2032 | 11.0036 | 57.1987
geo_moderate_95 | upv | 2034 | 14.6659 | 67.8516
geo_moderate_95 | upv | 2036 | 13.783 | 58.7704
geo_moderate_95 | upv | 2038 | 6.0008 | 46.6474
geo_moderate_95 | upv | 2040 | 2.1718 | 32.267
geo_moderate_95 | upv | 2042 | 2.5323 | 41.102
geo_moderate_95 | upv | 2044 | 4.0813 | 51.4648
geo_moderate_95 | upv | 2046 | 35.6453 | 128.1807
geo_moderate_95 | upv | 2048 | 33.2118 | 124.3887
geo_moderate_95 | upv | 2050 | 83.3153 | 248.8907
geo_moderate_95 | dupv | 2012 | 0.25145 | 26.5763
geo_moderate_95 | dupv | 2014 | 0.44975 | 17.8324
geo_moderate_95 | dupv | 2016 | 0.56363 | 26.9063
geo_moderate_95 | dupv | 2018 | 0.71455 | 30.0443
geo_moderate_95 | dupv | 2020 | 0.6629 | 29.8359
geo_moderate_95 | dupv | 2022 | 0.2922 | 89.7609
geo_moderate_95 | dupv | 2024 | 0.101 | 97.1813
geo_moderate_95 | dupv | 2026 | 0.05503 | 87.8373
geo_moderate_95 | dupv | 2028 | 0 | 88.269
geo_moderate_95 | dupv | 2030 | 0 | 108.203
geo_moderate_95 | dupv | 2032 | 0.0085618 | 57.1987
geo_moderate_95 | dupv | 2034 | 9.6848e-05 | 67.8516
geo_moderate_95 | dupv | 2036 | 0.017219 | 58.7704
geo_moderate_95 | dupv | 2038 | 0 | 46.6474
geo_moderate_95 | dupv | 2040 | 0 | 32.267
geo_moderate_95 | dupv | 2042 | 0 | 41.102
geo_moderate_95 | dupv | 2044 | 0.045566 | 51.4648
geo_moderate_95 | dupv | 2046 | 0.05575 | 128.1807
geo_moderate_95 | dupv | 2048 | 0.23561 | 124.3887
geo_moderate_95 | dupv | 2050 | 0.18182 | 248.8907
geo_moderate_95 | distpv | 2012 | 1.3287 | 26.5763
geo_moderate_95 | distpv | 2014 | 1.8721 | 17.8324
geo_moderate_95 | distpv | 2016 | 3.3523 | 26.9063
geo_moderate_95 | distpv | 2018 | 4.0414 | 30.0443
geo_moderate_95 | distpv | 2020 | 1.841 | 29.8359
geo_moderate_95 | distpv | 2022 | 2.6701 | 89.7609
geo_moderate_95 | distpv | 2024 | 4.736 | 97.1813
geo_moderate_95 | distpv | 2026 | 6.5355 | 87.8373
geo_moderate_95 | distpv | 2028 | 8.8831 | 88.269
geo_moderate_95 | distpv | 2030 | 12.3853 | 108.203
geo_moderate_95 | distpv | 2032 | 9.5585 | 57.1987
geo_moderate_95 | distpv | 2034 | 6.4215 | 67.8516
geo_moderate_95 | distpv | 2036 | 2.684 | 58.7704
geo_moderate_95 | distpv | 2038 | 2.489 | 46.6474
geo_moderate_95 | distpv | 2040 | 2.4076 | 32.267
geo_moderate_95 | distpv | 2042 | 2.4784 | 41.102
geo_moderate_95 | distpv | 2044 | 2.807 | 51.4648
geo_moderate_95 | distpv | 2046 | 2.782 | 128.1807
geo_moderate_95 | distpv | 2048 | 3.1825 | 124.3887
geo_moderate_95 | distpv | 2050 | 3.5669 | 248.8907
geo_moderate_95 | pvb | 2012 | 0.0013 | 26.5763
geo_moderate_95 | pvb | 2014 | 0.015786 | 17.8324
geo_moderate_95 | pvb | 2016 | 0.2061 | 26.9063
geo_moderate_95 | pvb | 2018 | 0.10182 | 30.0443
geo_moderate_95 | pvb | 2020 | 0.47937 | 29.8359
geo_moderate_95 | pvb | 2022 | 3.732 | 89.7609
geo_moderate_95 | pvb | 2024 | 2.2278 | 97.1813
geo_moderate_95 | pvb | 2026 | 0.26409 | 87.8373
geo_moderate_95 | pvb | 2028 | 0.50508 | 88.269
geo_moderate_95 | pvb | 2030 | 6.9771 | 108.203
geo_moderate_95 | pvb | 2032 | 2.8327 | 57.1987
geo_moderate_95 | pvb | 2034 | 5.7424 | 67.8516
geo_moderate_95 | pvb | 2036 | 0.99966 | 58.7704
geo_moderate_95 | pvb | 2038 | 0.075882 | 46.6474
geo_moderate_95 | pvb | 2040 | 2.8419e-05 | 32.267
geo_moderate_95 | pvb | 2042 | 2.852e-05 | 41.102
geo_moderate_95 | pvb | 2044 | 0.35335 | 51.4648
geo_moderate_95 | pvb | 2046 | 0.016064 | 128.1807
geo_moderate_95 | pvb | 2048 | 0.20577 | 124.3887
geo_moderate_95 | pvb | 2050 | 0.23601 | 248.8907
geo_moderate_95 | battery_2 | 2012 | 0.0274 | 26.5763
geo_moderate_95 | battery_2 | 2014 | 0.02795 | 17.8324
geo_moderate_95 | battery_2 | 2016 | 0.112 | 26.9063
geo_moderate_95 | battery_2 | 2018 | 0.0732 | 30.0443
geo_moderate_95 | battery_2 | 2020 | 0.13135 | 29.8359
geo_moderate_95 | battery_2 | 2022 | 4.1792 | 89.7609
geo_moderate_95 | battery_2 | 2024 | 1.3135 | 97.1813
geo_moderate_95 | battery_2 | 2026 | 1.7132 | 87.8373
geo_moderate_95 | battery_2 | 2028 | 1.169 | 88.269
geo_moderate_95 | battery_2 | 2030 | 1.0039 | 108.203
geo_moderate_95 | battery_2 | 2032 | 0.30094 | 57.1987
geo_moderate_95 | battery_2 | 2034 | 0.092762 | 67.8516
geo_moderate_95 | battery_2 | 2036 | 0.65629 | 58.7704
geo_moderate_95 | battery_2 | 2038 | 2.0382 | 46.6474
geo_moderate_95 | battery_2 | 2040 | 0.68074 | 32.267
geo_moderate_95 | battery_2 | 2042 | 3.3692 | 41.102
geo_moderate_95 | battery_2 | 2044 | 4.0722 | 51.4648
geo_moderate_95 | battery_2 | 2046 | 1.6035 | 128.1807
geo_moderate_95 | battery_2 | 2048 | 0.46822 | 124.3887
geo_moderate_95 | battery_2 | 2050 | 0.34361 | 248.8907
geo_moderate_95 | battery_4 | 2012 | 0.001 | 26.5763
geo_moderate_95 | battery_4 | 2014 | 0.004 | 17.8324
geo_moderate_95 | battery_4 | 2016 | 0.04595 | 26.9063
geo_moderate_95 | battery_4 | 2018 | 0.0564 | 30.0443
geo_moderate_95 | battery_4 | 2020 | 0.1365 | 29.8359
geo_moderate_95 | battery_4 | 2022 | 1.404 | 89.7609
geo_moderate_95 | battery_4 | 2024 | 0.6589 | 97.1813
geo_moderate_95 | battery_4 | 2026 | 9.0893 | 87.8373
geo_moderate_95 | battery_4 | 2028 | 6.7059 | 88.269
geo_moderate_95 | battery_4 | 2030 | 7.8382 | 108.203
geo_moderate_95 | battery_4 | 2032 | 4.4839 | 57.1987
geo_moderate_95 | battery_4 | 2034 | 3.6579 | 67.8516
geo_moderate_95 | battery_4 | 2036 | 5.2306 | 58.7704
geo_moderate_95 | battery_4 | 2038 | 7.9115 | 46.6474
geo_moderate_95 | battery_4 | 2040 | 3.1139 | 32.267
geo_moderate_95 | battery_4 | 2042 | 8.5179 | 41.102
geo_moderate_95 | battery_4 | 2044 | 8.1114 | 51.4648
geo_moderate_95 | battery_4 | 2046 | 10.338 | 128.1807
geo_moderate_95 | battery_4 | 2048 | 12.2045 | 124.3887
geo_moderate_95 | battery_4 | 2050 | 13.8133 | 248.8907
geo_moderate_95 | battery_6 | 2012 | 0 | 26.5763
geo_moderate_95 | battery_6 | 2014 | 0 | 17.8324
geo_moderate_95 | battery_6 | 2016 | 0 | 26.9063
geo_moderate_95 | battery_6 | 2018 | 0 | 30.0443
geo_moderate_95 | battery_6 | 2020 | 0 | 29.8359
geo_moderate_95 | battery_6 | 2022 | 0.16693 | 89.7609
geo_moderate_95 | battery_6 | 2024 | 0 | 97.1813
geo_moderate_95 | battery_6 | 2026 | 0.42341 | 87.8373
geo_moderate_95 | battery_6 | 2028 | 6.1646 | 88.269
geo_moderate_95 | battery_6 | 2030 | 9.5163 | 108.203
geo_moderate_95 | battery_6 | 2032 | 7.9976 | 57.1987
geo_moderate_95 | battery_6 | 2034 | 7.7614 | 67.8516
geo_moderate_95 | battery_6 | 2036 | 3.8807 | 58.7704
geo_moderate_95 | battery_6 | 2038 | 3.2791 | 46.6474
geo_moderate_95 | battery_6 | 2040 | 0.71114 | 32.267
geo_moderate_95 | battery_6 | 2042 | 0.32396 | 41.102
geo_moderate_95 | battery_6 | 2044 | 0.22768 | 51.4648
geo_moderate_95 | battery_6 | 2046 | 11.5766 | 128.1807
geo_moderate_95 | battery_6 | 2048 | 10.4072 | 124.3887
geo_moderate_95 | battery_6 | 2050 | 8.5479 | 248.8907
geo_moderate_95 | battery_8 | 2012 | 0 | 26.5763
geo_moderate_95 | battery_8 | 2014 | 0 | 17.8324
geo_moderate_95 | battery_8 | 2016 | 0 | 26.9063
geo_moderate_95 | battery_8 | 2018 | 0 | 30.0443
geo_moderate_95 | battery_8 | 2020 | 0 | 29.8359
geo_moderate_95 | battery_8 | 2022 | 0 | 89.7609
geo_moderate_95 | battery_8 | 2024 | 0 | 97.1813
geo_moderate_95 | battery_8 | 2026 | 0 | 87.8373
geo_moderate_95 | battery_8 | 2028 | 0 | 88.269
geo_moderate_95 | battery_8 | 2030 | 0.71345 | 108.203
geo_moderate_95 | battery_8 | 2032 | 1.2197 | 57.1987
geo_moderate_95 | battery_8 | 2034 | 4.32 | 67.8516
geo_moderate_95 | battery_8 | 2036 | 5.1241 | 58.7704
geo_moderate_95 | battery_8 | 2038 | 2.9042 | 46.6474
geo_moderate_95 | battery_8 | 2040 | 0 | 32.267
geo_moderate_95 | battery_8 | 2042 | 0 | 41.102
geo_moderate_95 | battery_8 | 2044 | 0 | 51.4648
geo_moderate_95 | battery_8 | 2046 | 0 | 128.1807
geo_moderate_95 | battery_8 | 2048 | 2.5557 | 124.3887
geo_moderate_95 | battery_8 | 2050 | 22.0742 | 248.8907
geo_moderate_95 | battery_10 | 2012 | 0 | 26.5763
geo_moderate_95 | battery_10 | 2014 | 0 | 17.8324
geo_moderate_95 | battery_10 | 2016 | 0 | 26.9063
geo_moderate_95 | battery_10 | 2018 | 0 | 30.0443
geo_moderate_95 | battery_10 | 2020 | 0 | 29.8359
geo_moderate_95 | battery_10 | 2022 | 0 | 89.7609
geo_moderate_95 | battery_10 | 2024 | 0 | 97.1813
geo_moderate_95 | battery_10 | 2026 | 0 | 87.8373
geo_moderate_95 | battery_10 | 2028 | 0 | 88.269
geo_moderate_95 | battery_10 | 2030 | 0 | 108.203
geo_moderate_95 | battery_10 | 2032 | 0 | 57.1987
geo_moderate_95 | battery_10 | 2034 | 0 | 67.8516
geo_moderate_95 | battery_10 | 2036 | 0 | 58.7704
geo_moderate_95 | battery_10 | 2038 | 0 | 46.6474
geo_moderate_95 | battery_10 | 2040 | 0 | 32.267
geo_moderate_95 | battery_10 | 2042 | 0 | 41.102
geo_moderate_95 | battery_10 | 2044 | 0 | 51.4648
geo_moderate_95 | battery_10 | 2046 | 0 | 128.1807
geo_moderate_95 | battery_10 | 2048 | 0 | 124.3887
geo_moderate_95 | battery_10 | 2050 | 14.3912 | 248.8907
geo_moderate_95 | pumped-hydro | 2012 | 0.0335 | 26.5763
geo_moderate_95 | pumped-hydro | 2014 | 0.01 | 17.8324
geo_moderate_95 | pumped-hydro | 2016 | 0 | 26.9063
geo_moderate_95 | pumped-hydro | 2018 | 0 | 30.0443
geo_moderate_95 | pumped-hydro | 2020 | 0 | 29.8359
geo_moderate_95 | pumped-hydro | 2022 | 0 | 89.7609
geo_moderate_95 | pumped-hydro | 2024 | 0 | 97.1813
geo_moderate_95 | pumped-hydro | 2026 | 1.0806 | 87.8373
geo_moderate_95 | pumped-hydro | 2028 | 0.36727 | 88.269
geo_moderate_95 | pumped-hydro | 2030 | 0 | 108.203
geo_moderate_95 | pumped-hydro | 2032 | 0.6001 | 57.1987
geo_moderate_95 | pumped-hydro | 2034 | 0.68311 | 67.8516
geo_moderate_95 | pumped-hydro | 2036 | 0 | 58.7704
geo_moderate_95 | pumped-hydro | 2038 | 0 | 46.6474
geo_moderate_95 | pumped-hydro | 2040 | 0 | 32.267
geo_moderate_95 | pumped-hydro | 2042 | 0 | 41.102
geo_moderate_95 | pumped-hydro | 2044 | 0 | 51.4648
geo_moderate_95 | pumped-hydro | 2046 | 0 | 128.1807
geo_moderate_95 | pumped-hydro | 2048 | 0 | 124.3887
geo_moderate_95 | pumped-hydro | 2050 | 0 | 248.8907

## 6_Annual Retirements (GW)
scenario | tech | year | Capacity (GW) | Net Level Capacity (GW)
geo_moderate_95 | nuclear | 2012 | 0 | 10.6044
geo_moderate_95 | nuclear | 2014 | 2.0901 | 14.0765
geo_moderate_95 | nuclear | 2016 | 0.2414 | 20.9431
geo_moderate_95 | nuclear | 2018 | 0.30385 | 19.4899
geo_moderate_95 | nuclear | 2020 | 1.5474 | 15.568
geo_moderate_95 | nuclear | 2022 | 0.9024 | 13.934
geo_moderate_95 | nuclear | 2024 | 0 | 42.699
geo_moderate_95 | nuclear | 2026 | 0 | 7.1664
geo_moderate_95 | nuclear | 2028 | 0 | 14.6414
geo_moderate_95 | nuclear | 2030 | 1.12 | 12.8161
geo_moderate_95 | nuclear | 2032 | 0 | 4.3867
geo_moderate_95 | nuclear | 2034 | 1.5415 | 6.5041
geo_moderate_95 | nuclear | 2036 | 1.3854 | 5.6097
geo_moderate_95 | nuclear | 2038 | 0 | 11.8146
geo_moderate_95 | nuclear | 2040 | 0 | 17.0856
geo_moderate_95 | nuclear | 2042 | 0 | 27.0025
geo_moderate_95 | nuclear | 2044 | 0 | 28.2384
geo_moderate_95 | nuclear | 2046 | 0 | 60.1805
geo_moderate_95 | nuclear | 2048 | 0 | 37.6145
geo_moderate_95 | nuclear | 2050 | 1.3546 | 157.7741
geo_moderate_95 | coal | 2012 | 6.6621 | 10.6044
geo_moderate_95 | coal | 2014 | 5.9469 | 14.0765
geo_moderate_95 | coal | 2016 | 12.4971 | 20.9431
geo_moderate_95 | coal | 2018 | 10.4291 | 19.4899
geo_moderate_95 | coal | 2020 | 8.7861 | 15.568
geo_moderate_95 | coal | 2022 | 9.1232 | 13.934
geo_moderate_95 | coal | 2024 | 6.6386 | 42.699
geo_moderate_95 | coal | 2026 | 5.0769 | 7.1664
geo_moderate_95 | coal | 2028 | 9.4641 | 14.6414
geo_moderate_95 | coal | 2030 | 6.5072 | 12.8161
geo_moderate_95 | coal | 2032 | 1.0761 | 4.3867
geo_moderate_95 | coal | 2034 | 2.0903 | 6.5041
geo_moderate_95 | coal | 2036 | 0.69515 | 5.6097
geo_moderate_95 | coal | 2038 | 0.85355 | 11.8146
geo_moderate_95 | coal | 2040 | 1.4158 | 17.0856
geo_moderate_95 | coal | 2042 | 2.2902 | 27.0025
geo_moderate_95 | coal | 2044 | 4.8396 | 28.2384
geo_moderate_95 | coal | 2046 | 7.3799 | 60.1805
geo_moderate_95 | coal | 2048 | 7.1692 | 37.6145
geo_moderate_95 | coal | 2050 | 45.5134 | 157.7741
geo_moderate_95 | gas-cc | 2012 | 0.03475 | 10.6044
geo_moderate_95 | gas-cc | 2014 | 0.72625 | 14.0765
geo_moderate_95 | gas-cc | 2016 | 0.40415 | 20.9431
geo_moderate_95 | gas-cc | 2018 | 0.7143 | 19.4899
geo_moderate_95 | gas-cc | 2020 | 0.473 | 15.568
geo_moderate_95 | gas-cc | 2022 | 0.30965 | 13.934
geo_moderate_95 | gas-cc | 2024 | 2.2258 | 42.699
geo_moderate_95 | gas-cc | 2026 | 0.07 | 7.1664
geo_moderate_95 | gas-cc | 2028 | 3.6078 | 14.6414
geo_moderate_95 | gas-cc | 2030 | 1.5661 | 12.8161
geo_moderate_95 | gas-cc | 2032 | 0.75205 | 4.3867
geo_moderate_95 | gas-cc | 2034 | 0.1085 | 6.5041
geo_moderate_95 | gas-cc | 2036 | 0.53105 | 5.6097
geo_moderate_95 | gas-cc | 2038 | 0.0365 | 11.8146
geo_moderate_95 | gas-cc | 2040 | 0.8127 | 17.0856
geo_moderate_95 | gas-cc | 2042 | 0.93735 | 27.0025
geo_moderate_95 | gas-cc | 2044 | 0.64165 | 28.2384
geo_moderate_95 | gas-cc | 2046 | 7.8826 | 60.1805
geo_moderate_95 | gas-cc | 2048 | 1.8153 | 37.6145
geo_moderate_95 | gas-cc | 2050 | 38.7662 | 157.7741
geo_moderate_95 | gas-ct | 2012 | 0.6654 | 10.6044
geo_moderate_95 | gas-ct | 2014 | 0.543 | 14.0765
geo_moderate_95 | gas-ct | 2016 | 2.0336 | 20.9431
geo_moderate_95 | gas-ct | 2018 | 0.6648 | 19.4899
geo_moderate_95 | gas-ct | 2020 | 0.90765 | 15.568
geo_moderate_95 | gas-ct | 2022 | 0.4607 | 13.934
geo_moderate_95 | gas-ct | 2024 | 9.0866 | 42.699
geo_moderate_95 | gas-ct | 2026 | 1.1481 | 7.1664
geo_moderate_95 | gas-ct | 2028 | 0.9088 | 14.6414
geo_moderate_95 | gas-ct | 2030 | 0.9292 | 12.8161
geo_moderate_95 | gas-ct | 2032 | 0.4035 | 4.3867
geo_moderate_95 | gas-ct | 2034 | 0.2456 | 6.5041
geo_moderate_95 | gas-ct | 2036 | 0.63378 | 5.6097
geo_moderate_95 | gas-ct | 2038 | 0.08015 | 11.8146
geo_moderate_95 | gas-ct | 2040 | 0.36385 | 17.0856
geo_moderate_95 | gas-ct | 2042 | 0.36445 | 27.0025
geo_moderate_95 | gas-ct | 2044 | 0.8516 | 28.2384
geo_moderate_95 | gas-ct | 2046 | 10.484 | 60.1805
geo_moderate_95 | gas-ct | 2048 | 1.0707 | 37.6145
geo_moderate_95 | gas-ct | 2050 | 30.3017 | 157.7741
geo_moderate_95 | o-g-s | 2012 | 3.9997 | 10.6044
geo_moderate_95 | o-g-s | 2014 | 4.7519 | 14.0765
geo_moderate_95 | o-g-s | 2016 | 6.1349 | 20.9431
geo_moderate_95 | o-g-s | 2018 | 7.3718 | 19.4899
geo_moderate_95 | o-g-s | 2020 | 3.291 | 15.568
geo_moderate_95 | o-g-s | 2022 | 2.4244 | 13.934
geo_moderate_95 | o-g-s | 2024 | 24.6982 | 42.699
geo_moderate_95 | o-g-s | 2026 | 1.259 | 7.1664
geo_moderate_95 | o-g-s | 2028 | 0.90363 | 14.6414
geo_moderate_95 | o-g-s | 2030 | 2.2014 | 12.8161
geo_moderate_95 | o-g-s | 2032 | 0.57763 | 4.3867
geo_moderate_95 | o-g-s | 2034 | 0.78185 | 6.5041
geo_moderate_95 | o-g-s | 2036 | 0.30018 | 5.6097
geo_moderate_95 | o-g-s | 2038 | 0.71485 | 11.8146
geo_moderate_95 | o-g-s | 2040 | 0.4672 | 17.0856
geo_moderate_95 | o-g-s | 2042 | 0.70258 | 27.0025
geo_moderate_95 | o-g-s | 2044 | 1.0086 | 28.2384
geo_moderate_95 | o-g-s | 2046 | 1.0006 | 60.1805
geo_moderate_95 | o-g-s | 2048 | 1.8337 | 37.6145
geo_moderate_95 | o-g-s | 2050 | 5.2354 | 157.7741
geo_moderate_95 | geothermal | 2012 | 0 | 10.6044
geo_moderate_95 | geothermal | 2014 | 0 | 14.0765
geo_moderate_95 | geothermal | 2016 | 0 | 20.9431
geo_moderate_95 | geothermal | 2018 | 0 | 19.4899
geo_moderate_95 | geothermal | 2020 | 0 | 15.568
geo_moderate_95 | geothermal | 2022 | 0 | 13.934
geo_moderate_95 | geothermal | 2024 | 0 | 42.699
geo_moderate_95 | geothermal | 2026 | 0 | 7.1664
geo_moderate_95 | geothermal | 2028 | 0 | 14.6414
geo_moderate_95 | geothermal | 2030 | 0 | 12.8161
geo_moderate_95 | geothermal | 2032 | 0 | 4.3867
geo_moderate_95 | geothermal | 2034 | 0 | 6.5041
geo_moderate_95 | geothermal | 2036 | 0 | 5.6097
geo_moderate_95 | geothermal | 2038 | 0 | 11.8146
geo_moderate_95 | geothermal | 2040 | 0.098105 | 17.0856
geo_moderate_95 | geothermal | 2042 | 0.0675 | 27.0025
geo_moderate_95 | geothermal | 2044 | 0.0427 | 28.2384
geo_moderate_95 | geothermal | 2046 | 0.025 | 60.1805
geo_moderate_95 | geothermal | 2048 | 0.03015 | 37.6145
geo_moderate_95 | geothermal | 2050 | 0.57346 | 157.7741
geo_moderate_95 | biopower | 2012 | 0.0725 | 10.6044
geo_moderate_95 | biopower | 2014 | 0.01635 | 14.0765
geo_moderate_95 | biopower | 2016 | 0.11075 | 20.9431
geo_moderate_95 | biopower | 2018 | 0.0591 | 19.4899
geo_moderate_95 | biopower | 2020 | 0.16595 | 15.568
geo_moderate_95 | biopower | 2022 | 0.0715 | 13.934
geo_moderate_95 | biopower | 2024 | 0.008 | 42.699
geo_moderate_95 | biopower | 2026 | 0 | 7.1664
geo_moderate_95 | biopower | 2028 | 0.12945 | 14.6414
geo_moderate_95 | biopower | 2030 | 0.1181 | 12.8161
geo_moderate_95 | biopower | 2032 | 0.1469 | 4.3867
geo_moderate_95 | biopower | 2034 | 0.18965 | 6.5041
geo_moderate_95 | biopower | 2036 | 0.103 | 5.6097
geo_moderate_95 | biopower | 2038 | 0.07005 | 11.8146
geo_moderate_95 | biopower | 2040 | 0.0175 | 17.0856
geo_moderate_95 | biopower | 2042 | 0.04145 | 27.0025
geo_moderate_95 | biopower | 2044 | 0.0425 | 28.2384
geo_moderate_95 | biopower | 2046 | 0.0025 | 60.1805
geo_moderate_95 | biopower | 2048 | 0.0165 | 37.6145
geo_moderate_95 | biopower | 2050 | 0.00215 | 157.7741
geo_moderate_95 | lfill-gas | 2012 | 0.03035 | 10.6044
geo_moderate_95 | lfill-gas | 2014 | 0.0504 | 14.0765
geo_moderate_95 | lfill-gas | 2016 | 0.0922 | 20.9431
geo_moderate_95 | lfill-gas | 2018 | 0.04505 | 19.4899
geo_moderate_95 | lfill-gas | 2020 | 0.0948 | 15.568
geo_moderate_95 | lfill-gas | 2022 | 0.00395 | 13.934
geo_moderate_95 | lfill-gas | 2024 | 0 | 42.699
geo_moderate_95 | lfill-gas | 2026 | 0 | 7.1664
geo_moderate_95 | lfill-gas | 2028 | 0.018 | 14.6414
geo_moderate_95 | lfill-gas | 2030 | 0 | 12.8161
geo_moderate_95 | lfill-gas | 2032 | 0 | 4.3867
geo_moderate_95 | lfill-gas | 2034 | 0 | 6.5041
geo_moderate_95 | lfill-gas | 2036 | 0 | 5.6097
geo_moderate_95 | lfill-gas | 2038 | 0 | 11.8146
geo_moderate_95 | lfill-gas | 2040 | 0 | 17.0856
geo_moderate_95 | lfill-gas | 2042 | 0 | 27.0025
geo_moderate_95 | lfill-gas | 2044 | 0 | 28.2384
geo_moderate_95 | lfill-gas | 2046 | 0 | 60.1805
geo_moderate_95 | lfill-gas | 2048 | 0 | 37.6145
geo_moderate_95 | lfill-gas | 2050 | 0 | 157.7741
geo_moderate_95 | wind-ons | 2012 | 0.0185 | 10.6044
geo_moderate_95 | wind-ons | 2014 | 0.01225 | 14.0765
geo_moderate_95 | wind-ons | 2016 | 0.29195 | 20.9431
geo_moderate_95 | wind-ons | 2018 | 0.054475 | 19.4899
geo_moderate_95 | wind-ons | 2020 | 0.09905 | 15.568
geo_moderate_95 | wind-ons | 2022 | 0.1284 | 13.934
geo_moderate_95 | wind-ons | 2024 | 0.00535 | 42.699
geo_moderate_95 | wind-ons | 2026 | 0.03 | 7.1664
geo_moderate_95 | wind-ons | 2028 | 0.0094 | 14.6414
geo_moderate_95 | wind-ons | 2030 | 0.376 | 12.8161
geo_moderate_95 | wind-ons | 2032 | 1.0314 | 4.3867
geo_moderate_95 | wind-ons | 2034 | 1.146 | 6.5041
geo_moderate_95 | wind-ons | 2036 | 1.2576 | 5.6097
geo_moderate_95 | wind-ons | 2038 | 3.9312 | 11.8146
geo_moderate_95 | wind-ons | 2040 | 11.4731 | 17.0856
geo_moderate_95 | wind-ons | 2042 | 9.9098 | 27.0025
geo_moderate_95 | wind-ons | 2044 | 2.8817 | 28.2384
geo_moderate_95 | wind-ons | 2046 | 8.4669 | 60.1805
geo_moderate_95 | wind-ons | 2048 | 6.4669 | 37.6145
geo_moderate_95 | wind-ons | 2050 | 11.8347 | 157.7741
geo_moderate_95 | wind-ofs | 2012 | 0 | 10.6044
geo_moderate_95 | wind-ofs | 2014 | 0 | 14.0765
geo_moderate_95 | wind-ofs | 2016 | 0 | 20.9431
geo_moderate_95 | wind-ofs | 2018 | 0 | 19.4899
geo_moderate_95 | wind-ofs | 2020 | 0 | 15.568
geo_moderate_95 | wind-ofs | 2022 | 0 | 13.934
geo_moderate_95 | wind-ofs | 2024 | 0 | 42.699
geo_moderate_95 | wind-ofs | 2026 | 0 | 7.1664
geo_moderate_95 | wind-ofs | 2028 | 0 | 14.6414
geo_moderate_95 | wind-ofs | 2030 | 0 | 12.8161
geo_moderate_95 | wind-ofs | 2032 | 0 | 4.3867
geo_moderate_95 | wind-ofs | 2034 | 0 | 6.5041
geo_moderate_95 | wind-ofs | 2036 | 0 | 5.6097
geo_moderate_95 | wind-ofs | 2038 | 0 | 11.8146
geo_moderate_95 | wind-ofs | 2040 | 0 | 17.0856
geo_moderate_95 | wind-ofs | 2042 | 0 | 27.0025
geo_moderate_95 | wind-ofs | 2044 | 0 | 28.2384
geo_moderate_95 | wind-ofs | 2046 | 0.01465 | 60.1805
geo_moderate_95 | wind-ofs | 2048 | 0 | 37.6145
geo_moderate_95 | wind-ofs | 2050 | 0.00635 | 157.7741
geo_moderate_95 | csp | 2012 | 0 | 10.6044
geo_moderate_95 | csp | 2014 | 0 | 14.0765
geo_moderate_95 | csp | 2016 | 0 | 20.9431
geo_moderate_95 | csp | 2018 | 0 | 19.4899
geo_moderate_95 | csp | 2020 | 0 | 15.568
geo_moderate_95 | csp | 2022 | 0 | 13.934
geo_moderate_95 | csp | 2024 | 0 | 42.699
geo_moderate_95 | csp | 2026 | 0 | 7.1664
geo_moderate_95 | csp | 2028 | 0 | 14.6414
geo_moderate_95 | csp | 2030 | 0 | 12.8161
geo_moderate_95 | csp | 2032 | 0 | 4.3867
geo_moderate_95 | csp | 2034 | 0 | 6.5041
geo_moderate_95 | csp | 2036 | 0 | 5.6097
geo_moderate_95 | csp | 2038 | 0 | 11.8146
geo_moderate_95 | csp | 2040 | 0 | 17.0856
geo_moderate_95 | csp | 2042 | 0 | 27.0025
geo_moderate_95 | csp | 2044 | 0.6067 | 28.2384
geo_moderate_95 | csp | 2046 | 0.055 | 60.1805
geo_moderate_95 | csp | 2048 | 0 | 37.6145
geo_moderate_95 | csp | 2050 | 0 | 157.7741
geo_moderate_95 | upv | 2012 | 0 | 10.6044
geo_moderate_95 | upv | 2014 | 0 | 14.0765
geo_moderate_95 | upv | 2016 | 0 | 20.9431
geo_moderate_95 | upv | 2018 | 0 | 19.4899
geo_moderate_95 | upv | 2020 | 0 | 15.568
geo_moderate_95 | upv | 2022 | 0 | 13.934
geo_moderate_95 | upv | 2024 | 0 | 42.699
geo_moderate_95 | upv | 2026 | 0 | 7.1664
geo_moderate_95 | upv | 2028 | 0 | 14.6414
geo_moderate_95 | upv | 2030 | 0 | 12.8161
geo_moderate_95 | upv | 2032 | 0 | 4.3867
geo_moderate_95 | upv | 2034 | 0 | 6.5041
geo_moderate_95 | upv | 2036 | 0 | 5.6097
geo_moderate_95 | upv | 2038 | 0 | 11.8146
geo_moderate_95 | upv | 2040 | 0.0743 | 17.0856
geo_moderate_95 | upv | 2042 | 0.89845 | 27.0025
geo_moderate_95 | upv | 2044 | 2.5126 | 28.2384
geo_moderate_95 | upv | 2046 | 4.7584 | 60.1805
geo_moderate_95 | upv | 2048 | 4.11 | 37.6145
geo_moderate_95 | upv | 2050 | 7.0028 | 157.7741
geo_moderate_95 | dupv | 2012 | 0 | 10.6044
geo_moderate_95 | dupv | 2014 | 0 | 14.0765
geo_moderate_95 | dupv | 2016 | 0 | 20.9431
geo_moderate_95 | dupv | 2018 | 0 | 19.4899
geo_moderate_95 | dupv | 2020 | 0 | 15.568
geo_moderate_95 | dupv | 2022 | 0 | 13.934
geo_moderate_95 | dupv | 2024 | 0 | 42.699
geo_moderate_95 | dupv | 2026 | 0 | 7.1664
geo_moderate_95 | dupv | 2028 | 0 | 14.6414
geo_moderate_95 | dupv | 2030 | 0 | 12.8161
geo_moderate_95 | dupv | 2032 | 0 | 4.3867
geo_moderate_95 | dupv | 2034 | 0 | 6.5041
geo_moderate_95 | dupv | 2036 | 0 | 5.6097
geo_moderate_95 | dupv | 2038 | 0 | 11.8146
geo_moderate_95 | dupv | 2040 | 0.0295 | 17.0856
geo_moderate_95 | dupv | 2042 | 0.25145 | 27.0025
geo_moderate_95 | dupv | 2044 | 0.44975 | 28.2384
geo_moderate_95 | dupv | 2046 | 0.56363 | 60.1805
geo_moderate_95 | dupv | 2048 | 0.71455 | 37.6145
geo_moderate_95 | dupv | 2050 | 0.6629 | 157.7741
geo_moderate_95 | pvb | 2012 | 0 | 10.6044
geo_moderate_95 | pvb | 2014 | 1.82e-05 | 14.0765
geo_moderate_95 | pvb | 2016 | 0.00023881 | 20.9431
geo_moderate_95 | pvb | 2018 | 0.0031193 | 19.4899
geo_moderate_95 | pvb | 2020 | 0.0044809 | 15.568
geo_moderate_95 | pvb | 2022 | 0.011136 | 13.934
geo_moderate_95 | pvb | 2024 | 0.063167 | 42.699
geo_moderate_95 | pvb | 2026 | 0.093134 | 7.1664
geo_moderate_95 | pvb | 2028 | 0.095592 | 14.6414
geo_moderate_95 | pvb | 2030 | 0.10115 | 12.8161
geo_moderate_95 | pvb | 2032 | 0.19744 | 4.3867
geo_moderate_95 | pvb | 2034 | 0.2338 | 6.5041
geo_moderate_95 | pvb | 2036 | 0.31145 | 5.6097
geo_moderate_95 | pvb | 2038 | 0.31979 | 11.8146
geo_moderate_95 | pvb | 2040 | 0.3171 | 17.0856
geo_moderate_95 | pvb | 2042 | 0.31339 | 27.0025
geo_moderate_95 | pvb | 2044 | 0.32147 | 28.2384
geo_moderate_95 | pvb | 2046 | 0.47532 | 60.1805
geo_moderate_95 | pvb | 2048 | 0.38524 | 37.6145
geo_moderate_95 | pvb | 2050 | 0.68834 | 157.7741
geo_moderate_95 | battery_2 | 2012 | 0 | 10.6044
geo_moderate_95 | battery_2 | 2014 | 0 | 14.0765
geo_moderate_95 | battery_2 | 2016 | 0 | 20.9431
geo_moderate_95 | battery_2 | 2018 | 0 | 19.4899
geo_moderate_95 | battery_2 | 2020 | 0 | 15.568
geo_moderate_95 | battery_2 | 2022 | 0 | 13.934
geo_moderate_95 | battery_2 | 2024 | 0.003 | 42.699
geo_moderate_95 | battery_2 | 2026 | 0.0065 | 7.1664
geo_moderate_95 | battery_2 | 2028 | 0.0274 | 14.6414
geo_moderate_95 | battery_2 | 2030 | 0.02795 | 12.8161
geo_moderate_95 | battery_2 | 2032 | 0.112 | 4.3867
geo_moderate_95 | battery_2 | 2034 | 0.0732 | 6.5041
geo_moderate_95 | battery_2 | 2036 | 0.13135 | 5.6097
geo_moderate_95 | battery_2 | 2038 | 4.1792 | 11.8146
geo_moderate_95 | battery_2 | 2040 | 1.3135 | 17.0856
geo_moderate_95 | battery_2 | 2042 | 1.7132 | 27.0025
geo_moderate_95 | battery_2 | 2044 | 1.169 | 28.2384
geo_moderate_95 | battery_2 | 2046 | 1.0039 | 60.1805
geo_moderate_95 | battery_2 | 2048 | 0.30094 | 37.6145
geo_moderate_95 | battery_2 | 2050 | 0.092762 | 157.7741
geo_moderate_95 | battery_4 | 2012 | 0 | 10.6044
geo_moderate_95 | battery_4 | 2014 | 0 | 14.0765
geo_moderate_95 | battery_4 | 2016 | 0 | 20.9431
geo_moderate_95 | battery_4 | 2018 | 0 | 19.4899
geo_moderate_95 | battery_4 | 2020 | 0 | 15.568
geo_moderate_95 | battery_4 | 2022 | 0 | 13.934
geo_moderate_95 | battery_4 | 2024 | 0 | 42.699
geo_moderate_95 | battery_4 | 2026 | 0 | 7.1664
geo_moderate_95 | battery_4 | 2028 | 0.001 | 14.6414
geo_moderate_95 | battery_4 | 2030 | 0.004 | 12.8161
geo_moderate_95 | battery_4 | 2032 | 0.04595 | 4.3867
geo_moderate_95 | battery_4 | 2034 | 0.0564 | 6.5041
geo_moderate_95 | battery_4 | 2036 | 0.1365 | 5.6097
geo_moderate_95 | battery_4 | 2038 | 1.404 | 11.8146
geo_moderate_95 | battery_4 | 2040 | 0.6589 | 17.0856
geo_moderate_95 | battery_4 | 2042 | 9.0893 | 27.0025
geo_moderate_95 | battery_4 | 2044 | 6.7059 | 28.2384
geo_moderate_95 | battery_4 | 2046 | 7.8382 | 60.1805
geo_moderate_95 | battery_4 | 2048 | 4.4839 | 37.6145
geo_moderate_95 | battery_4 | 2050 | 3.6579 | 157.7741
geo_moderate_95 | battery_6 | 2012 | 0 | 10.6044
geo_moderate_95 | battery_6 | 2014 | 0 | 14.0765
geo_moderate_95 | battery_6 | 2016 | 0 | 20.9431
geo_moderate_95 | battery_6 | 2018 | 0 | 19.4899
geo_moderate_95 | battery_6 | 2020 | 0 | 15.568
geo_moderate_95 | battery_6 | 2022 | 0 | 13.934
geo_moderate_95 | battery_6 | 2024 | 0 | 42.699
geo_moderate_95 | battery_6 | 2026 | 0 | 7.1664
geo_moderate_95 | battery_6 | 2028 | 0 | 14.6414
geo_moderate_95 | battery_6 | 2030 | 0 | 12.8161
geo_moderate_95 | battery_6 | 2032 | 0 | 4.3867
geo_moderate_95 | battery_6 | 2034 | 0 | 6.5041
geo_moderate_95 | battery_6 | 2036 | 0 | 5.6097
geo_moderate_95 | battery_6 | 2038 | 0.16693 | 11.8146
geo_moderate_95 | battery_6 | 2040 | 0 | 17.0856
geo_moderate_95 | battery_6 | 2042 | 0.42341 | 27.0025
geo_moderate_95 | battery_6 | 2044 | 6.1646 | 28.2384
geo_moderate_95 | battery_6 | 2046 | 9.5163 | 60.1805
geo_moderate_95 | battery_6 | 2048 | 7.9976 | 37.6145
geo_moderate_95 | battery_6 | 2050 | 7.7614 | 157.7741
geo_moderate_95 | battery_8 | 2012 | 0 | 10.6044
geo_moderate_95 | battery_8 | 2014 | 0 | 14.0765
geo_moderate_95 | battery_8 | 2016 | 0 | 20.9431
geo_moderate_95 | battery_8 | 2018 | 0 | 19.4899
geo_moderate_95 | battery_8 | 2020 | 0 | 15.568
geo_moderate_95 | battery_8 | 2022 | 0 | 13.934
geo_moderate_95 | battery_8 | 2024 | 0 | 42.699
geo_moderate_95 | battery_8 | 2026 | 0 | 7.1664
geo_moderate_95 | battery_8 | 2028 | 0 | 14.6414
geo_moderate_95 | battery_8 | 2030 | 0 | 12.8161
geo_moderate_95 | battery_8 | 2032 | 0 | 4.3867
geo_moderate_95 | battery_8 | 2034 | 0 | 6.5041
geo_moderate_95 | battery_8 | 2036 | 0 | 5.6097
geo_moderate_95 | battery_8 | 2038 | 0 | 11.8146
geo_moderate_95 | battery_8 | 2040 | 0 | 17.0856
geo_moderate_95 | battery_8 | 2042 | 0 | 27.0025
geo_moderate_95 | battery_8 | 2044 | 0 | 28.2384
geo_moderate_95 | battery_8 | 2046 | 0.71345 | 60.1805
geo_moderate_95 | battery_8 | 2048 | 1.2197 | 37.6145
geo_moderate_95 | battery_8 | 2050 | 4.32 | 157.7741
geo_moderate_95 | pumped-hydro | 2012 | 0 | 10.6044
geo_moderate_95 | pumped-hydro | 2014 | 0 | 14.0765
geo_moderate_95 | pumped-hydro | 2016 | 0.0015 | 20.9431
geo_moderate_95 | pumped-hydro | 2018 | 0 | 19.4899
geo_moderate_95 | pumped-hydro | 2020 | 0 | 15.568
geo_moderate_95 | pumped-hydro | 2022 | 0 | 13.934
geo_moderate_95 | pumped-hydro | 2024 | 0 | 42.699
geo_moderate_95 | pumped-hydro | 2026 | 0 | 7.1664
geo_moderate_95 | pumped-hydro | 2028 | 0.0137 | 14.6414
geo_moderate_95 | pumped-hydro | 2030 | 0.001 | 12.8161
geo_moderate_95 | pumped-hydro | 2032 | 0 | 4.3867
geo_moderate_95 | pumped-hydro | 2034 | 0 | 6.5041
geo_moderate_95 | pumped-hydro | 2036 | 0 | 5.6097
geo_moderate_95 | pumped-hydro | 2038 | 0 | 11.8146
geo_moderate_95 | pumped-hydro | 2040 | 0 | 17.0856
geo_moderate_95 | pumped-hydro | 2042 | 0 | 27.0025
geo_moderate_95 | pumped-hydro | 2044 | 0 | 28.2384
geo_moderate_95 | pumped-hydro | 2046 | 0 | 60.1805
geo_moderate_95 | pumped-hydro | 2048 | 0 | 37.6145
geo_moderate_95 | pumped-hydro | 2050 | 0 | 157.7741
geo_moderate_95 | Canada | 2012 | -0.87891 | 10.6044
geo_moderate_95 | Canada | 2014 | -0.060666 | 14.0765
geo_moderate_95 | Canada | 2016 | -0.86474 | 20.9431
geo_moderate_95 | Canada | 2018 | -0.15575 | 19.4899
geo_moderate_95 | Canada | 2020 | 0.19862 | 15.568
geo_moderate_95 | Canada | 2022 | 0.49871 | 13.934
geo_moderate_95 | Canada | 2024 | -0.029749 | 42.699
geo_moderate_95 | Canada | 2026 | -0.51712 | 7.1664
geo_moderate_95 | Canada | 2028 | -0.53745 | 14.6414
geo_moderate_95 | Canada | 2030 | -0.13597 | 12.8161
geo_moderate_95 | Canada | 2032 | 0.043728 | 4.3867
geo_moderate_95 | Canada | 2034 | 0.03722 | 6.5041
geo_moderate_95 | Canada | 2036 | 0.12419 | 5.6097
geo_moderate_95 | Canada | 2038 | 0.058425 | 11.8146
geo_moderate_95 | Canada | 2040 | 0.043991 | 17.0856
geo_moderate_95 | Canada | 2042 | 0 | 27.0025
geo_moderate_95 | Canada | 2044 | 0 | 28.2384
geo_moderate_95 | Canada | 2046 | 0 | 60.1805
geo_moderate_95 | Canada | 2048 | 0 | 37.6145
geo_moderate_95 | Canada | 2050 | 0 | 157.7741

## 7_Final Gen by timeslice (GW)
scenario | tech | timeslice | Generation (GW) | Net Level Generation (GW)
geo_moderate_95 | nuclear | h01 (Summer 10pm-6am) | 83.5595 | 563.5109
geo_moderate_95 | nuclear | h02 (Summer 6am-1pm) | 83.5595 | 805.5059
geo_moderate_95 | nuclear | h03 (Summer 1pm-5pm) | 83.3815 | 990.0263
geo_moderate_95 | nuclear | h04 (Summer 5pm-10pm) | 83.5595 | 829.982
geo_moderate_95 | nuclear | h05 (Fall 10pm-6am) | 76.8575 | 502.273
geo_moderate_95 | nuclear | h06 (Fall 6am-1pm) | 76.7049 | 689.3862
geo_moderate_95 | nuclear | h07 (Fall 1pm-5pm) | 76.8575 | 820.7468
geo_moderate_95 | nuclear | h08 (Fall 5pm-10pm) | 76.8575 | 707.6356
geo_moderate_95 | nuclear | h09 (Winter 10pm-6am) | 78.2631 | 546.8107
geo_moderate_95 | nuclear | h10 (Winter 6am-1pm) | 78.2631 | 678.1944
geo_moderate_95 | nuclear | h11 (Winter 1pm-5pm) | 78.2498 | 752.6013
geo_moderate_95 | nuclear | h12 (Winter 5pm-10pm) | 78.2573 | 717.9891
geo_moderate_95 | nuclear | h13 (Spring 10pm-6am) | 27.0012 | 495.6894
geo_moderate_95 | nuclear | h14 (Spring 6am-1pm) | 24.1176 | 675.1313
geo_moderate_95 | nuclear | h15 (Spring 1pm-5pm) | 27.2008 | 789.4636
geo_moderate_95 | nuclear | h16 (Spring 5pm-10pm) | 27.098 | 692.5249
geo_moderate_95 | nuclear | h17 (Summer Peak) | 83.5595 | 1169.769
geo_moderate_95 | coal | h01 (Summer 10pm-6am) | 0 | 563.5109
geo_moderate_95 | coal | h02 (Summer 6am-1pm) | 0 | 805.5059
geo_moderate_95 | coal | h03 (Summer 1pm-5pm) | 0 | 990.0263
geo_moderate_95 | coal | h04 (Summer 5pm-10pm) | 0 | 829.982
geo_moderate_95 | coal | h05 (Fall 10pm-6am) | 0 | 502.273
geo_moderate_95 | coal | h06 (Fall 6am-1pm) | 0 | 689.3862
geo_moderate_95 | coal | h07 (Fall 1pm-5pm) | 0 | 820.7468
geo_moderate_95 | coal | h08 (Fall 5pm-10pm) | 0 | 707.6356
geo_moderate_95 | coal | h09 (Winter 10pm-6am) | 0 | 546.8107
geo_moderate_95 | coal | h10 (Winter 6am-1pm) | 0 | 678.1944
geo_moderate_95 | coal | h11 (Winter 1pm-5pm) | 0 | 752.6013
geo_moderate_95 | coal | h12 (Winter 5pm-10pm) | 0 | 717.9891
geo_moderate_95 | coal | h13 (Spring 10pm-6am) | 0 | 495.6894
geo_moderate_95 | coal | h14 (Spring 6am-1pm) | 0 | 675.1313
geo_moderate_95 | coal | h15 (Spring 1pm-5pm) | 0 | 789.4636
geo_moderate_95 | coal | h16 (Spring 5pm-10pm) | 0 | 692.5249
geo_moderate_95 | coal | h17 (Summer Peak) | 0 | 1169.769
geo_moderate_95 | gas-cc | h01 (Summer 10pm-6am) | 32.4121 | 563.5109
geo_moderate_95 | gas-cc | h02 (Summer 6am-1pm) | 28.2297 | 805.5059
geo_moderate_95 | gas-cc | h03 (Summer 1pm-5pm) | 40.904 | 990.0263
geo_moderate_95 | gas-cc | h04 (Summer 5pm-10pm) | 48.7194 | 829.982
geo_moderate_95 | gas-cc | h05 (Fall 10pm-6am) | 16.1439 | 502.273
geo_moderate_95 | gas-cc | h06 (Fall 6am-1pm) | 11.9581 | 689.3862
geo_moderate_95 | gas-cc | h07 (Fall 1pm-5pm) | 15.8194 | 820.7468
geo_moderate_95 | gas-cc | h08 (Fall 5pm-10pm) | 16.2751 | 707.6356
geo_moderate_95 | gas-cc | h09 (Winter 10pm-6am) | 16.7221 | 546.8107
geo_moderate_95 | gas-cc | h10 (Winter 6am-1pm) | 13.2641 | 678.1944
geo_moderate_95 | gas-cc | h11 (Winter 1pm-5pm) | 25.0264 | 752.6013
geo_moderate_95 | gas-cc | h12 (Winter 5pm-10pm) | 24.5164 | 717.9891
geo_moderate_95 | gas-cc | h13 (Spring 10pm-6am) | 0 | 495.6894
geo_moderate_95 | gas-cc | h14 (Spring 6am-1pm) | 0 | 675.1313
geo_moderate_95 | gas-cc | h15 (Spring 1pm-5pm) | 0 | 789.4636
geo_moderate_95 | gas-cc | h16 (Spring 5pm-10pm) | 0 | 692.5249
geo_moderate_95 | gas-cc | h17 (Summer Peak) | 48.7412 | 1169.769
geo_moderate_95 | gas-cc-ccs_mod_upgrade | h01 (Summer 10pm-6am) | 8.6822 | 563.5109
geo_moderate_95 | gas-cc-ccs_mod_upgrade | h02 (Summer 6am-1pm) | 6.0785 | 805.5059
geo_moderate_95 | gas-cc-ccs_mod_upgrade | h03 (Summer 1pm-5pm) | 11.275 | 990.0263
geo_moderate_95 | gas-cc-ccs_mod_upgrade | h04 (Summer 5pm-10pm) | 12.1557 | 829.982
geo_moderate_95 | gas-cc-ccs_mod_upgrade | h05 (Fall 10pm-6am) | 2.2663 | 502.273
geo_moderate_95 | gas-cc-ccs_mod_upgrade | h06 (Fall 6am-1pm) | 1.8783 | 689.3862
geo_moderate_95 | gas-cc-ccs_mod_upgrade | h07 (Fall 1pm-5pm) | 3.7566 | 820.7468
geo_moderate_95 | gas-cc-ccs_mod_upgrade | h08 (Fall 5pm-10pm) | 3.7557 | 707.6356
geo_moderate_95 | gas-cc-ccs_mod_upgrade | h09 (Winter 10pm-6am) | 6.8824 | 546.8107
geo_moderate_95 | gas-cc-ccs_mod_upgrade | h10 (Winter 6am-1pm) | 3.4412 | 678.1944
geo_moderate_95 | gas-cc-ccs_mod_upgrade | h11 (Winter 1pm-5pm) | 6.7577 | 752.6013
geo_moderate_95 | gas-cc-ccs_mod_upgrade | h12 (Winter 5pm-10pm) | 6.8824 | 717.9891
geo_moderate_95 | gas-cc-ccs_mod_upgrade | h13 (Spring 10pm-6am) | 0 | 495.6894
geo_moderate_95 | gas-cc-ccs_mod_upgrade | h14 (Spring 6am-1pm) | 0 | 675.1313
geo_moderate_95 | gas-cc-ccs_mod_upgrade | h15 (Spring 1pm-5pm) | 0 | 789.4636
geo_moderate_95 | gas-cc-ccs_mod_upgrade | h16 (Spring 5pm-10pm) | 0 | 692.5249
geo_moderate_95 | gas-cc-ccs_mod_upgrade | h17 (Summer Peak) | 12.1557 | 1169.769
geo_moderate_95 | gas-ct | h01 (Summer 10pm-6am) | 27.057 | 563.5109
geo_moderate_95 | gas-ct | h02 (Summer 6am-1pm) | 17.5838 | 805.5059
geo_moderate_95 | gas-ct | h03 (Summer 1pm-5pm) | 35.6429 | 990.0263
geo_moderate_95 | gas-ct | h04 (Summer 5pm-10pm) | 39.3029 | 829.982
geo_moderate_95 | gas-ct | h05 (Fall 10pm-6am) | 9.2293 | 502.273
geo_moderate_95 | gas-ct | h06 (Fall 6am-1pm) | 4.6162 | 689.3862
geo_moderate_95 | gas-ct | h07 (Fall 1pm-5pm) | 10.9909 | 820.7468
geo_moderate_95 | gas-ct | h08 (Fall 5pm-10pm) | 10.7523 | 707.6356
geo_moderate_95 | gas-ct | h09 (Winter 10pm-6am) | 10.3141 | 546.8107
geo_moderate_95 | gas-ct | h10 (Winter 6am-1pm) | 6.2223 | 678.1944
geo_moderate_95 | gas-ct | h11 (Winter 1pm-5pm) | 14.8149 | 752.6013
geo_moderate_95 | gas-ct | h12 (Winter 5pm-10pm) | 14.7133 | 717.9891
geo_moderate_95 | gas-ct | h13 (Spring 10pm-6am) | 0.15955 | 495.6894
geo_moderate_95 | gas-ct | h14 (Spring 6am-1pm) | 0.15955 | 675.1313
geo_moderate_95 | gas-ct | h15 (Spring 1pm-5pm) | 0.37989 | 789.4636
geo_moderate_95 | gas-ct | h16 (Spring 5pm-10pm) | 0.15955 | 692.5249
geo_moderate_95 | gas-ct | h17 (Summer Peak) | 39.8217 | 1169.769
geo_moderate_95 | o-g-s | h01 (Summer 10pm-6am) | 0.2375 | 563.5109
geo_moderate_95 | o-g-s | h02 (Summer 6am-1pm) | 0.17093 | 805.5059
geo_moderate_95 | o-g-s | h03 (Summer 1pm-5pm) | 0.2375 | 990.0263
geo_moderate_95 | o-g-s | h04 (Summer 5pm-10pm) | 0.2375 | 829.982
geo_moderate_95 | o-g-s | h05 (Fall 10pm-6am) | 0.024528 | 502.273
geo_moderate_95 | o-g-s | h06 (Fall 6am-1pm) | 0.024528 | 689.3862
geo_moderate_95 | o-g-s | h07 (Fall 1pm-5pm) | 0.049056 | 820.7468
geo_moderate_95 | o-g-s | h08 (Fall 5pm-10pm) | 0.049056 | 707.6356
geo_moderate_95 | o-g-s | h09 (Winter 10pm-6am) | 0.19623 | 546.8107
geo_moderate_95 | o-g-s | h10 (Winter 6am-1pm) | 0.19623 | 678.1944
geo_moderate_95 | o-g-s | h11 (Winter 1pm-5pm) | 0.19623 | 752.6013
geo_moderate_95 | o-g-s | h12 (Winter 5pm-10pm) | 0.19623 | 717.9891
geo_moderate_95 | o-g-s | h13 (Spring 10pm-6am) | 0 | 495.6894
geo_moderate_95 | o-g-s | h14 (Spring 6am-1pm) | 0 | 675.1313
geo_moderate_95 | o-g-s | h15 (Spring 1pm-5pm) | 0 | 789.4636
geo_moderate_95 | o-g-s | h16 (Spring 5pm-10pm) | 0 | 692.5249
geo_moderate_95 | o-g-s | h17 (Summer Peak) | 0.2375 | 1169.769
geo_moderate_95 | hydro | h01 (Summer 10pm-6am) | 36.9758 | 563.5109
geo_moderate_95 | hydro | h02 (Summer 6am-1pm) | 24.5063 | 805.5059
geo_moderate_95 | hydro | h03 (Summer 1pm-5pm) | 46.4454 | 990.0263
geo_moderate_95 | hydro | h04 (Summer 5pm-10pm) | 47.1321 | 829.982
geo_moderate_95 | hydro | h05 (Fall 10pm-6am) | 24.3085 | 502.273
geo_moderate_95 | hydro | h06 (Fall 6am-1pm) | 18.7103 | 689.3862
geo_moderate_95 | hydro | h07 (Fall 1pm-5pm) | 35.6857 | 820.7468
geo_moderate_95 | hydro | h08 (Fall 5pm-10pm) | 36.1154 | 707.6356
geo_moderate_95 | hydro | h09 (Winter 10pm-6am) | 31.383 | 546.8107
geo_moderate_95 | hydro | h10 (Winter 6am-1pm) | 24.3162 | 678.1944
geo_moderate_95 | hydro | h11 (Winter 1pm-5pm) | 44.2925 | 752.6013
geo_moderate_95 | hydro | h12 (Winter 5pm-10pm) | 44.3296 | 717.9891
geo_moderate_95 | hydro | h13 (Spring 10pm-6am) | 26.3034 | 495.6894
geo_moderate_95 | hydro | h14 (Spring 6am-1pm) | 24.0398 | 675.1313
geo_moderate_95 | hydro | h15 (Spring 1pm-5pm) | 29.4253 | 789.4636
geo_moderate_95 | hydro | h16 (Spring 5pm-10pm) | 26.889 | 692.5249
geo_moderate_95 | hydro | h17 (Summer Peak) | 46.6628 | 1169.769
geo_moderate_95 | geothermal | h01 (Summer 10pm-6am) | 4.4766 | 563.5109
geo_moderate_95 | geothermal | h02 (Summer 6am-1pm) | 4.4766 | 805.5059
geo_moderate_95 | geothermal | h03 (Summer 1pm-5pm) | 4.4766 | 990.0263
geo_moderate_95 | geothermal | h04 (Summer 5pm-10pm) | 4.4766 | 829.982
geo_moderate_95 | geothermal | h05 (Fall 10pm-6am) | 4.3332 | 502.273
geo_moderate_95 | geothermal | h06 (Fall 6am-1pm) | 4.3332 | 689.3862
geo_moderate_95 | geothermal | h07 (Fall 1pm-5pm) | 4.3332 | 820.7468
geo_moderate_95 | geothermal | h08 (Fall 5pm-10pm) | 4.3332 | 707.6356
geo_moderate_95 | geothermal | h09 (Winter 10pm-6am) | 4.3332 | 546.8107
geo_moderate_95 | geothermal | h10 (Winter 6am-1pm) | 4.3332 | 678.1944
geo_moderate_95 | geothermal | h11 (Winter 1pm-5pm) | 4.3322 | 752.6013
geo_moderate_95 | geothermal | h12 (Winter 5pm-10pm) | 4.3332 | 717.9891
geo_moderate_95 | geothermal | h13 (Spring 10pm-6am) | 3.9482 | 495.6894
geo_moderate_95 | geothermal | h14 (Spring 6am-1pm) | 3.8525 | 675.1313
geo_moderate_95 | geothermal | h15 (Spring 1pm-5pm) | 3.9009 | 789.4636
geo_moderate_95 | geothermal | h16 (Spring 5pm-10pm) | 3.9482 | 692.5249
geo_moderate_95 | geothermal | h17 (Summer Peak) | 4.4766 | 1169.769
geo_moderate_95 | biopower | h01 (Summer 10pm-6am) | 0.079632 | 563.5109
geo_moderate_95 | biopower | h02 (Summer 6am-1pm) | 0.063303 | 805.5059
geo_moderate_95 | biopower | h03 (Summer 1pm-5pm) | 0.15765 | 990.0263
geo_moderate_95 | biopower | h04 (Summer 5pm-10pm) | 0.15765 | 829.982
geo_moderate_95 | biopower | h05 (Fall 10pm-6am) | 0.0072594 | 502.273
geo_moderate_95 | biopower | h06 (Fall 6am-1pm) | 0.0051993 | 689.3862
geo_moderate_95 | biopower | h07 (Fall 1pm-5pm) | 0.012998 | 820.7468
geo_moderate_95 | biopower | h08 (Fall 5pm-10pm) | 0.012998 | 707.6356
geo_moderate_95 | biopower | h09 (Winter 10pm-6am) | 0.13385 | 546.8107
geo_moderate_95 | biopower | h10 (Winter 6am-1pm) | 0.068168 | 678.1944
geo_moderate_95 | biopower | h11 (Winter 1pm-5pm) | 0.14133 | 752.6013
geo_moderate_95 | biopower | h12 (Winter 5pm-10pm) | 0.16134 | 717.9891
geo_moderate_95 | biopower | h13 (Spring 10pm-6am) | 0 | 495.6894
geo_moderate_95 | biopower | h14 (Spring 6am-1pm) | 0 | 675.1313
geo_moderate_95 | biopower | h15 (Spring 1pm-5pm) | 0 | 789.4636
geo_moderate_95 | biopower | h16 (Spring 5pm-10pm) | 0 | 692.5249
geo_moderate_95 | biopower | h17 (Summer Peak) | 0.15729 | 1169.769
geo_moderate_95 | lfill-gas | h01 (Summer 10pm-6am) | 1.9055 | 563.5109
geo_moderate_95 | lfill-gas | h02 (Summer 6am-1pm) | 1.9055 | 805.5059
geo_moderate_95 | lfill-gas | h03 (Summer 1pm-5pm) | 1.9055 | 990.0263
geo_moderate_95 | lfill-gas | h04 (Summer 5pm-10pm) | 1.9055 | 829.982
geo_moderate_95 | lfill-gas | h05 (Fall 10pm-6am) | 1.7684 | 502.273
geo_moderate_95 | lfill-gas | h06 (Fall 6am-1pm) | 1.7245 | 689.3862
geo_moderate_95 | lfill-gas | h07 (Fall 1pm-5pm) | 1.742 | 820.7468
geo_moderate_95 | lfill-gas | h08 (Fall 5pm-10pm) | 1.7708 | 707.6356
geo_moderate_95 | lfill-gas | h09 (Winter 10pm-6am) | 1.797 | 546.8107
geo_moderate_95 | lfill-gas | h10 (Winter 6am-1pm) | 1.797 | 678.1944
geo_moderate_95 | lfill-gas | h11 (Winter 1pm-5pm) | 1.797 | 752.6013
geo_moderate_95 | lfill-gas | h12 (Winter 5pm-10pm) | 1.797 | 717.9891
geo_moderate_95 | lfill-gas | h13 (Spring 10pm-6am) | 1.2592 | 495.6894
geo_moderate_95 | lfill-gas | h14 (Spring 6am-1pm) | 1.0497 | 675.1313
geo_moderate_95 | lfill-gas | h15 (Spring 1pm-5pm) | 1.2632 | 789.4636
geo_moderate_95 | lfill-gas | h16 (Spring 5pm-10pm) | 1.2594 | 692.5249
geo_moderate_95 | lfill-gas | h17 (Summer Peak) | 1.9055 | 1169.769
geo_moderate_95 | wind-ons | h01 (Summer 10pm-6am) | 294.9172 | 563.5109
geo_moderate_95 | wind-ons | h02 (Summer 6am-1pm) | 122.2178 | 805.5059
geo_moderate_95 | wind-ons | h03 (Summer 1pm-5pm) | 161.4587 | 990.0263
geo_moderate_95 | wind-ons | h04 (Summer 5pm-10pm) | 274.5024 | 829.982
geo_moderate_95 | wind-ons | h05 (Fall 10pm-6am) | 320.6498 | 502.273
geo_moderate_95 | wind-ons | h06 (Fall 6am-1pm) | 191.4519 | 689.3862
geo_moderate_95 | wind-ons | h07 (Fall 1pm-5pm) | 191.968 | 820.7468
geo_moderate_95 | wind-ons | h08 (Fall 5pm-10pm) | 304.4688 | 707.6356
geo_moderate_95 | wind-ons | h09 (Winter 10pm-6am) | 359.2525 | 546.8107
geo_moderate_95 | wind-ons | h10 (Winter 6am-1pm) | 262.0476 | 678.1944
geo_moderate_95 | wind-ons | h11 (Winter 1pm-5pm) | 242.0482 | 752.6013
geo_moderate_95 | wind-ons | h12 (Winter 5pm-10pm) | 357.4217 | 717.9891
geo_moderate_95 | wind-ons | h13 (Spring 10pm-6am) | 350.1749 | 495.6894
geo_moderate_95 | wind-ons | h14 (Spring 6am-1pm) | 186.28 | 675.1313
geo_moderate_95 | wind-ons | h15 (Spring 1pm-5pm) | 225.4296 | 789.4636
geo_moderate_95 | wind-ons | h16 (Spring 5pm-10pm) | 342.2247 | 692.5249
geo_moderate_95 | wind-ons | h17 (Summer Peak) | 158.5503 | 1169.769
geo_moderate_95 | wind-ofs | h01 (Summer 10pm-6am) | 26.3378 | 563.5109
geo_moderate_95 | wind-ofs | h02 (Summer 6am-1pm) | 17.2399 | 805.5059
geo_moderate_95 | wind-ofs | h03 (Summer 1pm-5pm) | 24.8826 | 990.0263
geo_moderate_95 | wind-ofs | h04 (Summer 5pm-10pm) | 28.638 | 829.982
geo_moderate_95 | wind-ofs | h05 (Fall 10pm-6am) | 22.9329 | 502.273
geo_moderate_95 | wind-ofs | h06 (Fall 6am-1pm) | 20.0712 | 689.3862
geo_moderate_95 | wind-ofs | h07 (Fall 1pm-5pm) | 21.2093 | 820.7468
geo_moderate_95 | wind-ofs | h08 (Fall 5pm-10pm) | 24.5467 | 707.6356
geo_moderate_95 | wind-ofs | h09 (Winter 10pm-6am) | 30.1912 | 546.8107
geo_moderate_95 | wind-ofs | h10 (Winter 6am-1pm) | 27.5939 | 678.1944
geo_moderate_95 | wind-ofs | h11 (Winter 1pm-5pm) | 26.6521 | 752.6013
geo_moderate_95 | wind-ofs | h12 (Winter 5pm-10pm) | 31.2534 | 717.9891
geo_moderate_95 | wind-ofs | h13 (Spring 10pm-6am) | 28.856 | 495.6894
geo_moderate_95 | wind-ofs | h14 (Spring 6am-1pm) | 24.2651 | 675.1313
geo_moderate_95 | wind-ofs | h15 (Spring 1pm-5pm) | 26.3192 | 789.4636
geo_moderate_95 | wind-ofs | h16 (Spring 5pm-10pm) | 29.8288 | 692.5249
geo_moderate_95 | wind-ofs | h17 (Summer Peak) | 17.2582 | 1169.769
geo_moderate_95 | csp | h01 (Summer 10pm-6am) | 1.3793 | 563.5109
geo_moderate_95 | csp | h02 (Summer 6am-1pm) | 1.2965 | 805.5059
geo_moderate_95 | csp | h03 (Summer 1pm-5pm) | 1.3793 | 990.0263
geo_moderate_95 | csp | h04 (Summer 5pm-10pm) | 1.3793 | 829.982
geo_moderate_95 | csp | h05 (Fall 10pm-6am) | 1.3793 | 502.273
geo_moderate_95 | csp | h06 (Fall 6am-1pm) | 1.2464 | 689.3862
geo_moderate_95 | csp | h07 (Fall 1pm-5pm) | 1.3793 | 820.7468
geo_moderate_95 | csp | h08 (Fall 5pm-10pm) | 1.3793 | 707.6356
geo_moderate_95 | csp | h09 (Winter 10pm-6am) | 1.3793 | 546.8107
geo_moderate_95 | csp | h10 (Winter 6am-1pm) | 0.60217 | 678.1944
geo_moderate_95 | csp | h11 (Winter 1pm-5pm) | 1.3793 | 752.6013
geo_moderate_95 | csp | h12 (Winter 5pm-10pm) | 1.3793 | 717.9891
geo_moderate_95 | csp | h13 (Spring 10pm-6am) | 0 | 495.6894
geo_moderate_95 | csp | h14 (Spring 6am-1pm) | 0 | 675.1313
geo_moderate_95 | csp | h15 (Spring 1pm-5pm) | 0 | 789.4636
geo_moderate_95 | csp | h16 (Spring 5pm-10pm) | 0 | 692.5249
geo_moderate_95 | csp | h17 (Summer Peak) | 1.3793 | 1169.769
geo_moderate_95 | upv | h01 (Summer 10pm-6am) | 15.7562 | 563.5109
geo_moderate_95 | upv | h02 (Summer 6am-1pm) | 548.9037 | 805.5059
geo_moderate_95 | upv | h03 (Summer 1pm-5pm) | 533.7515 | 990.0263
geo_moderate_95 | upv | h04 (Summer 5pm-10pm) | 74.9633 | 829.982
geo_moderate_95 | upv | h05 (Fall 10pm-6am) | 0.90113 | 502.273
geo_moderate_95 | upv | h06 (Fall 6am-1pm) | 438.0555 | 689.3862
geo_moderate_95 | upv | h07 (Fall 1pm-5pm) | 405.1834 | 820.7468
geo_moderate_95 | upv | h08 (Fall 5pm-10pm) | 8.0183 | 707.6356
geo_moderate_95 | upv | h09 (Winter 10pm-6am) | 0 | 546.8107
geo_moderate_95 | upv | h10 (Winter 6am-1pm) | 280.4617 | 678.1944
geo_moderate_95 | upv | h11 (Winter 1pm-5pm) | 276.7292 | 752.6013
geo_moderate_95 | upv | h12 (Winter 5pm-10pm) | 0.51195 | 717.9891
geo_moderate_95 | upv | h13 (Spring 10pm-6am) | 7.4067 | 495.6894
geo_moderate_95 | upv | h14 (Spring 6am-1pm) | 501.249 | 675.1313
geo_moderate_95 | upv | h15 (Spring 1pm-5pm) | 476.2136 | 789.4636
geo_moderate_95 | upv | h16 (Spring 5pm-10pm) | 38.9738 | 692.5249
geo_moderate_95 | upv | h17 (Summer Peak) | 533.6765 | 1169.769
geo_moderate_95 | dupv | h01 (Summer 10pm-6am) | 0.016929 | 563.5109
geo_moderate_95 | dupv | h02 (Summer 6am-1pm) | 1.2898 | 805.5059
geo_moderate_95 | dupv | h03 (Summer 1pm-5pm) | 1.3621 | 990.0263
geo_moderate_95 | dupv | h04 (Summer 5pm-10pm) | 0.27045 | 829.982
geo_moderate_95 | dupv | h05 (Fall 10pm-6am) | 0 | 502.273
geo_moderate_95 | dupv | h06 (Fall 6am-1pm) | 0.94159 | 689.3862
geo_moderate_95 | dupv | h07 (Fall 1pm-5pm) | 1.0467 | 820.7468
geo_moderate_95 | dupv | h08 (Fall 5pm-10pm) | 0.059335 | 707.6356
geo_moderate_95 | dupv | h09 (Winter 10pm-6am) | 0 | 546.8107
geo_moderate_95 | dupv | h10 (Winter 6am-1pm) | 0.5976 | 678.1944
geo_moderate_95 | dupv | h11 (Winter 1pm-5pm) | 0.75436 | 752.6013
geo_moderate_95 | dupv | h12 (Winter 5pm-10pm) | 0.0073779 | 717.9891
geo_moderate_95 | dupv | h13 (Spring 10pm-6am) | 0 | 495.6894
geo_moderate_95 | dupv | h14 (Spring 6am-1pm) | 1.0862 | 675.1313
geo_moderate_95 | dupv | h15 (Spring 1pm-5pm) | 1.1946 | 789.4636
geo_moderate_95 | dupv | h16 (Spring 5pm-10pm) | 0.17044 | 692.5249
geo_moderate_95 | dupv | h17 (Summer Peak) | 1.3525 | 1169.769
geo_moderate_95 | distpv | h01 (Summer 10pm-6am) | 0.44643 | 563.5109
geo_moderate_95 | distpv | h02 (Summer 6am-1pm) | 73.7264 | 805.5059
geo_moderate_95 | distpv | h03 (Summer 1pm-5pm) | 66.623 | 990.0263
geo_moderate_95 | distpv | h04 (Summer 5pm-10pm) | 7.5941 | 829.982
geo_moderate_95 | distpv | h05 (Fall 10pm-6am) | 0.0015192 | 502.273
geo_moderate_95 | distpv | h06 (Fall 6am-1pm) | 63.1015 | 689.3862
geo_moderate_95 | distpv | h07 (Fall 1pm-5pm) | 60.1407 | 820.7468
geo_moderate_95 | distpv | h08 (Fall 5pm-10pm) | 1.7085 | 707.6356
geo_moderate_95 | distpv | h09 (Winter 10pm-6am) | 0 | 546.8107
geo_moderate_95 | distpv | h10 (Winter 6am-1pm) | 45.8388 | 678.1944
geo_moderate_95 | distpv | h11 (Winter 1pm-5pm) | 49.9505 | 752.6013
geo_moderate_95 | distpv | h12 (Winter 5pm-10pm) | 0.6699 | 717.9891
geo_moderate_95 | distpv | h13 (Spring 10pm-6am) | 0.21288 | 495.6894
geo_moderate_95 | distpv | h14 (Spring 6am-1pm) | 66.3182 | 675.1313
geo_moderate_95 | distpv | h15 (Spring 1pm-5pm) | 64.1904 | 789.4636
geo_moderate_95 | distpv | h16 (Spring 5pm-10pm) | 5.2655 | 692.5249
geo_moderate_95 | distpv | h17 (Summer Peak) | 66.7377 | 1169.769
geo_moderate_95 | pvb | h01 (Summer 10pm-6am) | 1.3447 | 563.5109
geo_moderate_95 | pvb | h02 (Summer 6am-1pm) | 27.3238 | 805.5059
geo_moderate_95 | pvb | h03 (Summer 1pm-5pm) | 28.815 | 990.0263
geo_moderate_95 | pvb | h04 (Summer 5pm-10pm) | 8.4417 | 829.982
geo_moderate_95 | pvb | h05 (Fall 10pm-6am) | 1.3692 | 502.273
geo_moderate_95 | pvb | h06 (Fall 6am-1pm) | 23.4343 | 689.3862
geo_moderate_95 | pvb | h07 (Fall 1pm-5pm) | 21.9106 | 820.7468
geo_moderate_95 | pvb | h08 (Fall 5pm-10pm) | 5.0752 | 707.6356
geo_moderate_95 | pvb | h09 (Winter 10pm-6am) | 0.32551 | 546.8107
geo_moderate_95 | pvb | h10 (Winter 6am-1pm) | 15.9264 | 678.1944
geo_moderate_95 | pvb | h11 (Winter 1pm-5pm) | 15.64 | 752.6013
geo_moderate_95 | pvb | h12 (Winter 5pm-10pm) | 5.4356 | 717.9891
geo_moderate_95 | pvb | h13 (Spring 10pm-6am) | 1.4987 | 495.6894
geo_moderate_95 | pvb | h14 (Spring 6am-1pm) | 20.1753 | 675.1313
geo_moderate_95 | pvb | h15 (Spring 1pm-5pm) | 14.2103 | 789.4636
geo_moderate_95 | pvb | h16 (Spring 5pm-10pm) | 6.3831 | 692.5249
geo_moderate_95 | pvb | h17 (Summer Peak) | 32.3248 | 1169.769
geo_moderate_95 | battery_2 | h01 (Summer 10pm-6am) | 0.00085324 | 563.5109
geo_moderate_95 | battery_2 | h02 (Summer 6am-1pm) | -3.0817 | 805.5059
geo_moderate_95 | battery_2 | h03 (Summer 1pm-5pm) | -0.32754 | 990.0263
geo_moderate_95 | battery_2 | h04 (Summer 5pm-10pm) | 2.2853 | 829.982
geo_moderate_95 | battery_2 | h05 (Fall 10pm-6am) | -1.692 | 502.273
geo_moderate_95 | battery_2 | h06 (Fall 6am-1pm) | -3.3132 | 689.3862
geo_moderate_95 | battery_2 | h07 (Fall 1pm-5pm) | 0.22579 | 820.7468
geo_moderate_95 | battery_2 | h08 (Fall 5pm-10pm) | 5.5996 | 707.6356
geo_moderate_95 | battery_2 | h09 (Winter 10pm-6am) | -1.5974 | 546.8107
geo_moderate_95 | battery_2 | h10 (Winter 6am-1pm) | -0.40375 | 678.1944
geo_moderate_95 | battery_2 | h11 (Winter 1pm-5pm) | 1.3666 | 752.6013
geo_moderate_95 | battery_2 | h12 (Winter 5pm-10pm) | 1.1329 | 717.9891
geo_moderate_95 | battery_2 | h13 (Spring 10pm-6am) | -0.54704 | 495.6894
geo_moderate_95 | battery_2 | h14 (Spring 6am-1pm) | -3.2217 | 675.1313
geo_moderate_95 | battery_2 | h15 (Spring 1pm-5pm) | -1.2734 | 789.4636
geo_moderate_95 | battery_2 | h16 (Spring 5pm-10pm) | 4.2839 | 692.5249
geo_moderate_95 | battery_2 | h17 (Summer Peak) | 13.4692 | 1169.769
geo_moderate_95 | battery_4 | h01 (Summer 10pm-6am) | -4.5556 | 563.5109
geo_moderate_95 | battery_4 | h02 (Summer 6am-1pm) | -42.3142 | 805.5059
geo_moderate_95 | battery_4 | h03 (Summer 1pm-5pm) | -8.2139 | 990.0263
geo_moderate_95 | battery_4 | h04 (Summer 5pm-10pm) | 54.0154 | 829.982
geo_moderate_95 | battery_4 | h05 (Fall 10pm-6am) | -7.5669 | 502.273
geo_moderate_95 | battery_4 | h06 (Fall 6am-1pm) | -47.2733 | 689.3862
geo_moderate_95 | battery_4 | h07 (Fall 1pm-5pm) | -1.2 | 820.7468
geo_moderate_95 | battery_4 | h08 (Fall 5pm-10pm) | 63.4929 | 707.6356
geo_moderate_95 | battery_4 | h09 (Winter 10pm-6am) | -7.7417 | 546.8107
geo_moderate_95 | battery_4 | h10 (Winter 6am-1pm) | -21.1803 | 678.1944
geo_moderate_95 | battery_4 | h11 (Winter 1pm-5pm) | -8.5675 | 752.6013
geo_moderate_95 | battery_4 | h12 (Winter 5pm-10pm) | 38.7682 | 717.9891
geo_moderate_95 | battery_4 | h13 (Spring 10pm-6am) | 4.2615 | 495.6894
geo_moderate_95 | battery_4 | h14 (Spring 6am-1pm) | -57.175 | 675.1313
geo_moderate_95 | battery_4 | h15 (Spring 1pm-5pm) | -10.028 | 789.4636
geo_moderate_95 | battery_4 | h16 (Spring 5pm-10pm) | 61.3484 | 692.5249
geo_moderate_95 | battery_4 | h17 (Summer Peak) | 63.4137 | 1169.769
geo_moderate_95 | battery_6 | h01 (Summer 10pm-6am) | -0.82576 | 563.5109
geo_moderate_95 | battery_6 | h02 (Summer 6am-1pm) | -45.1545 | 805.5059
geo_moderate_95 | battery_6 | h03 (Summer 1pm-5pm) | -5.4497 | 990.0263
geo_moderate_95 | battery_6 | h04 (Summer 5pm-10pm) | 52.1733 | 829.982
geo_moderate_95 | battery_6 | h05 (Fall 10pm-6am) | -2.1774 | 502.273
geo_moderate_95 | battery_6 | h06 (Fall 6am-1pm) | -48.2895 | 689.3862
geo_moderate_95 | battery_6 | h07 (Fall 1pm-5pm) | 3.2481 | 820.7468
geo_moderate_95 | battery_6 | h08 (Fall 5pm-10pm) | 53.9662 | 707.6356
geo_moderate_95 | battery_6 | h09 (Winter 10pm-6am) | -2.6955 | 546.8107
geo_moderate_95 | battery_6 | h10 (Winter 6am-1pm) | -25.4549 | 678.1944
geo_moderate_95 | battery_6 | h11 (Winter 1pm-5pm) | -3.2815 | 752.6013
geo_moderate_95 | battery_6 | h12 (Winter 5pm-10pm) | 33.5496 | 717.9891
geo_moderate_95 | battery_6 | h13 (Spring 10pm-6am) | 3.0806 | 495.6894
geo_moderate_95 | battery_6 | h14 (Spring 6am-1pm) | -48.5887 | 675.1313
geo_moderate_95 | battery_6 | h15 (Spring 1pm-5pm) | -8.0947 | 789.4636
geo_moderate_95 | battery_6 | h16 (Spring 5pm-10pm) | 54.4386 | 692.5249
geo_moderate_95 | battery_6 | h17 (Summer Peak) | 48.3165 | 1169.769
geo_moderate_95 | battery_8 | h01 (Summer 10pm-6am) | 13.1508 | 563.5109
geo_moderate_95 | battery_8 | h02 (Summer 6am-1pm) | -47.6266 | 805.5059
geo_moderate_95 | battery_8 | h03 (Summer 1pm-5pm) | -29.2836 | 990.0263
geo_moderate_95 | battery_8 | h04 (Summer 5pm-10pm) | 52.2466 | 829.982
geo_moderate_95 | battery_8 | h05 (Fall 10pm-6am) | 10.3691 | 502.273
geo_moderate_95 | battery_8 | h06 (Fall 6am-1pm) | -48.2669 | 689.3862
geo_moderate_95 | battery_8 | h07 (Fall 1pm-5pm) | -21.7666 | 820.7468
geo_moderate_95 | battery_8 | h08 (Fall 5pm-10pm) | 52.7225 | 707.6356
geo_moderate_95 | battery_8 | h09 (Winter 10pm-6am) | 3.5045 | 546.8107
geo_moderate_95 | battery_8 | h10 (Winter 6am-1pm) | -28.3454 | 678.1944
geo_moderate_95 | battery_8 | h11 (Winter 1pm-5pm) | -19.4775 | 752.6013
geo_moderate_95 | battery_8 | h12 (Winter 5pm-10pm) | 39.3999 | 717.9891
geo_moderate_95 | battery_8 | h13 (Spring 10pm-6am) | 21.5607 | 495.6894
geo_moderate_95 | battery_8 | h14 (Spring 6am-1pm) | -49.0793 | 675.1313
geo_moderate_95 | battery_8 | h15 (Spring 1pm-5pm) | -40.5035 | 789.4636
geo_moderate_95 | battery_8 | h16 (Spring 5pm-10pm) | 49.558 | 692.5249
geo_moderate_95 | battery_8 | h17 (Summer Peak) | -4.6589 | 1169.769
geo_moderate_95 | battery_10 | h01 (Summer 10pm-6am) | 10.0641 | 563.5109
geo_moderate_95 | battery_10 | h02 (Summer 6am-1pm) | -24.7973 | 805.5059
geo_moderate_95 | battery_10 | h03 (Summer 1pm-5pm) | -19.364 | 990.0263
geo_moderate_95 | battery_10 | h04 (Summer 5pm-10pm) | 25.6764 | 829.982
geo_moderate_95 | battery_10 | h05 (Fall 10pm-6am) | 12.9576 | 502.273
geo_moderate_95 | battery_10 | h06 (Fall 6am-1pm) | -26.6232 | 689.3862
geo_moderate_95 | battery_10 | h07 (Fall 1pm-5pm) | -23.1334 | 820.7468
geo_moderate_95 | battery_10 | h08 (Fall 5pm-10pm) | 26.3746 | 707.6356
geo_moderate_95 | battery_10 | h09 (Winter 10pm-6am) | 5.0759 | 546.8107
geo_moderate_95 | battery_10 | h10 (Winter 6am-1pm) | -16.6031 | 678.1944
geo_moderate_95 | battery_10 | h11 (Winter 1pm-5pm) | -16.9705 | 752.6013
geo_moderate_95 | battery_10 | h12 (Winter 5pm-10pm) | 22.9998 | 717.9891
geo_moderate_95 | battery_10 | h13 (Spring 10pm-6am) | 10.9546 | 495.6894
geo_moderate_95 | battery_10 | h14 (Spring 6am-1pm) | -22.4384 | 675.1313
geo_moderate_95 | battery_10 | h15 (Spring 1pm-5pm) | -22.4895 | 789.4636
geo_moderate_95 | battery_10 | h16 (Spring 5pm-10pm) | 23.5559 | 692.5249
geo_moderate_95 | battery_10 | h17 (Summer Peak) | -14.5083 | 1169.769
geo_moderate_95 | pumped-hydro | h01 (Summer 10pm-6am) | -0.048554 | 563.5109
geo_moderate_95 | pumped-hydro | h02 (Summer 6am-1pm) | -0.23256 | 805.5059
geo_moderate_95 | pumped-hydro | h03 (Summer 1pm-5pm) | -0.17376 | 990.0263
geo_moderate_95 | pumped-hydro | h04 (Summer 5pm-10pm) | 0.0081183 | 829.982
geo_moderate_95 | pumped-hydro | h05 (Fall 10pm-6am) | -0.48379 | 502.273
geo_moderate_95 | pumped-hydro | h06 (Fall 6am-1pm) | -1.013 | 689.3862
geo_moderate_95 | pumped-hydro | h07 (Fall 1pm-5pm) | 1.9128 | 820.7468
geo_moderate_95 | pumped-hydro | h08 (Fall 5pm-10pm) | 0.21772 | 707.6356
geo_moderate_95 | pumped-hydro | h09 (Winter 10pm-6am) | -0.42191 | 546.8107
geo_moderate_95 | pumped-hydro | h10 (Winter 6am-1pm) | -0.1824 | 678.1944
geo_moderate_95 | pumped-hydro | h11 (Winter 1pm-5pm) | 0.6338 | 752.6013
geo_moderate_95 | pumped-hydro | h12 (Winter 5pm-10pm) | 0.20988 | 717.9891
geo_moderate_95 | pumped-hydro | h13 (Spring 10pm-6am) | 0.38889 | 495.6894
geo_moderate_95 | pumped-hydro | h14 (Spring 6am-1pm) | -3.6009 | 675.1313
geo_moderate_95 | pumped-hydro | h15 (Spring 1pm-5pm) | -6.0139 | 789.4636
geo_moderate_95 | pumped-hydro | h16 (Spring 5pm-10pm) | 7.0611 | 692.5249
geo_moderate_95 | pumped-hydro | h17 (Summer Peak) | 4.5991 | 1169.769
geo_moderate_95 | Canada | h01 (Summer 10pm-6am) | 10.1407 | 563.5109
geo_moderate_95 | Canada | h02 (Summer 6am-1pm) | 10.1407 | 805.5059
geo_moderate_95 | Canada | h03 (Summer 1pm-5pm) | 10.1407 | 990.0263
geo_moderate_95 | Canada | h04 (Summer 5pm-10pm) | 10.1407 | 829.982
geo_moderate_95 | Canada | h05 (Fall 10pm-6am) | 8.6936 | 502.273
geo_moderate_95 | Canada | h06 (Fall 6am-1pm) | 5.9079 | 689.3862
geo_moderate_95 | Canada | h07 (Fall 1pm-5pm) | 9.375 | 820.7468
geo_moderate_95 | Canada | h08 (Fall 5pm-10pm) | 10.0838 | 707.6356
geo_moderate_95 | Canada | h09 (Winter 10pm-6am) | 9.5134 | 546.8107
geo_moderate_95 | Canada | h10 (Winter 6am-1pm) | 5.3947 | 678.1944
geo_moderate_95 | Canada | h11 (Winter 1pm-5pm) | 10.1361 | 752.6013
geo_moderate_95 | Canada | h12 (Winter 5pm-10pm) | 10.0629 | 717.9891
geo_moderate_95 | Canada | h13 (Spring 10pm-6am) | 9.1694 | 495.6894
geo_moderate_95 | Canada | h14 (Spring 6am-1pm) | 6.6423 | 675.1313
geo_moderate_95 | Canada | h15 (Spring 1pm-5pm) | 8.1388 | 789.4636
geo_moderate_95 | Canada | h16 (Spring 5pm-10pm) | 10.0786 | 692.5249
geo_moderate_95 | Canada | h17 (Summer Peak) | 10.1407 | 1169.769

## 8_Regional Gen Final (TWh)
scenario | tech | cendiv | Generation (TWh) | Net Level Generation (TWh)
geo_moderate_95 | nuclear | ENC | 97.6093 | 801.6385
geo_moderate_95 | nuclear | ESC | 69.6712 | 458.0576
geo_moderate_95 | nuclear | MA | 108.1732 | 443.8436
geo_moderate_95 | nuclear | MTN | 23.8628 | 599.3571
geo_moderate_95 | nuclear | NE | 24.8404 | 158.5194
geo_moderate_95 | nuclear | PA | 6.9794 | 635.5214
geo_moderate_95 | nuclear | SA | 195.0347 | 834.824
geo_moderate_95 | nuclear | WNC | 10.1796 | 890.7375
geo_moderate_95 | nuclear | WSC | 43.812 | 1115.2297
geo_moderate_95 | gas-cc | ENC | 32.8803 | 801.6385
geo_moderate_95 | gas-cc | ESC | 4.5043 | 458.0576
geo_moderate_95 | gas-cc | MA | 29.6941 | 443.8436
geo_moderate_95 | gas-cc | MTN | 13.6425 | 599.3571
geo_moderate_95 | gas-cc | NE | 7.5931 | 158.5194
geo_moderate_95 | gas-cc | PA | 14.8588 | 635.5214
geo_moderate_95 | gas-cc | SA | 27.7025 | 834.824
geo_moderate_95 | gas-cc | WNC | 0.027454 | 890.7375
geo_moderate_95 | gas-cc | WSC | 24.635 | 1115.2297
geo_moderate_95 | gas-cc-ccs_mod_upgrade | ENC | 3.196 | 801.6385
geo_moderate_95 | gas-cc-ccs_mod_upgrade | ESC | 11.4333 | 458.0576
geo_moderate_95 | gas-cc-ccs_mod_upgrade | MTN | 0.041375 | 599.3571
geo_moderate_95 | gas-cc-ccs_mod_upgrade | SA | 11.4121 | 834.824
geo_moderate_95 | gas-cc-ccs_mod_upgrade | WSC | 14.8389 | 1115.2297
geo_moderate_95 | gas-ct | ENC | 32.3143 | 801.6385
geo_moderate_95 | gas-ct | ESC | 8.87 | 458.0576
geo_moderate_95 | gas-ct | MA | 21.8172 | 443.8436
geo_moderate_95 | gas-ct | MTN | 12.0707 | 599.3571
geo_moderate_95 | gas-ct | NE | 7.2287 | 158.5194
geo_moderate_95 | gas-ct | PA | 3.8576 | 635.5214
geo_moderate_95 | gas-ct | SA | 7.4695 | 834.824
geo_moderate_95 | gas-ct | WSC | 12.9099 | 1115.2297
geo_moderate_95 | o-g-s | ENC | 1.096 | 801.6385
geo_moderate_95 | hydro | ENC | 3.7048 | 801.6385
geo_moderate_95 | hydro | ESC | 24.6668 | 458.0576
geo_moderate_95 | hydro | MA | 32.0882 | 443.8436
geo_moderate_95 | hydro | MTN | 31.8729 | 599.3571
geo_moderate_95 | hydro | NE | 7.7029 | 158.5194
geo_moderate_95 | hydro | PA | 141.4831 | 635.5214
geo_moderate_95 | hydro | SA | 16.8332 | 834.824
geo_moderate_95 | hydro | WNC | 12.463 | 890.7375
geo_moderate_95 | hydro | WSC | 6.9869 | 1115.2297
geo_moderate_95 | geothermal | MTN | 6.117 | 599.3571
geo_moderate_95 | geothermal | PA | 31.229 | 635.5214
geo_moderate_95 | biopower | ENC | 0.088552 | 801.6385
geo_moderate_95 | biopower | MA | 0.013112 | 443.8436
geo_moderate_95 | biopower | MTN | 0.026763 | 599.3571
geo_moderate_95 | biopower | NE | 0.073058 | 158.5194
geo_moderate_95 | biopower | PA | 0.073469 | 635.5214
geo_moderate_95 | biopower | SA | 0.23063 | 834.824
geo_moderate_95 | biopower | WSC | 0.087605 | 1115.2297
geo_moderate_95 | lfill-gas | ENC | 1.7929 | 801.6385
geo_moderate_95 | lfill-gas | ESC | 0.17459 | 458.0576
geo_moderate_95 | lfill-gas | MA | 3.5451 | 443.8436
geo_moderate_95 | lfill-gas | MTN | 0.14613 | 599.3571
geo_moderate_95 | lfill-gas | NE | 2.3179 | 158.5194
geo_moderate_95 | lfill-gas | PA | 1.2888 | 635.5214
geo_moderate_95 | lfill-gas | SA | 4.7176 | 834.824
geo_moderate_95 | lfill-gas | WNC | 0.33516 | 890.7375
geo_moderate_95 | lfill-gas | WSC | 0.27601 | 1115.2297
geo_moderate_95 | wind-ons | ENC | 334.4092 | 801.6385
geo_moderate_95 | wind-ons | ESC | 132.7508 | 458.0576
geo_moderate_95 | wind-ons | MA | 89.4107 | 443.8436
geo_moderate_95 | wind-ons | MTN | 354.1639 | 599.3571
geo_moderate_95 | wind-ons | NE | 26.4733 | 158.5194
geo_moderate_95 | wind-ons | PA | 87.8677 | 635.5214
geo_moderate_95 | wind-ons | SA | 76.517 | 834.824
geo_moderate_95 | wind-ons | WNC | 565.1638 | 890.7375
geo_moderate_95 | wind-ons | WSC | 706.2258 | 1115.2297
geo_moderate_95 | wind-ofs | ENC | 0.057613 | 801.6385
geo_moderate_95 | wind-ofs | MA | 56.7822 | 443.8436
geo_moderate_95 | wind-ofs | NE | 30.2204 | 158.5194
geo_moderate_95 | wind-ofs | PA | 104.1646 | 635.5214
geo_moderate_95 | wind-ofs | SA | 37.69 | 834.824
geo_moderate_95 | csp | PA | 8.2743 | 635.5214
geo_moderate_95 | upv | ENC | 263.4078 | 801.6385
geo_moderate_95 | upv | ESC | 199.1742 | 458.0576
geo_moderate_95 | upv | MA | 58.2744 | 443.8436
geo_moderate_95 | upv | MTN | 139.075 | 599.3571
geo_moderate_95 | upv | NE | 20.3803 | 158.5194
geo_moderate_95 | upv | PA | 177.9677 | 635.5214
geo_moderate_95 | upv | SA | 411.39 | 834.824
geo_moderate_95 | upv | WNC | 251.268 | 890.7375
geo_moderate_95 | upv | WSC | 254.009 | 1115.2297
geo_moderate_95 | dupv | ENC | 0.58937 | 801.6385
geo_moderate_95 | dupv | ESC | 0.26111 | 458.0576
geo_moderate_95 | dupv | MA | 0.25565 | 443.8436
geo_moderate_95 | dupv | MTN | 0.075657 | 599.3571
geo_moderate_95 | dupv | NE | 1.4743 | 158.5194
geo_moderate_95 | dupv | PA | 0.14747 | 635.5214
geo_moderate_95 | dupv | SA | 1.1929 | 834.824
geo_moderate_95 | dupv | WNC | 0.13861 | 890.7375
geo_moderate_95 | dupv | WSC | 0.094923 | 1115.2297
geo_moderate_95 | distpv | ENC | 24.4872 | 801.6385
geo_moderate_95 | distpv | ESC | 13.4276 | 458.0576
geo_moderate_95 | distpv | MA | 23.4787 | 443.8436
geo_moderate_95 | distpv | MTN | 21.0857 | 599.3571
geo_moderate_95 | distpv | NE | 11.1838 | 158.5194
geo_moderate_95 | distpv | PA | 46.3263 | 635.5214
geo_moderate_95 | distpv | SA | 52.6767 | 834.824
geo_moderate_95 | distpv | WNC | 14.3793 | 890.7375
geo_moderate_95 | distpv | WSC | 42.7112 | 1115.2297
geo_moderate_95 | pvb | ENC | 10.5694 | 801.6385
geo_moderate_95 | pvb | ESC | 1.2717 | 458.0576
geo_moderate_95 | pvb | MA | 0.01293 | 443.8436
geo_moderate_95 | pvb | MTN | 6.9345 | 599.3571
geo_moderate_95 | pvb | NE | 0.31479 | 158.5194
geo_moderate_95 | pvb | PA | 11.4838 | 635.5214
geo_moderate_95 | pvb | SA | 22.2824 | 834.824
geo_moderate_95 | pvb | WNC | 24.1255 | 890.7375
geo_moderate_95 | pvb | WSC | 20.5081 | 1115.2297
geo_moderate_95 | battery_2 | ENC | -0.16874 | 801.6385
geo_moderate_95 | battery_2 | ESC | -0.086509 | 458.0576
geo_moderate_95 | battery_2 | MA | -0.071861 | 443.8436
geo_moderate_95 | battery_2 | MTN | -0.45166 | 599.3571
geo_moderate_95 | battery_2 | NE | -0.076158 | 158.5194
geo_moderate_95 | battery_2 | PA | -0.050991 | 635.5214
geo_moderate_95 | battery_2 | SA | -0.61729 | 834.824
geo_moderate_95 | battery_2 | WNC | -0.67592 | 890.7375
geo_moderate_95 | battery_2 | WSC | -0.29217 | 1115.2297
geo_moderate_95 | battery_4 | ENC | -1.8431 | 801.6385
geo_moderate_95 | battery_4 | ESC | -2.1545 | 458.0576
geo_moderate_95 | battery_4 | MA | -1.4895 | 443.8436
geo_moderate_95 | battery_4 | MTN | -3.3132 | 599.3571
geo_moderate_95 | battery_4 | NE | -0.83814 | 158.5194
geo_moderate_95 | battery_4 | PA | -3.5491 | 635.5214
geo_moderate_95 | battery_4 | SA | -7.7613 | 834.824
geo_moderate_95 | battery_4 | WNC | -1.6664 | 890.7375
geo_moderate_95 | battery_4 | WSC | -3.3337 | 1115.2297
geo_moderate_95 | battery_6 | ENC | -1.4338 | 801.6385
geo_moderate_95 | battery_6 | ESC | -1.2774 | 458.0576
geo_moderate_95 | battery_6 | MA | -0.84654 | 443.8436
geo_moderate_95 | battery_6 | MTN | -2.5602 | 599.3571
geo_moderate_95 | battery_6 | NE | -0.059891 | 158.5194
geo_moderate_95 | battery_6 | PA | -4.9164 | 635.5214
geo_moderate_95 | battery_6 | SA | -6.7103 | 834.824
geo_moderate_95 | battery_6 | WNC | -1.3468 | 890.7375
geo_moderate_95 | battery_6 | WSC | -3.1972 | 1115.2297
geo_moderate_95 | battery_8 | ENC | -3.2642 | 801.6385
geo_moderate_95 | battery_8 | ESC | -2.2467 | 458.0576
geo_moderate_95 | battery_8 | MA | -0.24834 | 443.8436
geo_moderate_95 | battery_8 | MTN | -3.3965 | 599.3571
geo_moderate_95 | battery_8 | NE | -0.46264 | 158.5194
geo_moderate_95 | battery_8 | PA | -1.2106 | 635.5214
geo_moderate_95 | battery_8 | SA | -10.1283 | 834.824
geo_moderate_95 | battery_8 | WNC | -2.0838 | 890.7375
geo_moderate_95 | battery_8 | WSC | -2.4922 | 1115.2297
geo_moderate_95 | battery_10 | ENC | -1.01 | 801.6385
geo_moderate_95 | battery_10 | ESC | -2.2379 | 458.0576
geo_moderate_95 | battery_10 | MA | -0.00071912 | 443.8436
geo_moderate_95 | battery_10 | NE | -0.35515 | 158.5194
geo_moderate_95 | battery_10 | SA | -5.0015 | 834.824
geo_moderate_95 | battery_10 | WNC | -2.452 | 890.7375
geo_moderate_95 | battery_10 | WSC | -2.5186 | 1115.2297
geo_moderate_95 | pumped-hydro | ENC | -0.034946 | 801.6385
geo_moderate_95 | pumped-hydro | ESC | -0.14504 | 458.0576
geo_moderate_95 | pumped-hydro | MA | -0.12441 | 443.8436
geo_moderate_95 | pumped-hydro | MTN | -0.10515 | 599.3571
geo_moderate_95 | pumped-hydro | NE | -0.0033609 | 158.5194
geo_moderate_95 | pumped-hydro | PA | -0.69084 | 635.5214
geo_moderate_95 | pumped-hydro | SA | -0.10638 | 834.824
geo_moderate_95 | pumped-hydro | WNC | -0.074173 | 890.7375
geo_moderate_95 | pumped-hydro | WSC | -0.031868 | 1115.2297
geo_moderate_95 | Canada | ENC | 3.1903 | 801.6385
geo_moderate_95 | Canada | MA | 23.0795 | 443.8436
geo_moderate_95 | Canada | MTN | 0.068819 | 599.3571
geo_moderate_95 | Canada | NE | 20.5117 | 158.5194
geo_moderate_95 | Canada | PA | 9.9373 | 635.5214
geo_moderate_95 | Canada | WNC | 20.9561 | 890.7375

## 9_Operating Reserves (TW-h)
ortype | scenario | tech | year | Reserves (TW-h) | Net Level Reserves (TW-h)
flex | geo_moderate_95 | nuclear | 2010 | 0 | 157.0193
flex | geo_moderate_95 | nuclear | 2012 | 0 | 150.5336
flex | geo_moderate_95 | nuclear | 2014 | 0 | 138.3044
flex | geo_moderate_95 | nuclear | 2016 | 0 | 93.8062
flex | geo_moderate_95 | nuclear | 2018 | 0 | 139.8349
flex | geo_moderate_95 | nuclear | 2020 | 0 | 167.6527
flex | geo_moderate_95 | nuclear | 2022 | 0.2416 | 209.3283
flex | geo_moderate_95 | nuclear | 2024 | 1.0831 | 190.7083
flex | geo_moderate_95 | nuclear | 2026 | 3.9974 | 245.0722
flex | geo_moderate_95 | nuclear | 2028 | 11.8511 | 272.5477
flex | geo_moderate_95 | nuclear | 2030 | 21.7082 | 320.4803
flex | geo_moderate_95 | nuclear | 2032 | 19.6431 | 350.4961
flex | geo_moderate_95 | nuclear | 2034 | 17.8024 | 380.6
flex | geo_moderate_95 | nuclear | 2036 | 9.2863 | 407.7787
flex | geo_moderate_95 | nuclear | 2038 | 8.645 | 465.5211
flex | geo_moderate_95 | nuclear | 2040 | 3.8216 | 476.2497
flex | geo_moderate_95 | nuclear | 2042 | 0.90786 | 450.2132
flex | geo_moderate_95 | nuclear | 2044 | 2.2469 | 422.6301
flex | geo_moderate_95 | nuclear | 2046 | 5.6316 | 486.0082
flex | geo_moderate_95 | nuclear | 2048 | 24.3628 | 504.9103
flex | geo_moderate_95 | nuclear | 2050 | 10.8816 | 565.9222
flex | geo_moderate_95 | coal | 2010 | 30.7909 | 157.0193
flex | geo_moderate_95 | coal | 2012 | 74.2394 | 150.5336
flex | geo_moderate_95 | coal | 2014 | 28.6297 | 138.3044
flex | geo_moderate_95 | coal | 2016 | 32.7629 | 93.8062
flex | geo_moderate_95 | coal | 2018 | 43.1125 | 139.8349
flex | geo_moderate_95 | coal | 2020 | 61.7165 | 167.6527
flex | geo_moderate_95 | coal | 2022 | 66.8186 | 209.3283
flex | geo_moderate_95 | coal | 2024 | 58.918 | 190.7083
flex | geo_moderate_95 | coal | 2026 | 71.3767 | 245.0722
flex | geo_moderate_95 | coal | 2028 | 55.5686 | 272.5477
flex | geo_moderate_95 | coal | 2030 | 49.6396 | 320.4803
flex | geo_moderate_95 | coal | 2032 | 43.5744 | 350.4961
flex | geo_moderate_95 | coal | 2034 | 38.8484 | 380.6
flex | geo_moderate_95 | coal | 2036 | 38.6482 | 407.7787
flex | geo_moderate_95 | coal | 2038 | 31.7225 | 465.5211
flex | geo_moderate_95 | coal | 2040 | 25.5659 | 476.2497
flex | geo_moderate_95 | coal | 2042 | 24.7423 | 450.2132
flex | geo_moderate_95 | coal | 2044 | 23.1038 | 422.6301
flex | geo_moderate_95 | coal | 2046 | 18.8204 | 486.0082
flex | geo_moderate_95 | coal | 2048 | 16.969 | 504.9103
flex | geo_moderate_95 | coal | 2050 | 0 | 565.9222
flex | geo_moderate_95 | gas-cc | 2010 | 56.1436 | 157.0193
flex | geo_moderate_95 | gas-cc | 2012 | 21.1861 | 150.5336
flex | geo_moderate_95 | gas-cc | 2014 | 65.6561 | 138.3044
flex | geo_moderate_95 | gas-cc | 2016 | 20.8768 | 93.8062
flex | geo_moderate_95 | gas-cc | 2018 | 26.019 | 139.8349
flex | geo_moderate_95 | gas-cc | 2020 | 35.022 | 167.6527
flex | geo_moderate_95 | gas-cc | 2022 | 53.337 | 209.3283
flex | geo_moderate_95 | gas-cc | 2024 | 77.4199 | 190.7083
flex | geo_moderate_95 | gas-cc | 2026 | 96.7916 | 245.0722
flex | geo_moderate_95 | gas-cc | 2028 | 103.4794 | 272.5477
flex | geo_moderate_95 | gas-cc | 2030 | 101.5879 | 320.4803
flex | geo_moderate_95 | gas-cc | 2032 | 92.1571 | 350.4961
flex | geo_moderate_95 | gas-cc | 2034 | 66.9245 | 380.6
flex | geo_moderate_95 | gas-cc | 2036 | 53.4099 | 407.7787
flex | geo_moderate_95 | gas-cc | 2038 | 50.5538 | 465.5211
flex | geo_moderate_95 | gas-cc | 2040 | 57.5425 | 476.2497
flex | geo_moderate_95 | gas-cc | 2042 | 58.0925 | 450.2132
flex | geo_moderate_95 | gas-cc | 2044 | 70.4701 | 422.6301
flex | geo_moderate_95 | gas-cc | 2046 | 78.9278 | 486.0082
flex | geo_moderate_95 | gas-cc | 2048 | 65.0287 | 504.9103
flex | geo_moderate_95 | gas-cc | 2050 | 48.1758 | 565.9222
flex | geo_moderate_95 | gas-cc-ccs_mod_upgrade | 2010 | 0 | 157.0193
flex | geo_moderate_95 | gas-cc-ccs_mod_upgrade | 2012 | 0 | 150.5336
flex | geo_moderate_95 | gas-cc-ccs_mod_upgrade | 2014 | 0 | 138.3044
flex | geo_moderate_95 | gas-cc-ccs_mod_upgrade | 2016 | 0 | 93.8062
flex | geo_moderate_95 | gas-cc-ccs_mod_upgrade | 2018 | 0 | 139.8349
flex | geo_moderate_95 | gas-cc-ccs_mod_upgrade | 2020 | 0 | 167.6527
flex | geo_moderate_95 | gas-cc-ccs_mod_upgrade | 2022 | 0 | 209.3283
flex | geo_moderate_95 | gas-cc-ccs_mod_upgrade | 2024 | 0 | 190.7083
flex | geo_moderate_95 | gas-cc-ccs_mod_upgrade | 2026 | 0 | 245.0722
flex | geo_moderate_95 | gas-cc-ccs_mod_upgrade | 2028 | 0 | 272.5477
flex | geo_moderate_95 | gas-cc-ccs_mod_upgrade | 2030 | 0 | 320.4803
flex | geo_moderate_95 | gas-cc-ccs_mod_upgrade | 2032 | 0 | 350.4961
flex | geo_moderate_95 | gas-cc-ccs_mod_upgrade | 2034 | 0 | 380.6
flex | geo_moderate_95 | gas-cc-ccs_mod_upgrade | 2036 | 0 | 407.7787
flex | geo_moderate_95 | gas-cc-ccs_mod_upgrade | 2038 | 0 | 465.5211
flex | geo_moderate_95 | gas-cc-ccs_mod_upgrade | 2040 | 2.8051 | 476.2497
flex | geo_moderate_95 | gas-cc-ccs_mod_upgrade | 2042 | 2.2556 | 450.2132
flex | geo_moderate_95 | gas-cc-ccs_mod_upgrade | 2044 | 1.763 | 422.6301
flex | geo_moderate_95 | gas-cc-ccs_mod_upgrade | 2046 | 5.1484 | 486.0082
flex | geo_moderate_95 | gas-cc-ccs_mod_upgrade | 2048 | 2.5311 | 504.9103
flex | geo_moderate_95 | gas-cc-ccs_mod_upgrade | 2050 | 15.821 | 565.9222
flex | geo_moderate_95 | gas-ct | 2010 | 3.6705 | 157.0193
flex | geo_moderate_95 | gas-ct | 2012 | 5.3743 | 150.5336
flex | geo_moderate_95 | gas-ct | 2014 | 7.8722 | 138.3044
flex | geo_moderate_95 | gas-ct | 2016 | 2.7118 | 93.8062
flex | geo_moderate_95 | gas-ct | 2018 | 4.3951 | 139.8349
flex | geo_moderate_95 | gas-ct | 2020 | 11.8422 | 167.6527
flex | geo_moderate_95 | gas-ct | 2022 | 15.2852 | 209.3283
flex | geo_moderate_95 | gas-ct | 2024 | 13.7995 | 190.7083
flex | geo_moderate_95 | gas-ct | 2026 | 17.9736 | 245.0722
flex | geo_moderate_95 | gas-ct | 2028 | 25.4194 | 272.5477
flex | geo_moderate_95 | gas-ct | 2030 | 23.8124 | 320.4803
flex | geo_moderate_95 | gas-ct | 2032 | 21.1775 | 350.4961
flex | geo_moderate_95 | gas-ct | 2034 | 19.7011 | 380.6
flex | geo_moderate_95 | gas-ct | 2036 | 20.0911 | 407.7787
flex | geo_moderate_95 | gas-ct | 2038 | 24.483 | 465.5211
flex | geo_moderate_95 | gas-ct | 2040 | 34.8372 | 476.2497
flex | geo_moderate_95 | gas-ct | 2042 | 38.4673 | 450.2132
flex | geo_moderate_95 | gas-ct | 2044 | 47.6645 | 422.6301
flex | geo_moderate_95 | gas-ct | 2046 | 62.5679 | 486.0082
flex | geo_moderate_95 | gas-ct | 2048 | 51.4834 | 504.9103
flex | geo_moderate_95 | gas-ct | 2050 | 39.6637 | 565.9222
flex | geo_moderate_95 | o-g-s | 2010 | 10.0528 | 157.0193
flex | geo_moderate_95 | o-g-s | 2012 | 7.3252 | 150.5336
flex | geo_moderate_95 | o-g-s | 2014 | 7.4697 | 138.3044
flex | geo_moderate_95 | o-g-s | 2016 | 8.0539 | 93.8062
flex | geo_moderate_95 | o-g-s | 2018 | 8.0849 | 139.8349
flex | geo_moderate_95 | o-g-s | 2020 | 15.4683 | 167.6527
flex | geo_moderate_95 | o-g-s | 2022 | 9.7985 | 209.3283
flex | geo_moderate_95 | o-g-s | 2024 | 4.5749 | 190.7083
flex | geo_moderate_95 | o-g-s | 2026 | 9.2172 | 245.0722
flex | geo_moderate_95 | o-g-s | 2028 | 7.6156 | 272.5477
flex | geo_moderate_95 | o-g-s | 2030 | 7.0876 | 320.4803
flex | geo_moderate_95 | o-g-s | 2032 | 4.8411 | 350.4961
flex | geo_moderate_95 | o-g-s | 2034 | 5.6059 | 380.6
flex | geo_moderate_95 | o-g-s | 2036 | 4.9094 | 407.7787
flex | geo_moderate_95 | o-g-s | 2038 | 6.1522 | 465.5211
flex | geo_moderate_95 | o-g-s | 2040 | 4.2289 | 476.2497
flex | geo_moderate_95 | o-g-s | 2042 | 4.5268 | 450.2132
flex | geo_moderate_95 | o-g-s | 2044 | 1.9051 | 422.6301
flex | geo_moderate_95 | o-g-s | 2046 | 2.2358 | 486.0082
flex | geo_moderate_95 | o-g-s | 2048 | 3.115 | 504.9103
flex | geo_moderate_95 | o-g-s | 2050 | 0.035909 | 565.9222
flex | geo_moderate_95 | hydro | 2010 | 44.8059 | 157.0193
flex | geo_moderate_95 | hydro | 2012 | 28.7712 | 150.5336
flex | geo_moderate_95 | hydro | 2014 | 25.5883 | 138.3044
flex | geo_moderate_95 | hydro | 2016 | 21.7745 | 93.8062
flex | geo_moderate_95 | hydro | 2018 | 44.23 | 139.8349
flex | geo_moderate_95 | hydro | 2020 | 35.4913 | 167.6527
flex | geo_moderate_95 | hydro | 2022 | 55.3033 | 209.3283
flex | geo_moderate_95 | hydro | 2024 | 23.3251 | 190.7083
flex | geo_moderate_95 | hydro | 2026 | 32.5206 | 245.0722
flex | geo_moderate_95 | hydro | 2028 | 39.6083 | 272.5477
flex | geo_moderate_95 | hydro | 2030 | 47.4917 | 320.4803
flex | geo_moderate_95 | hydro | 2032 | 54.8466 | 350.4961
flex | geo_moderate_95 | hydro | 2034 | 57.1841 | 380.6
flex | geo_moderate_95 | hydro | 2036 | 55.4044 | 407.7787
flex | geo_moderate_95 | hydro | 2038 | 63.5112 | 465.5211
flex | geo_moderate_95 | hydro | 2040 | 57.7865 | 476.2497
flex | geo_moderate_95 | hydro | 2042 | 55.7007 | 450.2132
flex | geo_moderate_95 | hydro | 2044 | 55.4257 | 422.6301
flex | geo_moderate_95 | hydro | 2046 | 50.8802 | 486.0082
flex | geo_moderate_95 | hydro | 2048 | 54.9977 | 504.9103
flex | geo_moderate_95 | hydro | 2050 | 63.7312 | 565.9222
flex | geo_moderate_95 | geothermal | 2010 | 0 | 157.0193
flex | geo_moderate_95 | geothermal | 2012 | 0 | 150.5336
flex | geo_moderate_95 | geothermal | 2014 | 0 | 138.3044
flex | geo_moderate_95 | geothermal | 2016 | 0 | 93.8062
flex | geo_moderate_95 | geothermal | 2018 | 0 | 139.8349
flex | geo_moderate_95 | geothermal | 2020 | 0 | 167.6527
flex | geo_moderate_95 | geothermal | 2022 | 0.0024634 | 209.3283
flex | geo_moderate_95 | geothermal | 2024 | 0 | 190.7083
flex | geo_moderate_95 | geothermal | 2026 | 0 | 245.0722
flex | geo_moderate_95 | geothermal | 2028 | 0 | 272.5477
flex | geo_moderate_95 | geothermal | 2030 | 0 | 320.4803
flex | geo_moderate_95 | geothermal | 2032 | 0.006517 | 350.4961
flex | geo_moderate_95 | geothermal | 2034 | 0.00046694 | 380.6
flex | geo_moderate_95 | geothermal | 2036 | 0.059358 | 407.7787
flex | geo_moderate_95 | geothermal | 2038 | 0.093236 | 465.5211
flex | geo_moderate_95 | geothermal | 2040 | 0 | 476.2497
flex | geo_moderate_95 | geothermal | 2042 | 0 | 450.2132
flex | geo_moderate_95 | geothermal | 2044 | 0 | 422.6301
flex | geo_moderate_95 | geothermal | 2046 | 0 | 486.0082
flex | geo_moderate_95 | geothermal | 2048 | 0.18944 | 504.9103
flex | geo_moderate_95 | geothermal | 2050 | 0.90077 | 565.9222
flex | geo_moderate_95 | biopower | 2010 | 0.10403 | 157.0193
flex | geo_moderate_95 | biopower | 2012 | 0.046491 | 150.5336
flex | geo_moderate_95 | biopower | 2014 | 0.022354 | 138.3044
flex | geo_moderate_95 | biopower | 2016 | 0.074957 | 93.8062
flex | geo_moderate_95 | biopower | 2018 | 0.085324 | 139.8349
flex | geo_moderate_95 | biopower | 2020 | 0.068288 | 167.6527
flex | geo_moderate_95 | biopower | 2022 | 0.19642 | 209.3283
flex | geo_moderate_95 | biopower | 2024 | 0.16613 | 190.7083
flex | geo_moderate_95 | biopower | 2026 | 0.16092 | 245.0722
flex | geo_moderate_95 | biopower | 2028 | 0.096058 | 272.5477
flex | geo_moderate_95 | biopower | 2030 | 0.083276 | 320.4803
flex | geo_moderate_95 | biopower | 2032 | 0.092369 | 350.4961
flex | geo_moderate_95 | biopower | 2034 | 0.065602 | 380.6
flex | geo_moderate_95 | biopower | 2036 | 0.057531 | 407.7787
flex | geo_moderate_95 | biopower | 2038 | 0.04343 | 465.5211
flex | geo_moderate_95 | biopower | 2040 | 0.082052 | 476.2497
flex | geo_moderate_95 | biopower | 2042 | 0.038137 | 450.2132
flex | geo_moderate_95 | biopower | 2044 | 0.028926 | 422.6301
flex | geo_moderate_95 | biopower | 2046 | 0.11146 | 486.0082
flex | geo_moderate_95 | biopower | 2048 | 0.094662 | 504.9103
flex | geo_moderate_95 | biopower | 2050 | 0.10677 | 565.9222
flex | geo_moderate_95 | lfill-gas | 2010 | 0 | 157.0193
flex | geo_moderate_95 | lfill-gas | 2012 | 0 | 150.5336
flex | geo_moderate_95 | lfill-gas | 2014 | 0 | 138.3044
flex | geo_moderate_95 | lfill-gas | 2016 | 0.00023405 | 93.8062
flex | geo_moderate_95 | lfill-gas | 2018 | 0 | 139.8349
flex | geo_moderate_95 | lfill-gas | 2020 | 0.017662 | 167.6527
flex | geo_moderate_95 | lfill-gas | 2022 | 0.0049418 | 209.3283
flex | geo_moderate_95 | lfill-gas | 2024 | 0.0074153 | 190.7083
flex | geo_moderate_95 | lfill-gas | 2026 | 0.011105 | 245.0722
flex | geo_moderate_95 | lfill-gas | 2028 | 0.081687 | 272.5477
flex | geo_moderate_95 | lfill-gas | 2030 | 0.15739 | 320.4803
flex | geo_moderate_95 | lfill-gas | 2032 | 0.14155 | 350.4961
flex | geo_moderate_95 | lfill-gas | 2034 | 0.12875 | 380.6
flex | geo_moderate_95 | lfill-gas | 2036 | 0.17794 | 407.7787
flex | geo_moderate_95 | lfill-gas | 2038 | 0.091411 | 465.5211
flex | geo_moderate_95 | lfill-gas | 2040 | 0.052535 | 476.2497
flex | geo_moderate_95 | lfill-gas | 2042 | 0.018636 | 450.2132
flex | geo_moderate_95 | lfill-gas | 2044 | 0.0060213 | 422.6301
flex | geo_moderate_95 | lfill-gas | 2046 | 0.12082 | 486.0082
flex | geo_moderate_95 | lfill-gas | 2048 | 0.20075 | 504.9103
flex | geo_moderate_95 | lfill-gas | 2050 | 0.11469 | 565.9222
flex | geo_moderate_95 | csp | 2010 | 0 | 157.0193
flex | geo_moderate_95 | csp | 2012 | 0 | 150.5336
flex | geo_moderate_95 | csp | 2014 | 0 | 138.3044
flex | geo_moderate_95 | csp | 2016 | 0 | 93.8062
flex | geo_moderate_95 | csp | 2018 | 0 | 139.8349
flex | geo_moderate_95 | csp | 2020 | 0 | 167.6527
flex | geo_moderate_95 | csp | 2022 | 0 | 209.3283
flex | geo_moderate_95 | csp | 2024 | 0 | 190.7083
flex | geo_moderate_95 | csp | 2026 | 0 | 245.0722
flex | geo_moderate_95 | csp | 2028 | 0 | 272.5477
flex | geo_moderate_95 | csp | 2030 | 0 | 320.4803
flex | geo_moderate_95 | csp | 2032 | 0 | 350.4961
flex | geo_moderate_95 | csp | 2034 | 0 | 380.6
flex | geo_moderate_95 | csp | 2036 | 0 | 407.7787
flex | geo_moderate_95 | csp | 2038 | 0 | 465.5211
flex | geo_moderate_95 | csp | 2040 | 0 | 476.2497
flex | geo_moderate_95 | csp | 2042 | 0 | 450.2132
flex | geo_moderate_95 | csp | 2044 | 0 | 422.6301
flex | geo_moderate_95 | csp | 2046 | 0 | 486.0082
flex | geo_moderate_95 | csp | 2048 | 0 | 504.9103
flex | geo_moderate_95 | csp | 2050 | 0.58982 | 565.9222
flex | geo_moderate_95 | pvb | 2010 | 0 | 157.0193
flex | geo_moderate_95 | pvb | 2012 | 0 | 150.5336
flex | geo_moderate_95 | pvb | 2014 | 0 | 138.3044
flex | geo_moderate_95 | pvb | 2016 | 0 | 93.8062
flex | geo_moderate_95 | pvb | 2018 | 0.00016755 | 139.8349
flex | geo_moderate_95 | pvb | 2020 | 0 | 167.6527
flex | geo_moderate_95 | pvb | 2022 | 0.028285 | 209.3283
flex | geo_moderate_95 | pvb | 2024 | 0.14569 | 190.7083
flex | geo_moderate_95 | pvb | 2026 | 0.092883 | 245.0722
flex | geo_moderate_95 | pvb | 2028 | 0.4257 | 272.5477
flex | geo_moderate_95 | pvb | 2030 | 0.89269 | 320.4803
flex | geo_moderate_95 | pvb | 2032 | 1.3536 | 350.4961
flex | geo_moderate_95 | pvb | 2034 | 1.1536 | 380.6
flex | geo_moderate_95 | pvb | 2036 | 1.3381 | 407.7787
flex | geo_moderate_95 | pvb | 2038 | 1.2198 | 465.5211
flex | geo_moderate_95 | pvb | 2040 | 6.8073 | 476.2497
flex | geo_moderate_95 | pvb | 2042 | 5.0932 | 450.2132
flex | geo_moderate_95 | pvb | 2044 | 5.6841 | 422.6301
flex | geo_moderate_95 | pvb | 2046 | 7.7045 | 486.0082
flex | geo_moderate_95 | pvb | 2048 | 11.4371 | 504.9103
flex | geo_moderate_95 | pvb | 2050 | 5.3484 | 565.9222
flex | geo_moderate_95 | battery_2 | 2010 | 0 | 157.0193
flex | geo_moderate_95 | battery_2 | 2012 | 0 | 150.5336
flex | geo_moderate_95 | battery_2 | 2014 | 0.00092006 | 138.3044
flex | geo_moderate_95 | battery_2 | 2016 | 0 | 93.8062
flex | geo_moderate_95 | battery_2 | 2018 | 0 | 139.8349
flex | geo_moderate_95 | battery_2 | 2020 | 0 | 167.6527
flex | geo_moderate_95 | battery_2 | 2022 | 0.04599 | 209.3283
flex | geo_moderate_95 | battery_2 | 2024 | 0.35203 | 190.7083
flex | geo_moderate_95 | battery_2 | 2026 | 0.17654 | 245.0722
flex | geo_moderate_95 | battery_2 | 2028 | 1.2026 | 272.5477
flex | geo_moderate_95 | battery_2 | 2030 | 2.7875 | 320.4803
flex | geo_moderate_95 | battery_2 | 2032 | 2.2207 | 350.4961
flex | geo_moderate_95 | battery_2 | 2034 | 2.9114 | 380.6
flex | geo_moderate_95 | battery_2 | 2036 | 2.5232 | 407.7787
flex | geo_moderate_95 | battery_2 | 2038 | 3.2393 | 465.5211
flex | geo_moderate_95 | battery_2 | 2040 | 3.3377 | 476.2497
flex | geo_moderate_95 | battery_2 | 2042 | 5.7655 | 450.2132
flex | geo_moderate_95 | battery_2 | 2044 | 8.7423 | 422.6301
flex | geo_moderate_95 | battery_2 | 2046 | 10.4898 | 486.0082
flex | geo_moderate_95 | battery_2 | 2048 | 9.6486 | 504.9103
flex | geo_moderate_95 | battery_2 | 2050 | 7.4012 | 565.9222
flex | geo_moderate_95 | battery_4 | 2010 | 0 | 157.0193
flex | geo_moderate_95 | battery_4 | 2012 | 0 | 150.5336
flex | geo_moderate_95 | battery_4 | 2014 | 0 | 138.3044
flex | geo_moderate_95 | battery_4 | 2016 | 0 | 93.8062
flex | geo_moderate_95 | battery_4 | 2018 | 0 | 139.8349
flex | geo_moderate_95 | battery_4 | 2020 | 0 | 167.6527
flex | geo_moderate_95 | battery_4 | 2022 | 0.287 | 209.3283
flex | geo_moderate_95 | battery_4 | 2024 | 0.11548 | 190.7083
flex | geo_moderate_95 | battery_4 | 2026 | 0.77482 | 245.0722
flex | geo_moderate_95 | battery_4 | 2028 | 6.9621 | 272.5477
flex | geo_moderate_95 | battery_4 | 2030 | 26.3472 | 320.4803
flex | geo_moderate_95 | battery_4 | 2032 | 38.2311 | 350.4961
flex | geo_moderate_95 | battery_4 | 2034 | 48.4383 | 380.6
flex | geo_moderate_95 | battery_4 | 2036 | 48.6596 | 407.7787
flex | geo_moderate_95 | battery_4 | 2038 | 69.5426 | 465.5211
flex | geo_moderate_95 | battery_4 | 2040 | 65.9314 | 476.2497
flex | geo_moderate_95 | battery_4 | 2042 | 63.7026 | 450.2132
flex | geo_moderate_95 | battery_4 | 2044 | 45.9979 | 422.6301
flex | geo_moderate_95 | battery_4 | 2046 | 78.028 | 486.0082
flex | geo_moderate_95 | battery_4 | 2048 | 115.407 | 504.9103
flex | geo_moderate_95 | battery_4 | 2050 | 133.8701 | 565.9222
flex | geo_moderate_95 | battery_6 | 2010 | 0 | 157.0193
flex | geo_moderate_95 | battery_6 | 2012 | 0 | 150.5336
flex | geo_moderate_95 | battery_6 | 2014 | 0 | 138.3044
flex | geo_moderate_95 | battery_6 | 2016 | 0 | 93.8062
flex | geo_moderate_95 | battery_6 | 2018 | 0 | 139.8349
flex | geo_moderate_95 | battery_6 | 2020 | 0 | 167.6527
flex | geo_moderate_95 | battery_6 | 2022 | 0 | 209.3283
flex | geo_moderate_95 | battery_6 | 2024 | 0.063583 | 190.7083
flex | geo_moderate_95 | battery_6 | 2026 | 0.0028741 | 245.0722
flex | geo_moderate_95 | battery_6 | 2028 | 1.6567 | 272.5477
flex | geo_moderate_95 | battery_6 | 2030 | 9.9278 | 320.4803
flex | geo_moderate_95 | battery_6 | 2032 | 23.8582 | 350.4961
flex | geo_moderate_95 | battery_6 | 2034 | 49.3016 | 380.6
flex | geo_moderate_95 | battery_6 | 2036 | 78.0976 | 407.7787
flex | geo_moderate_95 | battery_6 | 2038 | 79.2763 | 465.5211
flex | geo_moderate_95 | battery_6 | 2040 | 84.105 | 476.2497
flex | geo_moderate_95 | battery_6 | 2042 | 76.0055 | 450.2132
flex | geo_moderate_95 | battery_6 | 2044 | 58.3281 | 422.6301
flex | geo_moderate_95 | battery_6 | 2046 | 61.6592 | 486.0082
flex | geo_moderate_95 | battery_6 | 2048 | 58.4798 | 504.9103
flex | geo_moderate_95 | battery_6 | 2050 | 90.3556 | 565.9222
flex | geo_moderate_95 | battery_8 | 2010 | 0 | 157.0193
flex | geo_moderate_95 | battery_8 | 2012 | 0 | 150.5336
flex | geo_moderate_95 | battery_8 | 2014 | 0 | 138.3044
flex | geo_moderate_95 | battery_8 | 2016 | 0 | 93.8062
flex | geo_moderate_95 | battery_8 | 2018 | 0 | 139.8349
flex | geo_moderate_95 | battery_8 | 2020 | 0 | 167.6527
flex | geo_moderate_95 | battery_8 | 2022 | 0 | 209.3283
flex | geo_moderate_95 | battery_8 | 2024 | 0 | 190.7083
flex | geo_moderate_95 | battery_8 | 2026 | 0 | 245.0722
flex | geo_moderate_95 | battery_8 | 2028 | 0 | 272.5477
flex | geo_moderate_95 | battery_8 | 2030 | 0.1758 | 320.4803
flex | geo_moderate_95 | battery_8 | 2032 | 0.1903 | 350.4961
flex | geo_moderate_95 | battery_8 | 2034 | 5.1175 | 380.6
flex | geo_moderate_95 | battery_8 | 2036 | 22.9885 | 407.7787
flex | geo_moderate_95 | battery_8 | 2038 | 30.3942 | 465.5211
flex | geo_moderate_95 | battery_8 | 2040 | 41.0721 | 476.2497
flex | geo_moderate_95 | battery_8 | 2042 | 39.4805 | 450.2132
flex | geo_moderate_95 | battery_8 | 2044 | 29.8196 | 422.6301
flex | geo_moderate_95 | battery_8 | 2046 | 39.6541 | 486.0082
flex | geo_moderate_95 | battery_8 | 2048 | 27.0323 | 504.9103
flex | geo_moderate_95 | battery_8 | 2050 | 49.0746 | 565.9222
flex | geo_moderate_95 | battery_10 | 2010 | 0 | 157.0193
flex | geo_moderate_95 | battery_10 | 2012 | 0 | 150.5336
flex | geo_moderate_95 | battery_10 | 2014 | 0 | 138.3044
flex | geo_moderate_95 | battery_10 | 2016 | 0 | 93.8062
flex | geo_moderate_95 | battery_10 | 2018 | 0 | 139.8349
flex | geo_moderate_95 | battery_10 | 2020 | 0 | 167.6527
flex | geo_moderate_95 | battery_10 | 2022 | 0 | 209.3283
flex | geo_moderate_95 | battery_10 | 2024 | 0 | 190.7083
flex | geo_moderate_95 | battery_10 | 2026 | 0 | 245.0722
flex | geo_moderate_95 | battery_10 | 2028 | 0 | 272.5477
flex | geo_moderate_95 | battery_10 | 2030 | 0 | 320.4803
flex | geo_moderate_95 | battery_10 | 2032 | 0 | 350.4961
flex | geo_moderate_95 | battery_10 | 2034 | 0 | 380.6
flex | geo_moderate_95 | battery_10 | 2036 | 0 | 407.7787
flex | geo_moderate_95 | battery_10 | 2038 | 0 | 465.5211
flex | geo_moderate_95 | battery_10 | 2040 | 0 | 476.2497
flex | geo_moderate_95 | battery_10 | 2042 | 0 | 450.2132
flex | geo_moderate_95 | battery_10 | 2044 | 0 | 422.6301
flex | geo_moderate_95 | battery_10 | 2046 | 0 | 486.0082
flex | geo_moderate_95 | battery_10 | 2048 | 0 | 504.9103
flex | geo_moderate_95 | battery_10 | 2050 | 20.4303 | 565.9222
flex | geo_moderate_95 | pumped-hydro | 2010 | 11.4515 | 157.0193
flex | geo_moderate_95 | pumped-hydro | 2012 | 13.5908 | 150.5336
flex | geo_moderate_95 | pumped-hydro | 2014 | 3.0652 | 138.3044
flex | geo_moderate_95 | pumped-hydro | 2016 | 7.5512 | 93.8062
flex | geo_moderate_95 | pumped-hydro | 2018 | 13.9079 | 139.8349
flex | geo_moderate_95 | pumped-hydro | 2020 | 8.0264 | 167.6527
flex | geo_moderate_95 | pumped-hydro | 2022 | 7.979 | 209.3283
flex | geo_moderate_95 | pumped-hydro | 2024 | 10.7374 | 190.7083
flex | geo_moderate_95 | pumped-hydro | 2026 | 11.9761 | 245.0722
flex | geo_moderate_95 | pumped-hydro | 2028 | 18.5806 | 272.5477
flex | geo_moderate_95 | pumped-hydro | 2030 | 28.7814 | 320.4803
flex | geo_moderate_95 | pumped-hydro | 2032 | 48.1619 | 350.4961
flex | geo_moderate_95 | pumped-hydro | 2034 | 67.4164 | 380.6
flex | geo_moderate_95 | pumped-hydro | 2036 | 72.1275 | 407.7787
flex | geo_moderate_95 | pumped-hydro | 2038 | 96.5531 | 465.5211
flex | geo_moderate_95 | pumped-hydro | 2040 | 88.2738 | 476.2497
flex | geo_moderate_95 | pumped-hydro | 2042 | 75.4161 | 450.2132
flex | geo_moderate_95 | pumped-hydro | 2044 | 71.4441 | 422.6301
flex | geo_moderate_95 | pumped-hydro | 2046 | 64.0282 | 486.0082
flex | geo_moderate_95 | pumped-hydro | 2048 | 63.9329 | 504.9103
flex | geo_moderate_95 | pumped-hydro | 2050 | 79.4207 | 565.9222
reg | geo_moderate_95 | nuclear | 2010 | 0 | 40.8332
reg | geo_moderate_95 | nuclear | 2012 | 0 | 40.5919
reg | geo_moderate_95 | nuclear | 2014 | 0 | 41.3968
reg | geo_moderate_95 | nuclear | 2016 | 0 | 41.7441
reg | geo_moderate_95 | nuclear | 2018 | 0 | 42.554
reg | geo_moderate_95 | nuclear | 2020 | 0 | 44.6371
reg | geo_moderate_95 | nuclear | 2022 | 0 | 48.1215
reg | geo_moderate_95 | nuclear | 2024 | 0 | 53.4817
reg | geo_moderate_95 | nuclear | 2026 | 0 | 56.7678
reg | geo_moderate_95 | nuclear | 2028 | 0 | 60.3856
reg | geo_moderate_95 | nuclear | 2030 | 0 | 65.3708
reg | geo_moderate_95 | nuclear | 2032 | 0 | 68.3117
reg | geo_moderate_95 | nuclear | 2034 | 0 | 71.6969
reg | geo_moderate_95 | nuclear | 2036 | 0 | 74.0586
reg | geo_moderate_95 | nuclear | 2038 | 0 | 76.2193
reg | geo_moderate_95 | nuclear | 2040 | 0 | 77.4354
reg | geo_moderate_95 | nuclear | 2042 | 0 | 78.7396
reg | geo_moderate_95 | nuclear | 2044 | 0 | 80.3458
reg | geo_moderate_95 | nuclear | 2046 | 0 | 84.4744
reg | geo_moderate_95 | nuclear | 2048 | 0.11873 | 88.7305
reg | geo_moderate_95 | nuclear | 2050 | 0 | 93.754
reg | geo_moderate_95 | coal | 2010 | 0.00045387 | 40.8332
reg | geo_moderate_95 | coal | 2012 | 0.048911 | 40.5919
reg | geo_moderate_95 | coal | 2014 | 0.0098058 | 41.3968
reg | geo_moderate_95 | coal | 2016 | 0.022229 | 41.7441
reg | geo_moderate_95 | coal | 2018 | 0.026313 | 42.554
reg | geo_moderate_95 | coal | 2020 | 0.020797 | 44.6371
reg | geo_moderate_95 | coal | 2022 | 0.021565 | 48.1215
reg | geo_moderate_95 | coal | 2024 | 0.16158 | 53.4817
reg | geo_moderate_95 | coal | 2026 | 0.014732 | 56.7678
reg | geo_moderate_95 | coal | 2028 | 0.10046 | 60.3856
reg | geo_moderate_95 | coal | 2030 | 0.004437 | 65.3708
reg | geo_moderate_95 | coal | 2032 | 0.010424 | 68.3117
reg | geo_moderate_95 | coal | 2034 | 0.0010174 | 71.6969
reg | geo_moderate_95 | coal | 2036 | 0 | 74.0586
reg | geo_moderate_95 | coal | 2038 | 0.010411 | 76.2193
reg | geo_moderate_95 | coal | 2040 | 0.011739 | 77.4354
reg | geo_moderate_95 | coal | 2042 | 0 | 78.7396
reg | geo_moderate_95 | coal | 2044 | 0.00074579 | 80.3458
reg | geo_moderate_95 | coal | 2046 | 0.054214 | 84.4744
reg | geo_moderate_95 | coal | 2048 | 0.27092 | 88.7305
reg | geo_moderate_95 | coal | 2050 | 0 | 93.754
reg | geo_moderate_95 | gas-cc | 2010 | 4.5358 | 40.8332
reg | geo_moderate_95 | gas-cc | 2012 | 2.5195 | 40.5919
reg | geo_moderate_95 | gas-cc | 2014 | 3.7567 | 41.3968
reg | geo_moderate_95 | gas-cc | 2016 | 1.6553 | 41.7441
reg | geo_moderate_95 | gas-cc | 2018 | 2.6331 | 42.554
reg | geo_moderate_95 | gas-cc | 2020 | 1.1276 | 44.6371
reg | geo_moderate_95 | gas-cc | 2022 | 0.93255 | 48.1215
reg | geo_moderate_95 | gas-cc | 2024 | 0.9046 | 53.4817
reg | geo_moderate_95 | gas-cc | 2026 | 1.5257 | 56.7678
reg | geo_moderate_95 | gas-cc | 2028 | 1.4043 | 60.3856
reg | geo_moderate_95 | gas-cc | 2030 | 1.6159 | 65.3708
reg | geo_moderate_95 | gas-cc | 2032 | 1.37 | 68.3117
reg | geo_moderate_95 | gas-cc | 2034 | 0.79716 | 71.6969
reg | geo_moderate_95 | gas-cc | 2036 | 0.36614 | 74.0586
reg | geo_moderate_95 | gas-cc | 2038 | 0.25434 | 76.2193
reg | geo_moderate_95 | gas-cc | 2040 | 0.28335 | 77.4354
reg | geo_moderate_95 | gas-cc | 2042 | 0.31259 | 78.7396
reg | geo_moderate_95 | gas-cc | 2044 | 0.47946 | 80.3458
reg | geo_moderate_95 | gas-cc | 2046 | 2.4234 | 84.4744
reg | geo_moderate_95 | gas-cc | 2048 | 0.56091 | 88.7305
reg | geo_moderate_95 | gas-cc | 2050 | 0.5496 | 93.754
reg | geo_moderate_95 | gas-cc-ccs_mod_upgrade | 2010 | 0 | 40.8332
reg | geo_moderate_95 | gas-cc-ccs_mod_upgrade | 2012 | 0 | 40.5919
reg | geo_moderate_95 | gas-cc-ccs_mod_upgrade | 2014 | 0 | 41.3968
reg | geo_moderate_95 | gas-cc-ccs_mod_upgrade | 2016 | 0 | 41.7441
reg | geo_moderate_95 | gas-cc-ccs_mod_upgrade | 2018 | 0 | 42.554
reg | geo_moderate_95 | gas-cc-ccs_mod_upgrade | 2020 | 0 | 44.6371
reg | geo_moderate_95 | gas-cc-ccs_mod_upgrade | 2022 | 0 | 48.1215
reg | geo_moderate_95 | gas-cc-ccs_mod_upgrade | 2024 | 0 | 53.4817
reg | geo_moderate_95 | gas-cc-ccs_mod_upgrade | 2026 | 0 | 56.7678
reg | geo_moderate_95 | gas-cc-ccs_mod_upgrade | 2028 | 0 | 60.3856
reg | geo_moderate_95 | gas-cc-ccs_mod_upgrade | 2030 | 0 | 65.3708
reg | geo_moderate_95 | gas-cc-ccs_mod_upgrade | 2032 | 0 | 68.3117
reg | geo_moderate_95 | gas-cc-ccs_mod_upgrade | 2034 | 0 | 71.6969
reg | geo_moderate_95 | gas-cc-ccs_mod_upgrade | 2036 | 0 | 74.0586
reg | geo_moderate_95 | gas-cc-ccs_mod_upgrade | 2038 | 0 | 76.2193
reg | geo_moderate_95 | gas-cc-ccs_mod_upgrade | 2040 | 0 | 77.4354
reg | geo_moderate_95 | gas-cc-ccs_mod_upgrade | 2042 | 0 | 78.7396
reg | geo_moderate_95 | gas-cc-ccs_mod_upgrade | 2044 | 0 | 80.3458
reg | geo_moderate_95 | gas-cc-ccs_mod_upgrade | 2046 | 0.32919 | 84.4744
reg | geo_moderate_95 | gas-cc-ccs_mod_upgrade | 2048 | 0.53966 | 88.7305
reg | geo_moderate_95 | gas-cc-ccs_mod_upgrade | 2050 | 0.049081 | 93.754
reg | geo_moderate_95 | gas-ct | 2010 | 6.5041 | 40.8332
reg | geo_moderate_95 | gas-ct | 2012 | 5.6615 | 40.5919
reg | geo_moderate_95 | gas-ct | 2014 | 5.0292 | 41.3968
reg | geo_moderate_95 | gas-ct | 2016 | 5.2008 | 41.7441
reg | geo_moderate_95 | gas-ct | 2018 | 4.7884 | 42.554
reg | geo_moderate_95 | gas-ct | 2020 | 6.3059 | 44.6371
reg | geo_moderate_95 | gas-ct | 2022 | 5.5063 | 48.1215
reg | geo_moderate_95 | gas-ct | 2024 | 4.6969 | 53.4817
reg | geo_moderate_95 | gas-ct | 2026 | 4.4056 | 56.7678
reg | geo_moderate_95 | gas-ct | 2028 | 3.3169 | 60.3856
reg | geo_moderate_95 | gas-ct | 2030 | 3.847 | 65.3708
reg | geo_moderate_95 | gas-ct | 2032 | 1.7855 | 68.3117
reg | geo_moderate_95 | gas-ct | 2034 | 1.3497 | 71.6969
reg | geo_moderate_95 | gas-ct | 2036 | 0.80542 | 74.0586
reg | geo_moderate_95 | gas-ct | 2038 | 0.28568 | 76.2193
reg | geo_moderate_95 | gas-ct | 2040 | 0.28099 | 77.4354
reg | geo_moderate_95 | gas-ct | 2042 | 0.9303 | 78.7396
reg | geo_moderate_95 | gas-ct | 2044 | 0.77489 | 80.3458
reg | geo_moderate_95 | gas-ct | 2046 | 2.0405 | 84.4744
reg | geo_moderate_95 | gas-ct | 2048 | 2.3192 | 88.7305
reg | geo_moderate_95 | gas-ct | 2050 | 0.83887 | 93.754
reg | geo_moderate_95 | o-g-s | 2010 | 2.7958 | 40.8332
reg | geo_moderate_95 | o-g-s | 2012 | 2.8874 | 40.5919
reg | geo_moderate_95 | o-g-s | 2014 | 3.6803 | 41.3968
reg | geo_moderate_95 | o-g-s | 2016 | 3.5292 | 41.7441
reg | geo_moderate_95 | o-g-s | 2018 | 1.8794 | 42.554
reg | geo_moderate_95 | o-g-s | 2020 | 3.1684 | 44.6371
reg | geo_moderate_95 | o-g-s | 2022 | 2.6634 | 48.1215
reg | geo_moderate_95 | o-g-s | 2024 | 2.0582 | 53.4817
reg | geo_moderate_95 | o-g-s | 2026 | 1.0378 | 56.7678
reg | geo_moderate_95 | o-g-s | 2028 | 1.0145 | 60.3856
reg | geo_moderate_95 | o-g-s | 2030 | 0.41493 | 65.3708
reg | geo_moderate_95 | o-g-s | 2032 | 0.21743 | 68.3117
reg | geo_moderate_95 | o-g-s | 2034 | 0.048954 | 71.6969
reg | geo_moderate_95 | o-g-s | 2036 | 0.11052 | 74.0586
reg | geo_moderate_95 | o-g-s | 2038 | 0.034249 | 76.2193
reg | geo_moderate_95 | o-g-s | 2040 | 0.022063 | 77.4354
reg | geo_moderate_95 | o-g-s | 2042 | 0.014114 | 78.7396
reg | geo_moderate_95 | o-g-s | 2044 | 0.020219 | 80.3458
reg | geo_moderate_95 | o-g-s | 2046 | 0.062451 | 84.4744
reg | geo_moderate_95 | o-g-s | 2048 | 0.094162 | 88.7305
reg | geo_moderate_95 | o-g-s | 2050 | 0.014962 | 93.754
reg | geo_moderate_95 | hydro | 2010 | 0.10352 | 40.8332
reg | geo_moderate_95 | hydro | 2012 | 0.050463 | 40.5919
reg | geo_moderate_95 | hydro | 2014 | 0.020067 | 41.3968
reg | geo_moderate_95 | hydro | 2016 | 0.14815 | 41.7441
reg | geo_moderate_95 | hydro | 2018 | 0.0666 | 42.554
reg | geo_moderate_95 | hydro | 2020 | 0.25274 | 44.6371
reg | geo_moderate_95 | hydro | 2022 | 0.39298 | 48.1215
reg | geo_moderate_95 | hydro | 2024 | 0.59845 | 53.4817
reg | geo_moderate_95 | hydro | 2026 | 1.2652 | 56.7678
reg | geo_moderate_95 | hydro | 2028 | 1.2738 | 60.3856
reg | geo_moderate_95 | hydro | 2030 | 2.8975 | 65.3708
reg | geo_moderate_95 | hydro | 2032 | 1.6952 | 68.3117
reg | geo_moderate_95 | hydro | 2034 | 1.1731 | 71.6969
reg | geo_moderate_95 | hydro | 2036 | 0.53803 | 74.0586
reg | geo_moderate_95 | hydro | 2038 | 0.58707 | 76.2193
reg | geo_moderate_95 | hydro | 2040 | 0.47324 | 77.4354
reg | geo_moderate_95 | hydro | 2042 | 0.1724 | 78.7396
reg | geo_moderate_95 | hydro | 2044 | 0.039601 | 80.3458
reg | geo_moderate_95 | hydro | 2046 | 0.52265 | 84.4744
reg | geo_moderate_95 | hydro | 2048 | 0.53187 | 88.7305
reg | geo_moderate_95 | hydro | 2050 | 0.50274 | 93.754
reg | geo_moderate_95 | geothermal | 2010 | 0 | 40.8332
reg | geo_moderate_95 | geothermal | 2012 | 0 | 40.5919
reg | geo_moderate_95 | geothermal | 2014 | 0 | 41.3968
reg | geo_moderate_95 | geothermal | 2016 | 0 | 41.7441
reg | geo_moderate_95 | geothermal | 2018 | 0 | 42.554
reg | geo_moderate_95 | geothermal | 2020 | 0 | 44.6371
reg | geo_moderate_95 | geothermal | 2022 | 0 | 48.1215
reg | geo_moderate_95 | geothermal | 2024 | 0 | 53.4817
reg | geo_moderate_95 | geothermal | 2026 | 0 | 56.7678
reg | geo_moderate_95 | geothermal | 2028 | 0 | 60.3856
reg | geo_moderate_95 | geothermal | 2030 | 0 | 65.3708
reg | geo_moderate_95 | geothermal | 2032 | 0 | 68.3117
reg | geo_moderate_95 | geothermal | 2034 | 0 | 71.6969
reg | geo_moderate_95 | geothermal | 2036 | 0 | 74.0586
reg | geo_moderate_95 | geothermal | 2038 | 0.012353 | 76.2193
reg | geo_moderate_95 | geothermal | 2040 | 0 | 77.4354
reg | geo_moderate_95 | geothermal | 2042 | 0 | 78.7396
reg | geo_moderate_95 | geothermal | 2044 | 0 | 80.3458
reg | geo_moderate_95 | geothermal | 2046 | 0 | 84.4744
reg | geo_moderate_95 | geothermal | 2048 | 0.00051881 | 88.7305
reg | geo_moderate_95 | geothermal | 2050 | 0 | 93.754
reg | geo_moderate_95 | biopower | 2010 | 0.45069 | 40.8332
reg | geo_moderate_95 | biopower | 2012 | 0.27587 | 40.5919
reg | geo_moderate_95 | biopower | 2014 | 0.17723 | 41.3968
reg | geo_moderate_95 | biopower | 2016 | 0.26771 | 41.7441
reg | geo_moderate_95 | biopower | 2018 | 0.26874 | 42.554
reg | geo_moderate_95 | biopower | 2020 | 0.0411 | 44.6371
reg | geo_moderate_95 | biopower | 2022 | 0.30703 | 48.1215
reg | geo_moderate_95 | biopower | 2024 | 0.25018 | 53.4817
reg | geo_moderate_95 | biopower | 2026 | 0.1815 | 56.7678
reg | geo_moderate_95 | biopower | 2028 | 0.0542 | 60.3856
reg | geo_moderate_95 | biopower | 2030 | 0.060408 | 65.3708
reg | geo_moderate_95 | biopower | 2032 | 0.037855 | 68.3117
reg | geo_moderate_95 | biopower | 2034 | 0.0092175 | 71.6969
reg | geo_moderate_95 | biopower | 2036 | 0.0029102 | 74.0586
reg | geo_moderate_95 | biopower | 2038 | 0.012 | 76.2193
reg | geo_moderate_95 | biopower | 2040 | 0.00050593 | 77.4354
reg | geo_moderate_95 | biopower | 2042 | 0.027694 | 78.7396
reg | geo_moderate_95 | biopower | 2044 | 0.013831 | 80.3458
reg | geo_moderate_95 | biopower | 2046 | 0.035561 | 84.4744
reg | geo_moderate_95 | biopower | 2048 | 0.022459 | 88.7305
reg | geo_moderate_95 | biopower | 2050 | 0.0035623 | 93.754
reg | geo_moderate_95 | lfill-gas | 2010 | 0.0011658 | 40.8332
reg | geo_moderate_95 | lfill-gas | 2012 | 0 | 40.5919
reg | geo_moderate_95 | lfill-gas | 2014 | 0 | 41.3968
reg | geo_moderate_95 | lfill-gas | 2016 | 0 | 41.7441
reg | geo_moderate_95 | lfill-gas | 2018 | 0 | 42.554
reg | geo_moderate_95 | lfill-gas | 2020 | 0.0058301 | 44.6371
reg | geo_moderate_95 | lfill-gas | 2022 | 0.00067793 | 48.1215
reg | geo_moderate_95 | lfill-gas | 2024 | 0.028338 | 53.4817
reg | geo_moderate_95 | lfill-gas | 2026 | 0.018238 | 56.7678
reg | geo_moderate_95 | lfill-gas | 2028 | 0.03781 | 60.3856
reg | geo_moderate_95 | lfill-gas | 2030 | 0.035337 | 65.3708
reg | geo_moderate_95 | lfill-gas | 2032 | 0.030794 | 68.3117
reg | geo_moderate_95 | lfill-gas | 2034 | 0.01219 | 71.6969
reg | geo_moderate_95 | lfill-gas | 2036 | 0.015463 | 74.0586
reg | geo_moderate_95 | lfill-gas | 2038 | 0.018109 | 76.2193
reg | geo_moderate_95 | lfill-gas | 2040 | 0 | 77.4354
reg | geo_moderate_95 | lfill-gas | 2042 | 0 | 78.7396
reg | geo_moderate_95 | lfill-gas | 2044 | 0.00011804 | 80.3458
reg | geo_moderate_95 | lfill-gas | 2046 | 0.0013232 | 84.4744
reg | geo_moderate_95 | lfill-gas | 2048 | 0.026884 | 88.7305
reg | geo_moderate_95 | lfill-gas | 2050 | 0.00069191 | 93.754
reg | geo_moderate_95 | csp | 2010 | 0 | 40.8332
reg | geo_moderate_95 | csp | 2012 | 0 | 40.5919
reg | geo_moderate_95 | csp | 2014 | 0 | 41.3968
reg | geo_moderate_95 | csp | 2016 | 0 | 41.7441
reg | geo_moderate_95 | csp | 2018 | 0 | 42.554
reg | geo_moderate_95 | csp | 2020 | 0 | 44.6371
reg | geo_moderate_95 | csp | 2022 | 0 | 48.1215
reg | geo_moderate_95 | csp | 2024 | 0 | 53.4817
reg | geo_moderate_95 | csp | 2026 | 0 | 56.7678
reg | geo_moderate_95 | csp | 2028 | 0 | 60.3856
reg | geo_moderate_95 | csp | 2030 | 0 | 65.3708
reg | geo_moderate_95 | csp | 2032 | 0 | 68.3117
reg | geo_moderate_95 | csp | 2034 | 0 | 71.6969
reg | geo_moderate_95 | csp | 2036 | 0 | 74.0586
reg | geo_moderate_95 | csp | 2038 | 0 | 76.2193
reg | geo_moderate_95 | csp | 2040 | 0 | 77.4354
reg | geo_moderate_95 | csp | 2042 | 0 | 78.7396
reg | geo_moderate_95 | csp | 2044 | 0 | 80.3458
reg | geo_moderate_95 | csp | 2046 | 0 | 84.4744
reg | geo_moderate_95 | csp | 2048 | 0 | 88.7305
reg | geo_moderate_95 | csp | 2050 | 0 | 93.754
reg | geo_moderate_95 | pvb | 2010 | 0 | 40.8332
reg | geo_moderate_95 | pvb | 2012 | 0.0026097 | 40.5919
reg | geo_moderate_95 | pvb | 2014 | 0.019337 | 41.3968
reg | geo_moderate_95 | pvb | 2016 | 0.46339 | 41.7441
reg | geo_moderate_95 | pvb | 2018 | 0.60512 | 42.554
reg | geo_moderate_95 | pvb | 2020 | 1.2704 | 44.6371
reg | geo_moderate_95 | pvb | 2022 | 2.8604 | 48.1215
reg | geo_moderate_95 | pvb | 2024 | 3.5533 | 53.4817
reg | geo_moderate_95 | pvb | 2026 | 1.8612 | 56.7678
reg | geo_moderate_95 | pvb | 2028 | 1.6573 | 60.3856
reg | geo_moderate_95 | pvb | 2030 | 0.75877 | 65.3708
reg | geo_moderate_95 | pvb | 2032 | 0.41723 | 68.3117
reg | geo_moderate_95 | pvb | 2034 | 0.73938 | 71.6969
reg | geo_moderate_95 | pvb | 2036 | 0.73258 | 74.0586
reg | geo_moderate_95 | pvb | 2038 | 1.0096 | 76.2193
reg | geo_moderate_95 | pvb | 2040 | 1.8572 | 77.4354
reg | geo_moderate_95 | pvb | 2042 | 1.5656 | 78.7396
reg | geo_moderate_95 | pvb | 2044 | 2.2611 | 80.3458
reg | geo_moderate_95 | pvb | 2046 | 2.6158 | 84.4744
reg | geo_moderate_95 | pvb | 2048 | 2.7021 | 88.7305
reg | geo_moderate_95 | pvb | 2050 | 3.291 | 93.754
reg | geo_moderate_95 | battery_2 | 2010 | 0.038976 | 40.8332
reg | geo_moderate_95 | battery_2 | 2012 | 0.17804 | 40.5919
reg | geo_moderate_95 | battery_2 | 2014 | 0.29741 | 41.3968
reg | geo_moderate_95 | battery_2 | 2016 | 0.72731 | 41.7441
reg | geo_moderate_95 | battery_2 | 2018 | 1.1065 | 42.554
reg | geo_moderate_95 | battery_2 | 2020 | 1.6377 | 44.6371
reg | geo_moderate_95 | battery_2 | 2022 | 6.7134 | 48.1215
reg | geo_moderate_95 | battery_2 | 2024 | 16.3148 | 53.4817
reg | geo_moderate_95 | battery_2 | 2026 | 16.6736 | 56.7678
reg | geo_moderate_95 | battery_2 | 2028 | 13.8513 | 60.3856
reg | geo_moderate_95 | battery_2 | 2030 | 10.7419 | 65.3708
reg | geo_moderate_95 | battery_2 | 2032 | 12.3749 | 68.3117
reg | geo_moderate_95 | battery_2 | 2034 | 9.7962 | 71.6969
reg | geo_moderate_95 | battery_2 | 2036 | 5.4924 | 74.0586
reg | geo_moderate_95 | battery_2 | 2038 | 2.549 | 76.2193
reg | geo_moderate_95 | battery_2 | 2040 | 3.0573 | 77.4354
reg | geo_moderate_95 | battery_2 | 2042 | 4.4956 | 78.7396
reg | geo_moderate_95 | battery_2 | 2044 | 5.8467 | 80.3458
reg | geo_moderate_95 | battery_2 | 2046 | 7.5681 | 84.4744
reg | geo_moderate_95 | battery_2 | 2048 | 11.4411 | 88.7305
reg | geo_moderate_95 | battery_2 | 2050 | 9.3188 | 93.754
reg | geo_moderate_95 | battery_4 | 2010 | 0 | 40.8332
reg | geo_moderate_95 | battery_4 | 2012 | 0.011197 | 40.5919
reg | geo_moderate_95 | battery_4 | 2014 | 0.055916 | 41.3968
reg | geo_moderate_95 | battery_4 | 2016 | 0.57656 | 41.7441
reg | geo_moderate_95 | battery_4 | 2018 | 1.2048 | 42.554
reg | geo_moderate_95 | battery_4 | 2020 | 2.6748 | 44.6371
reg | geo_moderate_95 | battery_4 | 2022 | 2.8985 | 48.1215
reg | geo_moderate_95 | battery_4 | 2024 | 5.4991 | 53.4817
reg | geo_moderate_95 | battery_4 | 2026 | 14.4076 | 56.7678
reg | geo_moderate_95 | battery_4 | 2028 | 24.1786 | 60.3856
reg | geo_moderate_95 | battery_4 | 2030 | 25.7095 | 65.3708
reg | geo_moderate_95 | battery_4 | 2032 | 31.4073 | 68.3117
reg | geo_moderate_95 | battery_4 | 2034 | 30.9283 | 71.6969
reg | geo_moderate_95 | battery_4 | 2036 | 27.5885 | 74.0586
reg | geo_moderate_95 | battery_4 | 2038 | 23.3733 | 76.2193
reg | geo_moderate_95 | battery_4 | 2040 | 23.2944 | 77.4354
reg | geo_moderate_95 | battery_4 | 2042 | 43.2862 | 78.7396
reg | geo_moderate_95 | battery_4 | 2044 | 23.1857 | 80.3458
reg | geo_moderate_95 | battery_4 | 2046 | 33.3449 | 84.4744
reg | geo_moderate_95 | battery_4 | 2048 | 36.4856 | 88.7305
reg | geo_moderate_95 | battery_4 | 2050 | 24.3623 | 93.754
reg | geo_moderate_95 | battery_6 | 2010 | 0 | 40.8332
reg | geo_moderate_95 | battery_6 | 2012 | 0 | 40.5919
reg | geo_moderate_95 | battery_6 | 2014 | 0 | 41.3968
reg | geo_moderate_95 | battery_6 | 2016 | 0 | 41.7441
reg | geo_moderate_95 | battery_6 | 2018 | 0 | 42.554
reg | geo_moderate_95 | battery_6 | 2020 | 0 | 44.6371
reg | geo_moderate_95 | battery_6 | 2022 | 0.10319 | 48.1215
reg | geo_moderate_95 | battery_6 | 2024 | 1.9604 | 53.4817
reg | geo_moderate_95 | battery_6 | 2026 | 2.2313 | 56.7678
reg | geo_moderate_95 | battery_6 | 2028 | 8.7809 | 60.3856
reg | geo_moderate_95 | battery_6 | 2030 | 16.0091 | 65.3708
reg | geo_moderate_95 | battery_6 | 2032 | 17.3397 | 68.3117
reg | geo_moderate_95 | battery_6 | 2034 | 24.4158 | 71.6969
reg | geo_moderate_95 | battery_6 | 2036 | 32.7108 | 74.0586
reg | geo_moderate_95 | battery_6 | 2038 | 31.1703 | 76.2193
reg | geo_moderate_95 | battery_6 | 2040 | 24.9843 | 77.4354
reg | geo_moderate_95 | battery_6 | 2042 | 17.871 | 78.7396
reg | geo_moderate_95 | battery_6 | 2044 | 31.1938 | 80.3458
reg | geo_moderate_95 | battery_6 | 2046 | 29.3048 | 84.4744
reg | geo_moderate_95 | battery_6 | 2048 | 22.822 | 88.7305
reg | geo_moderate_95 | battery_6 | 2050 | 24.9213 | 93.754
reg | geo_moderate_95 | battery_8 | 2010 | 0 | 40.8332
reg | geo_moderate_95 | battery_8 | 2012 | 0 | 40.5919
reg | geo_moderate_95 | battery_8 | 2014 | 0 | 41.3968
reg | geo_moderate_95 | battery_8 | 2016 | 0 | 41.7441
reg | geo_moderate_95 | battery_8 | 2018 | 0 | 42.554
reg | geo_moderate_95 | battery_8 | 2020 | 0 | 44.6371
reg | geo_moderate_95 | battery_8 | 2022 | 0 | 48.1215
reg | geo_moderate_95 | battery_8 | 2024 | 0 | 53.4817
reg | geo_moderate_95 | battery_8 | 2026 | 0 | 56.7678
reg | geo_moderate_95 | battery_8 | 2028 | 0 | 60.3856
reg | geo_moderate_95 | battery_8 | 2030 | 0.34247 | 65.3708
reg | geo_moderate_95 | battery_8 | 2032 | 1.5568 | 68.3117
reg | geo_moderate_95 | battery_8 | 2034 | 2.3974 | 71.6969
reg | geo_moderate_95 | battery_8 | 2036 | 5.6958 | 74.0586
reg | geo_moderate_95 | battery_8 | 2038 | 16.9029 | 76.2193
reg | geo_moderate_95 | battery_8 | 2040 | 23.1704 | 77.4354
reg | geo_moderate_95 | battery_8 | 2042 | 10.0642 | 78.7396
reg | geo_moderate_95 | battery_8 | 2044 | 16.5296 | 80.3458
reg | geo_moderate_95 | battery_8 | 2046 | 6.1715 | 84.4744
reg | geo_moderate_95 | battery_8 | 2048 | 10.6212 | 88.7305
reg | geo_moderate_95 | battery_8 | 2050 | 23.0593 | 93.754
reg | geo_moderate_95 | battery_10 | 2010 | 0 | 40.8332
reg | geo_moderate_95 | battery_10 | 2012 | 0 | 40.5919
reg | geo_moderate_95 | battery_10 | 2014 | 0 | 41.3968
reg | geo_moderate_95 | battery_10 | 2016 | 0 | 41.7441
reg | geo_moderate_95 | battery_10 | 2018 | 0 | 42.554
reg | geo_moderate_95 | battery_10 | 2020 | 0 | 44.6371
reg | geo_moderate_95 | battery_10 | 2022 | 0 | 48.1215
reg | geo_moderate_95 | battery_10 | 2024 | 0 | 53.4817
reg | geo_moderate_95 | battery_10 | 2026 | 0 | 56.7678
reg | geo_moderate_95 | battery_10 | 2028 | 0 | 60.3856
reg | geo_moderate_95 | battery_10 | 2030 | 0 | 65.3708
reg | geo_moderate_95 | battery_10 | 2032 | 0 | 68.3117
reg | geo_moderate_95 | battery_10 | 2034 | 0 | 71.6969
reg | geo_moderate_95 | battery_10 | 2036 | 0 | 74.0586
reg | geo_moderate_95 | battery_10 | 2038 | 0 | 76.2193
reg | geo_moderate_95 | battery_10 | 2040 | 0 | 77.4354
reg | geo_moderate_95 | battery_10 | 2042 | 0 | 78.7396
reg | geo_moderate_95 | battery_10 | 2044 | 0 | 80.3458
reg | geo_moderate_95 | battery_10 | 2046 | 0 | 84.4744
reg | geo_moderate_95 | battery_10 | 2048 | 0 | 88.7305
reg | geo_moderate_95 | battery_10 | 2050 | 6.8239 | 93.754
reg | geo_moderate_95 | pumped-hydro | 2010 | 26.4028 | 40.8332
reg | geo_moderate_95 | pumped-hydro | 2012 | 28.9564 | 40.5919
reg | geo_moderate_95 | pumped-hydro | 2014 | 28.3508 | 41.3968
reg | geo_moderate_95 | pumped-hydro | 2016 | 29.1534 | 41.7441
reg | geo_moderate_95 | pumped-hydro | 2018 | 29.975 | 42.554
reg | geo_moderate_95 | pumped-hydro | 2020 | 28.1318 | 44.6371
reg | geo_moderate_95 | pumped-hydro | 2022 | 25.7215 | 48.1215
reg | geo_moderate_95 | pumped-hydro | 2024 | 17.4558 | 53.4817
reg | geo_moderate_95 | pumped-hydro | 2026 | 13.1454 | 56.7678
reg | geo_moderate_95 | pumped-hydro | 2028 | 4.7156 | 60.3856
reg | geo_moderate_95 | pumped-hydro | 2030 | 2.9336 | 65.3708
reg | geo_moderate_95 | pumped-hydro | 2032 | 0.068556 | 68.3117
reg | geo_moderate_95 | pumped-hydro | 2034 | 0.028428 | 71.6969
reg | geo_moderate_95 | pumped-hydro | 2036 | 0 | 74.0586
reg | geo_moderate_95 | pumped-hydro | 2038 | 0 | 76.2193
reg | geo_moderate_95 | pumped-hydro | 2040 | 0 | 77.4354
reg | geo_moderate_95 | pumped-hydro | 2042 | 0 | 78.7396
reg | geo_moderate_95 | pumped-hydro | 2044 | 0 | 80.3458
reg | geo_moderate_95 | pumped-hydro | 2046 | 0 | 84.4744
reg | geo_moderate_95 | pumped-hydro | 2048 | 0.17321 | 88.7305
reg | geo_moderate_95 | pumped-hydro | 2050 | 0.017906 | 93.754
spin | geo_moderate_95 | nuclear | 2010 | 0.30747 | 141.4209
spin | geo_moderate_95 | nuclear | 2012 | 0.53108 | 133.3269
spin | geo_moderate_95 | nuclear | 2014 | 0.33987 | 141.6173
spin | geo_moderate_95 | nuclear | 2016 | 0.84763 | 140.4833
spin | geo_moderate_95 | nuclear | 2018 | 0.90179 | 139.847
spin | geo_moderate_95 | nuclear | 2020 | 0.91457 | 162.8495
spin | geo_moderate_95 | nuclear | 2022 | 2.0873 | 164.1736
spin | geo_moderate_95 | nuclear | 2024 | 5.5146 | 135.4032
spin | geo_moderate_95 | nuclear | 2026 | 2.9312 | 144.2548
spin | geo_moderate_95 | nuclear | 2028 | 5.5325 | 158.2773
spin | geo_moderate_95 | nuclear | 2030 | 8.7914 | 152.4892
spin | geo_moderate_95 | nuclear | 2032 | 8.9053 | 161.8997
spin | geo_moderate_95 | nuclear | 2034 | 6.6391 | 168.7736
spin | geo_moderate_95 | nuclear | 2036 | 5.9395 | 175.6831
spin | geo_moderate_95 | nuclear | 2038 | 4.343 | 188.036
spin | geo_moderate_95 | nuclear | 2040 | 2.0544 | 238.6494
spin | geo_moderate_95 | nuclear | 2042 | 1.0196 | 186.6411
spin | geo_moderate_95 | nuclear | 2044 | 0.35094 | 220.1315
spin | geo_moderate_95 | nuclear | 2046 | 2.9544 | 196.0132
spin | geo_moderate_95 | nuclear | 2048 | 12.7 | 191.1974
spin | geo_moderate_95 | nuclear | 2050 | 5.5422 | 220.4366
spin | geo_moderate_95 | coal | 2010 | 11.8085 | 141.4209
spin | geo_moderate_95 | coal | 2012 | 7.9862 | 133.3269
spin | geo_moderate_95 | coal | 2014 | 8.8749 | 141.6173
spin | geo_moderate_95 | coal | 2016 | 6.4144 | 140.4833
spin | geo_moderate_95 | coal | 2018 | 3.0626 | 139.847
spin | geo_moderate_95 | coal | 2020 | 5.2413 | 162.8495
spin | geo_moderate_95 | coal | 2022 | 8.0037 | 164.1736
spin | geo_moderate_95 | coal | 2024 | 6.4314 | 135.4032
spin | geo_moderate_95 | coal | 2026 | 6.3422 | 144.2548
spin | geo_moderate_95 | coal | 2028 | 7.5919 | 158.2773
spin | geo_moderate_95 | coal | 2030 | 7.8309 | 152.4892
spin | geo_moderate_95 | coal | 2032 | 5.901 | 161.8997
spin | geo_moderate_95 | coal | 2034 | 5.153 | 168.7736
spin | geo_moderate_95 | coal | 2036 | 3.4038 | 175.6831
spin | geo_moderate_95 | coal | 2038 | 2.9333 | 188.036
spin | geo_moderate_95 | coal | 2040 | 1.5188 | 238.6494
spin | geo_moderate_95 | coal | 2042 | 1.7291 | 186.6411
spin | geo_moderate_95 | coal | 2044 | 2.7747 | 220.1315
spin | geo_moderate_95 | coal | 2046 | 3.4353 | 196.0132
spin | geo_moderate_95 | coal | 2048 | 3.4587 | 191.1974
spin | geo_moderate_95 | coal | 2050 | 0 | 220.4366
spin | geo_moderate_95 | gas-cc | 2010 | 18.4711 | 141.4209
spin | geo_moderate_95 | gas-cc | 2012 | 21.6835 | 133.3269
spin | geo_moderate_95 | gas-cc | 2014 | 20.2693 | 141.6173
spin | geo_moderate_95 | gas-cc | 2016 | 21.0292 | 140.4833
spin | geo_moderate_95 | gas-cc | 2018 | 25.1164 | 139.847
spin | geo_moderate_95 | gas-cc | 2020 | 24.8973 | 162.8495
spin | geo_moderate_95 | gas-cc | 2022 | 25.3583 | 164.1736
spin | geo_moderate_95 | gas-cc | 2024 | 22.9851 | 135.4032
spin | geo_moderate_95 | gas-cc | 2026 | 25.6263 | 144.2548
spin | geo_moderate_95 | gas-cc | 2028 | 19.4718 | 158.2773
spin | geo_moderate_95 | gas-cc | 2030 | 21.8928 | 152.4892
spin | geo_moderate_95 | gas-cc | 2032 | 15.013 | 161.8997
spin | geo_moderate_95 | gas-cc | 2034 | 10.6672 | 168.7736
spin | geo_moderate_95 | gas-cc | 2036 | 9.075 | 175.6831
spin | geo_moderate_95 | gas-cc | 2038 | 6.8651 | 188.036
spin | geo_moderate_95 | gas-cc | 2040 | 5.7495 | 238.6494
spin | geo_moderate_95 | gas-cc | 2042 | 6.6138 | 186.6411
spin | geo_moderate_95 | gas-cc | 2044 | 8.393 | 220.1315
spin | geo_moderate_95 | gas-cc | 2046 | 10.6258 | 196.0132
spin | geo_moderate_95 | gas-cc | 2048 | 3.8546 | 191.1974
spin | geo_moderate_95 | gas-cc | 2050 | 2.8299 | 220.4366
spin | geo_moderate_95 | gas-cc-ccs_mod_upgrade | 2010 | 0 | 141.4209
spin | geo_moderate_95 | gas-cc-ccs_mod_upgrade | 2012 | 0 | 133.3269
spin | geo_moderate_95 | gas-cc-ccs_mod_upgrade | 2014 | 0 | 141.6173
spin | geo_moderate_95 | gas-cc-ccs_mod_upgrade | 2016 | 0 | 140.4833
spin | geo_moderate_95 | gas-cc-ccs_mod_upgrade | 2018 | 0 | 139.847
spin | geo_moderate_95 | gas-cc-ccs_mod_upgrade | 2020 | 0 | 162.8495
spin | geo_moderate_95 | gas-cc-ccs_mod_upgrade | 2022 | 0 | 164.1736
spin | geo_moderate_95 | gas-cc-ccs_mod_upgrade | 2024 | 0 | 135.4032
spin | geo_moderate_95 | gas-cc-ccs_mod_upgrade | 2026 | 0 | 144.2548
spin | geo_moderate_95 | gas-cc-ccs_mod_upgrade | 2028 | 0 | 158.2773
spin | geo_moderate_95 | gas-cc-ccs_mod_upgrade | 2030 | 0 | 152.4892
spin | geo_moderate_95 | gas-cc-ccs_mod_upgrade | 2032 | 0 | 161.8997
spin | geo_moderate_95 | gas-cc-ccs_mod_upgrade | 2034 | 0 | 168.7736
spin | geo_moderate_95 | gas-cc-ccs_mod_upgrade | 2036 | 0 | 175.6831
spin | geo_moderate_95 | gas-cc-ccs_mod_upgrade | 2038 | 0 | 188.036
spin | geo_moderate_95 | gas-cc-ccs_mod_upgrade | 2040 | 0 | 238.6494
spin | geo_moderate_95 | gas-cc-ccs_mod_upgrade | 2042 | 0.021298 | 186.6411
spin | geo_moderate_95 | gas-cc-ccs_mod_upgrade | 2044 | 0.33801 | 220.1315
spin | geo_moderate_95 | gas-cc-ccs_mod_upgrade | 2046 | 1.0913 | 196.0132
spin | geo_moderate_95 | gas-cc-ccs_mod_upgrade | 2048 | 1.1757 | 191.1974
spin | geo_moderate_95 | gas-cc-ccs_mod_upgrade | 2050 | 1.0031 | 220.4366
spin | geo_moderate_95 | gas-ct | 2010 | 0.21289 | 141.4209
spin | geo_moderate_95 | gas-ct | 2012 | 0.42721 | 133.3269
spin | geo_moderate_95 | gas-ct | 2014 | 0.23715 | 141.6173
spin | geo_moderate_95 | gas-ct | 2016 | 0.42835 | 140.4833
spin | geo_moderate_95 | gas-ct | 2018 | 1.2243 | 139.847
spin | geo_moderate_95 | gas-ct | 2020 | 2.3412 | 162.8495
spin | geo_moderate_95 | gas-ct | 2022 | 0.54452 | 164.1736
spin | geo_moderate_95 | gas-ct | 2024 | 0.12686 | 135.4032
spin | geo_moderate_95 | gas-ct | 2026 | 0.12942 | 144.2548
spin | geo_moderate_95 | gas-ct | 2028 | 0.15412 | 158.2773
spin | geo_moderate_95 | gas-ct | 2030 | 0.075773 | 152.4892
spin | geo_moderate_95 | gas-ct | 2032 | 0.093101 | 161.8997
spin | geo_moderate_95 | gas-ct | 2034 | 0.17902 | 168.7736
spin | geo_moderate_95 | gas-ct | 2036 | 0.012027 | 175.6831
spin | geo_moderate_95 | gas-ct | 2038 | 0.014845 | 188.036
spin | geo_moderate_95 | gas-ct | 2040 | 0.020198 | 238.6494
spin | geo_moderate_95 | gas-ct | 2042 | 0.05956 | 186.6411
spin | geo_moderate_95 | gas-ct | 2044 | 0.18901 | 220.1315
spin | geo_moderate_95 | gas-ct | 2046 | 0.53569 | 196.0132
spin | geo_moderate_95 | gas-ct | 2048 | 0.96808 | 191.1974
spin | geo_moderate_95 | gas-ct | 2050 | 0.76492 | 220.4366
spin | geo_moderate_95 | o-g-s | 2010 | 0.85506 | 141.4209
spin | geo_moderate_95 | o-g-s | 2012 | 2.3235 | 133.3269
spin | geo_moderate_95 | o-g-s | 2014 | 0.67246 | 141.6173
spin | geo_moderate_95 | o-g-s | 2016 | 2.4485 | 140.4833
spin | geo_moderate_95 | o-g-s | 2018 | 0.50807 | 139.847
spin | geo_moderate_95 | o-g-s | 2020 | 0.74194 | 162.8495
spin | geo_moderate_95 | o-g-s | 2022 | 0.23362 | 164.1736
spin | geo_moderate_95 | o-g-s | 2024 | 0.27269 | 135.4032
spin | geo_moderate_95 | o-g-s | 2026 | 0.25609 | 144.2548
spin | geo_moderate_95 | o-g-s | 2028 | 0.051886 | 158.2773
spin | geo_moderate_95 | o-g-s | 2030 | 0.039113 | 152.4892
spin | geo_moderate_95 | o-g-s | 2032 | 0.024989 | 161.8997
spin | geo_moderate_95 | o-g-s | 2034 | 0.046662 | 168.7736
spin | geo_moderate_95 | o-g-s | 2036 | 0.0066466 | 175.6831
spin | geo_moderate_95 | o-g-s | 2038 | 0.0080695 | 188.036
spin | geo_moderate_95 | o-g-s | 2040 | 0.006365 | 238.6494
spin | geo_moderate_95 | o-g-s | 2042 | 0.010894 | 186.6411
spin | geo_moderate_95 | o-g-s | 2044 | 0.014909 | 220.1315
spin | geo_moderate_95 | o-g-s | 2046 | 0.042654 | 196.0132
spin | geo_moderate_95 | o-g-s | 2048 | 0.078593 | 191.1974
spin | geo_moderate_95 | o-g-s | 2050 | 0.014962 | 220.4366
spin | geo_moderate_95 | hydro | 2010 | 54.2222 | 141.4209
spin | geo_moderate_95 | hydro | 2012 | 41.0435 | 133.3269
spin | geo_moderate_95 | hydro | 2014 | 53.0125 | 141.6173
spin | geo_moderate_95 | hydro | 2016 | 50.0392 | 140.4833
spin | geo_moderate_95 | hydro | 2018 | 50.5561 | 139.847
spin | geo_moderate_95 | hydro | 2020 | 65.4714 | 162.8495
spin | geo_moderate_95 | hydro | 2022 | 79.5905 | 164.1736
spin | geo_moderate_95 | hydro | 2024 | 48.3715 | 135.4032
spin | geo_moderate_95 | hydro | 2026 | 49.4282 | 144.2548
spin | geo_moderate_95 | hydro | 2028 | 49.8183 | 158.2773
spin | geo_moderate_95 | hydro | 2030 | 36.5376 | 152.4892
spin | geo_moderate_95 | hydro | 2032 | 45.9681 | 161.8997
spin | geo_moderate_95 | hydro | 2034 | 41.0481 | 168.7736
spin | geo_moderate_95 | hydro | 2036 | 39.4093 | 175.6831
spin | geo_moderate_95 | hydro | 2038 | 44.1512 | 188.036
spin | geo_moderate_95 | hydro | 2040 | 45.7562 | 238.6494
spin | geo_moderate_95 | hydro | 2042 | 38.361 | 186.6411
spin | geo_moderate_95 | hydro | 2044 | 45.266 | 220.1315
spin | geo_moderate_95 | hydro | 2046 | 43.1442 | 196.0132
spin | geo_moderate_95 | hydro | 2048 | 36.2998 | 191.1974
spin | geo_moderate_95 | hydro | 2050 | 49.1894 | 220.4366
spin | geo_moderate_95 | geothermal | 2010 | 0 | 141.4209
spin | geo_moderate_95 | geothermal | 2012 | 0 | 133.3269
spin | geo_moderate_95 | geothermal | 2014 | 0 | 141.6173
spin | geo_moderate_95 | geothermal | 2016 | 0 | 140.4833
spin | geo_moderate_95 | geothermal | 2018 | 0 | 139.847
spin | geo_moderate_95 | geothermal | 2020 | 0 | 162.8495
spin | geo_moderate_95 | geothermal | 2022 | 0.00052092 | 164.1736
spin | geo_moderate_95 | geothermal | 2024 | 0 | 135.4032
spin | geo_moderate_95 | geothermal | 2026 | 0 | 144.2548
spin | geo_moderate_95 | geothermal | 2028 | 0 | 158.2773
spin | geo_moderate_95 | geothermal | 2030 | 0 | 152.4892
spin | geo_moderate_95 | geothermal | 2032 | 0.0025209 | 161.8997
spin | geo_moderate_95 | geothermal | 2034 | 0 | 168.7736
spin | geo_moderate_95 | geothermal | 2036 | 0.015744 | 175.6831
spin | geo_moderate_95 | geothermal | 2038 | 0.019853 | 188.036
spin | geo_moderate_95 | geothermal | 2040 | 0 | 238.6494
spin | geo_moderate_95 | geothermal | 2042 | 3.8101e-05 | 186.6411
spin | geo_moderate_95 | geothermal | 2044 | 0 | 220.1315
spin | geo_moderate_95 | geothermal | 2046 | 0.0019681 | 196.0132
spin | geo_moderate_95 | geothermal | 2048 | 0.00079102 | 191.1974
spin | geo_moderate_95 | geothermal | 2050 | 0.0028493 | 220.4366
spin | geo_moderate_95 | biopower | 2010 | 1.1127 | 141.4209
spin | geo_moderate_95 | biopower | 2012 | 0.82437 | 133.3269
spin | geo_moderate_95 | biopower | 2014 | 0.90421 | 141.6173
spin | geo_moderate_95 | biopower | 2016 | 0.93304 | 140.4833
spin | geo_moderate_95 | biopower | 2018 | 0.71921 | 139.847
spin | geo_moderate_95 | biopower | 2020 | 0.55037 | 162.8495
spin | geo_moderate_95 | biopower | 2022 | 1.1562 | 164.1736
spin | geo_moderate_95 | biopower | 2024 | 0.70998 | 135.4032
spin | geo_moderate_95 | biopower | 2026 | 0.62562 | 144.2548
spin | geo_moderate_95 | biopower | 2028 | 0.29994 | 158.2773
spin | geo_moderate_95 | biopower | 2030 | 0.20436 | 152.4892
spin | geo_moderate_95 | biopower | 2032 | 0.16904 | 161.8997
spin | geo_moderate_95 | biopower | 2034 | 0.1115 | 168.7736
spin | geo_moderate_95 | biopower | 2036 | 0.17202 | 175.6831
spin | geo_moderate_95 | biopower | 2038 | 0.073604 | 188.036
spin | geo_moderate_95 | biopower | 2040 | 0.1014 | 238.6494
spin | geo_moderate_95 | biopower | 2042 | 0.065412 | 186.6411
spin | geo_moderate_95 | biopower | 2044 | 0.079347 | 220.1315
spin | geo_moderate_95 | biopower | 2046 | 0.12382 | 196.0132
spin | geo_moderate_95 | biopower | 2048 | 0.11082 | 191.1974
spin | geo_moderate_95 | biopower | 2050 | 0.095493 | 220.4366
spin | geo_moderate_95 | lfill-gas | 2010 | 0.0023316 | 141.4209
spin | geo_moderate_95 | lfill-gas | 2012 | 0.026723 | 133.3269
spin | geo_moderate_95 | lfill-gas | 2014 | 0.0034246 | 141.6173
spin | geo_moderate_95 | lfill-gas | 2016 | 0.024381 | 140.4833
spin | geo_moderate_95 | lfill-gas | 2018 | 0.021705 | 139.847
spin | geo_moderate_95 | lfill-gas | 2020 | 0.10776 | 162.8495
spin | geo_moderate_95 | lfill-gas | 2022 | 0.038163 | 164.1736
spin | geo_moderate_95 | lfill-gas | 2024 | 0.042494 | 135.4032
spin | geo_moderate_95 | lfill-gas | 2026 | 0.040722 | 144.2548
spin | geo_moderate_95 | lfill-gas | 2028 | 0.052646 | 158.2773
spin | geo_moderate_95 | lfill-gas | 2030 | 0.093463 | 152.4892
spin | geo_moderate_95 | lfill-gas | 2032 | 0.060531 | 161.8997
spin | geo_moderate_95 | lfill-gas | 2034 | 0.046881 | 168.7736
spin | geo_moderate_95 | lfill-gas | 2036 | 0.064682 | 175.6831
spin | geo_moderate_95 | lfill-gas | 2038 | 0.038935 | 188.036
spin | geo_moderate_95 | lfill-gas | 2040 | 0.02096 | 238.6494
spin | geo_moderate_95 | lfill-gas | 2042 | 0.0064356 | 186.6411
spin | geo_moderate_95 | lfill-gas | 2044 | 0.003441 | 220.1315
spin | geo_moderate_95 | lfill-gas | 2046 | 0.056096 | 196.0132
spin | geo_moderate_95 | lfill-gas | 2048 | 0.16869 | 191.1974
spin | geo_moderate_95 | lfill-gas | 2050 | 0.092044 | 220.4366
spin | geo_moderate_95 | csp | 2010 | 0 | 141.4209
spin | geo_moderate_95 | csp | 2012 | 0 | 133.3269
spin | geo_moderate_95 | csp | 2014 | 0 | 141.6173
spin | geo_moderate_95 | csp | 2016 | 0 | 140.4833
spin | geo_moderate_95 | csp | 2018 | 0 | 139.847
spin | geo_moderate_95 | csp | 2020 | 0 | 162.8495
spin | geo_moderate_95 | csp | 2022 | 0 | 164.1736
spin | geo_moderate_95 | csp | 2024 | 0 | 135.4032
spin | geo_moderate_95 | csp | 2026 | 0 | 144.2548
spin | geo_moderate_95 | csp | 2028 | 0 | 158.2773
spin | geo_moderate_95 | csp | 2030 | 0 | 152.4892
spin | geo_moderate_95 | csp | 2032 | 0 | 161.8997
spin | geo_moderate_95 | csp | 2034 | 0 | 168.7736
spin | geo_moderate_95 | csp | 2036 | 0 | 175.6831
spin | geo_moderate_95 | csp | 2038 | 0 | 188.036
spin | geo_moderate_95 | csp | 2040 | 0 | 238.6494
spin | geo_moderate_95 | csp | 2042 | 0 | 186.6411
spin | geo_moderate_95 | csp | 2044 | 0 | 220.1315
spin | geo_moderate_95 | csp | 2046 | 0 | 196.0132
spin | geo_moderate_95 | csp | 2048 | 0 | 191.1974
spin | geo_moderate_95 | csp | 2050 | 0 | 220.4366
spin | geo_moderate_95 | pvb | 2010 | 0 | 141.4209
spin | geo_moderate_95 | pvb | 2012 | 0 | 133.3269
spin | geo_moderate_95 | pvb | 2014 | 0.0015578 | 141.6173
spin | geo_moderate_95 | pvb | 2016 | 0.0021905 | 140.4833
spin | geo_moderate_95 | pvb | 2018 | 0.015217 | 139.847
spin | geo_moderate_95 | pvb | 2020 | 0.052349 | 162.8495
spin | geo_moderate_95 | pvb | 2022 | 0.11026 | 164.1736
spin | geo_moderate_95 | pvb | 2024 | 0.7214 | 135.4032
spin | geo_moderate_95 | pvb | 2026 | 0.82838 | 144.2548
spin | geo_moderate_95 | pvb | 2028 | 0.1685 | 158.2773
spin | geo_moderate_95 | pvb | 2030 | 0.32322 | 152.4892
spin | geo_moderate_95 | pvb | 2032 | 0.22464 | 161.8997
spin | geo_moderate_95 | pvb | 2034 | 0.21733 | 168.7736
spin | geo_moderate_95 | pvb | 2036 | 0.37159 | 175.6831
spin | geo_moderate_95 | pvb | 2038 | 0.53143 | 188.036
spin | geo_moderate_95 | pvb | 2040 | 2.4834 | 238.6494
spin | geo_moderate_95 | pvb | 2042 | 3.1762 | 186.6411
spin | geo_moderate_95 | pvb | 2044 | 2.752 | 220.1315
spin | geo_moderate_95 | pvb | 2046 | 2.4658 | 196.0132
spin | geo_moderate_95 | pvb | 2048 | 2.6005 | 191.1974
spin | geo_moderate_95 | pvb | 2050 | 4.0022 | 220.4366
spin | geo_moderate_95 | battery_2 | 2010 | 0.00044011 | 141.4209
spin | geo_moderate_95 | battery_2 | 2012 | 0.0024081 | 133.3269
spin | geo_moderate_95 | battery_2 | 2014 | 0.0071049 | 141.6173
spin | geo_moderate_95 | battery_2 | 2016 | 0.22697 | 140.4833
spin | geo_moderate_95 | battery_2 | 2018 | 0.18041 | 139.847
spin | geo_moderate_95 | battery_2 | 2020 | 0.16312 | 162.8495
spin | geo_moderate_95 | battery_2 | 2022 | 0.37674 | 164.1736
spin | geo_moderate_95 | battery_2 | 2024 | 0.99839 | 135.4032
spin | geo_moderate_95 | battery_2 | 2026 | 1.6651 | 144.2548
spin | geo_moderate_95 | battery_2 | 2028 | 2.5295 | 158.2773
spin | geo_moderate_95 | battery_2 | 2030 | 2.2261 | 152.4892
spin | geo_moderate_95 | battery_2 | 2032 | 2.139 | 161.8997
spin | geo_moderate_95 | battery_2 | 2034 | 1.6412 | 168.7736
spin | geo_moderate_95 | battery_2 | 2036 | 1.9962 | 175.6831
spin | geo_moderate_95 | battery_2 | 2038 | 2.6888 | 188.036
spin | geo_moderate_95 | battery_2 | 2040 | 2.6362 | 238.6494
spin | geo_moderate_95 | battery_2 | 2042 | 1.1309 | 186.6411
spin | geo_moderate_95 | battery_2 | 2044 | 4.0937 | 220.1315
spin | geo_moderate_95 | battery_2 | 2046 | 2.2083 | 196.0132
spin | geo_moderate_95 | battery_2 | 2048 | 4.8767 | 191.1974
spin | geo_moderate_95 | battery_2 | 2050 | 5.1641 | 220.4366
spin | geo_moderate_95 | battery_4 | 2010 | 0 | 141.4209
spin | geo_moderate_95 | battery_4 | 2012 | 0 | 133.3269
spin | geo_moderate_95 | battery_4 | 2014 | 0 | 141.6173
spin | geo_moderate_95 | battery_4 | 2016 | 0 | 140.4833
spin | geo_moderate_95 | battery_4 | 2018 | 0 | 139.847
spin | geo_moderate_95 | battery_4 | 2020 | 0 | 162.8495
spin | geo_moderate_95 | battery_4 | 2022 | 0.25942 | 164.1736
spin | geo_moderate_95 | battery_4 | 2024 | 1.7045 | 135.4032
spin | geo_moderate_95 | battery_4 | 2026 | 6.0096 | 144.2548
spin | geo_moderate_95 | battery_4 | 2028 | 14.1859 | 158.2773
spin | geo_moderate_95 | battery_4 | 2030 | 17.3732 | 152.4892
spin | geo_moderate_95 | battery_4 | 2032 | 22.2951 | 161.8997
spin | geo_moderate_95 | battery_4 | 2034 | 25.2861 | 168.7736
spin | geo_moderate_95 | battery_4 | 2036 | 24.3543 | 175.6831
spin | geo_moderate_95 | battery_4 | 2038 | 35.9195 | 188.036
spin | geo_moderate_95 | battery_4 | 2040 | 40.7561 | 238.6494
spin | geo_moderate_95 | battery_4 | 2042 | 23.3111 | 186.6411
spin | geo_moderate_95 | battery_4 | 2044 | 33.7161 | 220.1315
spin | geo_moderate_95 | battery_4 | 2046 | 28.5605 | 196.0132
spin | geo_moderate_95 | battery_4 | 2048 | 25.0966 | 191.1974
spin | geo_moderate_95 | battery_4 | 2050 | 50.9948 | 220.4366
spin | geo_moderate_95 | battery_6 | 2010 | 0 | 141.4209
spin | geo_moderate_95 | battery_6 | 2012 | 0 | 133.3269
spin | geo_moderate_95 | battery_6 | 2014 | 0 | 141.6173
spin | geo_moderate_95 | battery_6 | 2016 | 0 | 140.4833
spin | geo_moderate_95 | battery_6 | 2018 | 0 | 139.847
spin | geo_moderate_95 | battery_6 | 2020 | 0 | 162.8495
spin | geo_moderate_95 | battery_6 | 2022 | 0.037124 | 164.1736
spin | geo_moderate_95 | battery_6 | 2024 | 0.19864 | 135.4032
spin | geo_moderate_95 | battery_6 | 2026 | 0.4813 | 144.2548
spin | geo_moderate_95 | battery_6 | 2028 | 1.6145 | 158.2773
spin | geo_moderate_95 | battery_6 | 2030 | 6.3099 | 152.4892
spin | geo_moderate_95 | battery_6 | 2032 | 13.7804 | 161.8997
spin | geo_moderate_95 | battery_6 | 2034 | 24.1932 | 168.7736
spin | geo_moderate_95 | battery_6 | 2036 | 25.3809 | 175.6831
spin | geo_moderate_95 | battery_6 | 2038 | 24.7769 | 188.036
spin | geo_moderate_95 | battery_6 | 2040 | 45.5838 | 238.6494
spin | geo_moderate_95 | battery_6 | 2042 | 30.9168 | 186.6411
spin | geo_moderate_95 | battery_6 | 2044 | 35.9697 | 220.1315
spin | geo_moderate_95 | battery_6 | 2046 | 27.6488 | 196.0132
spin | geo_moderate_95 | battery_6 | 2048 | 40.586 | 191.1974
spin | geo_moderate_95 | battery_6 | 2050 | 30.6668 | 220.4366
spin | geo_moderate_95 | battery_8 | 2010 | 0 | 141.4209
spin | geo_moderate_95 | battery_8 | 2012 | 0 | 133.3269
spin | geo_moderate_95 | battery_8 | 2014 | 0 | 141.6173
spin | geo_moderate_95 | battery_8 | 2016 | 0 | 140.4833
spin | geo_moderate_95 | battery_8 | 2018 | 0 | 139.847
spin | geo_moderate_95 | battery_8 | 2020 | 0 | 162.8495
spin | geo_moderate_95 | battery_8 | 2022 | 0 | 164.1736
spin | geo_moderate_95 | battery_8 | 2024 | 0 | 135.4032
spin | geo_moderate_95 | battery_8 | 2026 | 0 | 144.2548
spin | geo_moderate_95 | battery_8 | 2028 | 0 | 158.2773
spin | geo_moderate_95 | battery_8 | 2030 | 0 | 152.4892
spin | geo_moderate_95 | battery_8 | 2032 | 0.53984 | 161.8997
spin | geo_moderate_95 | battery_8 | 2034 | 2.716 | 168.7736
spin | geo_moderate_95 | battery_8 | 2036 | 11.3869 | 175.6831
spin | geo_moderate_95 | battery_8 | 2038 | 14.9058 | 188.036
spin | geo_moderate_95 | battery_8 | 2040 | 26.6591 | 238.6494
spin | geo_moderate_95 | battery_8 | 2042 | 22.7014 | 186.6411
spin | geo_moderate_95 | battery_8 | 2044 | 26.9066 | 220.1315
spin | geo_moderate_95 | battery_8 | 2046 | 17.2429 | 196.0132
spin | geo_moderate_95 | battery_8 | 2048 | 19.5989 | 191.1974
spin | geo_moderate_95 | battery_8 | 2050 | 24.3051 | 220.4366
spin | geo_moderate_95 | battery_10 | 2010 | 0 | 141.4209
spin | geo_moderate_95 | battery_10 | 2012 | 0 | 133.3269
spin | geo_moderate_95 | battery_10 | 2014 | 0 | 141.6173
spin | geo_moderate_95 | battery_10 | 2016 | 0 | 140.4833
spin | geo_moderate_95 | battery_10 | 2018 | 0 | 139.847
spin | geo_moderate_95 | battery_10 | 2020 | 0 | 162.8495
spin | geo_moderate_95 | battery_10 | 2022 | 0 | 164.1736
spin | geo_moderate_95 | battery_10 | 2024 | 0 | 135.4032
spin | geo_moderate_95 | battery_10 | 2026 | 0 | 144.2548
spin | geo_moderate_95 | battery_10 | 2028 | 0 | 158.2773
spin | geo_moderate_95 | battery_10 | 2030 | 0 | 152.4892
spin | geo_moderate_95 | battery_10 | 2032 | 0 | 161.8997
spin | geo_moderate_95 | battery_10 | 2034 | 0 | 168.7736
spin | geo_moderate_95 | battery_10 | 2036 | 0 | 175.6831
spin | geo_moderate_95 | battery_10 | 2038 | 0 | 188.036
spin | geo_moderate_95 | battery_10 | 2040 | 0 | 238.6494
spin | geo_moderate_95 | battery_10 | 2042 | 0 | 186.6411
spin | geo_moderate_95 | battery_10 | 2044 | 0 | 220.1315
spin | geo_moderate_95 | battery_10 | 2046 | 0 | 196.0132
spin | geo_moderate_95 | battery_10 | 2048 | 0 | 191.1974
spin | geo_moderate_95 | battery_10 | 2050 | 4.9512 | 220.4366
spin | geo_moderate_95 | pumped-hydro | 2010 | 54.4281 | 141.4209
spin | geo_moderate_95 | pumped-hydro | 2012 | 58.4785 | 133.3269
spin | geo_moderate_95 | pumped-hydro | 2014 | 57.2949 | 141.6173
spin | geo_moderate_95 | pumped-hydro | 2016 | 58.0894 | 140.4833
spin | geo_moderate_95 | pumped-hydro | 2018 | 57.5412 | 139.847
spin | geo_moderate_95 | pumped-hydro | 2020 | 62.3681 | 162.8495
spin | geo_moderate_95 | pumped-hydro | 2022 | 46.3773 | 164.1736
spin | geo_moderate_95 | pumped-hydro | 2024 | 47.3257 | 135.4032
spin | geo_moderate_95 | pumped-hydro | 2026 | 49.8907 | 144.2548
spin | geo_moderate_95 | pumped-hydro | 2028 | 56.8057 | 158.2773
spin | geo_moderate_95 | pumped-hydro | 2030 | 50.7914 | 152.4892
spin | geo_moderate_95 | pumped-hydro | 2032 | 46.7831 | 161.8997
spin | geo_moderate_95 | pumped-hydro | 2034 | 50.8284 | 168.7736
spin | geo_moderate_95 | pumped-hydro | 2036 | 54.0944 | 175.6831
spin | geo_moderate_95 | pumped-hydro | 2038 | 50.7657 | 188.036
spin | geo_moderate_95 | pumped-hydro | 2040 | 65.303 | 238.6494
spin | geo_moderate_95 | pumped-hydro | 2042 | 57.5176 | 186.6411
spin | geo_moderate_95 | pumped-hydro | 2044 | 59.2839 | 220.1315
spin | geo_moderate_95 | pumped-hydro | 2046 | 55.8756 | 196.0132
spin | geo_moderate_95 | pumped-hydro | 2048 | 39.6229 | 191.1974
spin | geo_moderate_95 | pumped-hydro | 2050 | 40.8176 | 220.4366

## 10_Final OpRes by timeslice (GW
ortype | scenario | tech | timeslice | Reserves (GW) | Net Level Reserves (GW)
flex | geo_moderate_95 | nuclear | h01 (Summer 10pm-6am) | 0 | 36.8033
flex | geo_moderate_95 | nuclear | h02 (Summer 6am-1pm) | 0 | 66.2806
flex | geo_moderate_95 | nuclear | h03 (Summer 1pm-5pm) | 0.14991 | 70.8735
flex | geo_moderate_95 | nuclear | h04 (Summer 5pm-10pm) | 0 | 80.9149
flex | geo_moderate_95 | nuclear | h05 (Fall 10pm-6am) | 0 | 38.592
flex | geo_moderate_95 | nuclear | h06 (Fall 6am-1pm) | 0.15261 | 72.7778
flex | geo_moderate_95 | nuclear | h07 (Fall 1pm-5pm) | 0 | 75.1466
flex | geo_moderate_95 | nuclear | h08 (Fall 5pm-10pm) | 0 | 83.743
flex | geo_moderate_95 | nuclear | h09 (Winter 10pm-6am) | 0.45189 | 41.6156
flex | geo_moderate_95 | nuclear | h10 (Winter 6am-1pm) | 0.45189 | 79.0392
flex | geo_moderate_95 | nuclear | h11 (Winter 1pm-5pm) | 0.45189 | 77.5496
flex | geo_moderate_95 | nuclear | h12 (Winter 5pm-10pm) | 0.45189 | 89.003
flex | geo_moderate_95 | nuclear | h13 (Spring 10pm-6am) | 2.0215 | 39.4661
flex | geo_moderate_95 | nuclear | h14 (Spring 6am-1pm) | 6.7112 | 70.7
flex | geo_moderate_95 | nuclear | h15 (Spring 1pm-5pm) | 3.5905 | 75.2572
flex | geo_moderate_95 | nuclear | h16 (Spring 5pm-10pm) | 5.0753 | 86.8646
flex | geo_moderate_95 | nuclear | h17 (Summer Peak) | 0 | 67.419
flex | geo_moderate_95 | coal | h01 (Summer 10pm-6am) | 0 | 36.8033
flex | geo_moderate_95 | coal | h02 (Summer 6am-1pm) | 0 | 66.2806
flex | geo_moderate_95 | coal | h03 (Summer 1pm-5pm) | 0 | 70.8735
flex | geo_moderate_95 | coal | h04 (Summer 5pm-10pm) | 0 | 80.9149
flex | geo_moderate_95 | coal | h05 (Fall 10pm-6am) | 0 | 38.592
flex | geo_moderate_95 | coal | h06 (Fall 6am-1pm) | 0 | 72.7778
flex | geo_moderate_95 | coal | h07 (Fall 1pm-5pm) | 0 | 75.1466
flex | geo_moderate_95 | coal | h08 (Fall 5pm-10pm) | 0 | 83.743
flex | geo_moderate_95 | coal | h09 (Winter 10pm-6am) | 0 | 41.6156
flex | geo_moderate_95 | coal | h10 (Winter 6am-1pm) | 0 | 79.0392
flex | geo_moderate_95 | coal | h11 (Winter 1pm-5pm) | 0 | 77.5496
flex | geo_moderate_95 | coal | h12 (Winter 5pm-10pm) | 0 | 89.003
flex | geo_moderate_95 | coal | h13 (Spring 10pm-6am) | 0 | 39.4661
flex | geo_moderate_95 | coal | h14 (Spring 6am-1pm) | 0 | 70.7
flex | geo_moderate_95 | coal | h15 (Spring 1pm-5pm) | 0 | 75.2572
flex | geo_moderate_95 | coal | h16 (Spring 5pm-10pm) | 0 | 86.8646
flex | geo_moderate_95 | coal | h17 (Summer Peak) | 0 | 67.419
flex | geo_moderate_95 | gas-cc | h01 (Summer 10pm-6am) | 10.042 | 36.8033
flex | geo_moderate_95 | gas-cc | h02 (Summer 6am-1pm) | 14.1256 | 66.2806
flex | geo_moderate_95 | gas-cc | h03 (Summer 1pm-5pm) | 7.7853 | 70.8735
flex | geo_moderate_95 | gas-cc | h04 (Summer 5pm-10pm) | 10.6438 | 80.9149
flex | geo_moderate_95 | gas-cc | h05 (Fall 10pm-6am) | 2.4781 | 38.592
flex | geo_moderate_95 | gas-cc | h06 (Fall 6am-1pm) | 5.7785 | 72.7778
flex | geo_moderate_95 | gas-cc | h07 (Fall 1pm-5pm) | 4.7898 | 75.1466
flex | geo_moderate_95 | gas-cc | h08 (Fall 5pm-10pm) | 5.9708 | 83.743
flex | geo_moderate_95 | gas-cc | h09 (Winter 10pm-6am) | 4.7986 | 41.6156
flex | geo_moderate_95 | gas-cc | h10 (Winter 6am-1pm) | 8.2819 | 79.0392
flex | geo_moderate_95 | gas-cc | h11 (Winter 1pm-5pm) | 4.6738 | 77.5496
flex | geo_moderate_95 | gas-cc | h12 (Winter 5pm-10pm) | 5.6318 | 89.003
flex | geo_moderate_95 | gas-cc | h13 (Spring 10pm-6am) | 0 | 39.4661
flex | geo_moderate_95 | gas-cc | h14 (Spring 6am-1pm) | 0 | 70.7
flex | geo_moderate_95 | gas-cc | h15 (Spring 1pm-5pm) | 0 | 75.2572
flex | geo_moderate_95 | gas-cc | h16 (Spring 5pm-10pm) | 0 | 86.8646
flex | geo_moderate_95 | gas-cc | h17 (Summer Peak) | 9.6462 | 67.419
flex | geo_moderate_95 | gas-cc-ccs_mod_upgrade | h01 (Summer 10pm-6am) | 1.3992 | 36.8033
flex | geo_moderate_95 | gas-cc-ccs_mod_upgrade | h02 (Summer 6am-1pm) | 4.6417 | 66.2806
flex | geo_moderate_95 | gas-cc-ccs_mod_upgrade | h03 (Summer 1pm-5pm) | 3.7411 | 70.8735
flex | geo_moderate_95 | gas-cc-ccs_mod_upgrade | h04 (Summer 5pm-10pm) | 7.4094 | 80.9149
flex | geo_moderate_95 | gas-cc-ccs_mod_upgrade | h05 (Fall 10pm-6am) | 2.9822 | 38.592
flex | geo_moderate_95 | gas-cc-ccs_mod_upgrade | h06 (Fall 6am-1pm) | 2.984 | 72.7778
flex | geo_moderate_95 | gas-cc-ccs_mod_upgrade | h07 (Fall 1pm-5pm) | 2.9806 | 75.1466
flex | geo_moderate_95 | gas-cc-ccs_mod_upgrade | h08 (Fall 5pm-10pm) | 2.984 | 83.743
flex | geo_moderate_95 | gas-cc-ccs_mod_upgrade | h09 (Winter 10pm-6am) | 0.24465 | 41.6156
flex | geo_moderate_95 | gas-cc-ccs_mod_upgrade | h10 (Winter 6am-1pm) | 2.1619 | 79.0392
flex | geo_moderate_95 | gas-cc-ccs_mod_upgrade | h11 (Winter 1pm-5pm) | 0 | 77.5496
flex | geo_moderate_95 | gas-cc-ccs_mod_upgrade | h12 (Winter 5pm-10pm) | 0.85189 | 89.003
flex | geo_moderate_95 | gas-cc-ccs_mod_upgrade | h13 (Spring 10pm-6am) | 0 | 39.4661
flex | geo_moderate_95 | gas-cc-ccs_mod_upgrade | h14 (Spring 6am-1pm) | 0 | 70.7
flex | geo_moderate_95 | gas-cc-ccs_mod_upgrade | h15 (Spring 1pm-5pm) | 0 | 75.2572
flex | geo_moderate_95 | gas-cc-ccs_mod_upgrade | h16 (Spring 5pm-10pm) | 0 | 86.8646
flex | geo_moderate_95 | gas-cc-ccs_mod_upgrade | h17 (Summer Peak) | 5.9413 | 67.419
flex | geo_moderate_95 | gas-ct | h01 (Summer 10pm-6am) | 7.6714 | 36.8033
flex | geo_moderate_95 | gas-ct | h02 (Summer 6am-1pm) | 16.7164 | 66.2806
flex | geo_moderate_95 | gas-ct | h03 (Summer 1pm-5pm) | 3.6023 | 70.8735
flex | geo_moderate_95 | gas-ct | h04 (Summer 5pm-10pm) | 8.8881 | 80.9149
flex | geo_moderate_95 | gas-ct | h05 (Fall 10pm-6am) | 3.5554 | 38.592
flex | geo_moderate_95 | gas-ct | h06 (Fall 6am-1pm) | 5.5516 | 72.7778
flex | geo_moderate_95 | gas-ct | h07 (Fall 1pm-5pm) | 3.6447 | 75.1466
flex | geo_moderate_95 | gas-ct | h08 (Fall 5pm-10pm) | 4.9297 | 83.743
flex | geo_moderate_95 | gas-ct | h09 (Winter 10pm-6am) | 3.2174 | 41.6156
flex | geo_moderate_95 | gas-ct | h10 (Winter 6am-1pm) | 6.5257 | 79.0392
flex | geo_moderate_95 | gas-ct | h11 (Winter 1pm-5pm) | 1.4143 | 77.5496
flex | geo_moderate_95 | gas-ct | h12 (Winter 5pm-10pm) | 1.6563 | 89.003
flex | geo_moderate_95 | gas-ct | h13 (Spring 10pm-6am) | 0.37989 | 39.4661
flex | geo_moderate_95 | gas-ct | h14 (Spring 6am-1pm) | 0.37989 | 70.7
flex | geo_moderate_95 | gas-ct | h15 (Spring 1pm-5pm) | 0.37989 | 75.2572
flex | geo_moderate_95 | gas-ct | h16 (Spring 5pm-10pm) | 0.37989 | 86.8646
flex | geo_moderate_95 | gas-ct | h17 (Summer Peak) | 10.0515 | 67.419
flex | geo_moderate_95 | o-g-s | h01 (Summer 10pm-6am) | 0 | 36.8033
flex | geo_moderate_95 | o-g-s | h02 (Summer 6am-1pm) | 0 | 66.2806
flex | geo_moderate_95 | o-g-s | h03 (Summer 1pm-5pm) | 0 | 70.8735
flex | geo_moderate_95 | o-g-s | h04 (Summer 5pm-10pm) | 0 | 80.9149
flex | geo_moderate_95 | o-g-s | h05 (Fall 10pm-6am) | 0 | 38.592
flex | geo_moderate_95 | o-g-s | h06 (Fall 6am-1pm) | 0.049056 | 72.7778
flex | geo_moderate_95 | o-g-s | h07 (Fall 1pm-5pm) | 0 | 75.1466
flex | geo_moderate_95 | o-g-s | h08 (Fall 5pm-10pm) | 0.049056 | 83.743
flex | geo_moderate_95 | o-g-s | h09 (Winter 10pm-6am) | 0 | 41.6156
flex | geo_moderate_95 | o-g-s | h10 (Winter 6am-1pm) | 0 | 79.0392
flex | geo_moderate_95 | o-g-s | h11 (Winter 1pm-5pm) | 0 | 77.5496
flex | geo_moderate_95 | o-g-s | h12 (Winter 5pm-10pm) | 0 | 89.003
flex | geo_moderate_95 | o-g-s | h13 (Spring 10pm-6am) | 0 | 39.4661
flex | geo_moderate_95 | o-g-s | h14 (Spring 6am-1pm) | 0 | 70.7
flex | geo_moderate_95 | o-g-s | h15 (Spring 1pm-5pm) | 0 | 75.2572
flex | geo_moderate_95 | o-g-s | h16 (Spring 5pm-10pm) | 0 | 86.8646
flex | geo_moderate_95 | o-g-s | h17 (Summer Peak) | 0 | 67.419
flex | geo_moderate_95 | hydro | h01 (Summer 10pm-6am) | 4.7174 | 36.8033
flex | geo_moderate_95 | hydro | h02 (Summer 6am-1pm) | 10.5499 | 66.2806
flex | geo_moderate_95 | hydro | h03 (Summer 1pm-5pm) | 4.3477 | 70.8735
flex | geo_moderate_95 | hydro | h04 (Summer 5pm-10pm) | 4.921 | 80.9149
flex | geo_moderate_95 | hydro | h05 (Fall 10pm-6am) | 7.7231 | 38.592
flex | geo_moderate_95 | hydro | h06 (Fall 6am-1pm) | 9.9885 | 72.7778
flex | geo_moderate_95 | hydro | h07 (Fall 1pm-5pm) | 5.8582 | 75.1466
flex | geo_moderate_95 | hydro | h08 (Fall 5pm-10pm) | 8.6351 | 83.743
flex | geo_moderate_95 | hydro | h09 (Winter 10pm-6am) | 7.0137 | 41.6156
flex | geo_moderate_95 | hydro | h10 (Winter 6am-1pm) | 9.6785 | 79.0392
flex | geo_moderate_95 | hydro | h11 (Winter 1pm-5pm) | 3.9055 | 77.5496
flex | geo_moderate_95 | hydro | h12 (Winter 5pm-10pm) | 7.3126 | 89.003
flex | geo_moderate_95 | hydro | h13 (Spring 10pm-6am) | 6.3585 | 39.4661
flex | geo_moderate_95 | hydro | h14 (Spring 6am-1pm) | 8.3246 | 70.7
flex | geo_moderate_95 | hydro | h15 (Spring 1pm-5pm) | 5.548 | 75.2572
flex | geo_moderate_95 | hydro | h16 (Spring 5pm-10pm) | 9.0708 | 86.8646
flex | geo_moderate_95 | hydro | h17 (Summer Peak) | 7.4503 | 67.419
flex | geo_moderate_95 | geothermal | h01 (Summer 10pm-6am) | 0 | 36.8033
flex | geo_moderate_95 | geothermal | h02 (Summer 6am-1pm) | 0 | 66.2806
flex | geo_moderate_95 | geothermal | h03 (Summer 1pm-5pm) | 0 | 70.8735
flex | geo_moderate_95 | geothermal | h04 (Summer 5pm-10pm) | 0 | 80.9149
flex | geo_moderate_95 | geothermal | h05 (Fall 10pm-6am) | 0 | 38.592
flex | geo_moderate_95 | geothermal | h06 (Fall 6am-1pm) | 0 | 72.7778
flex | geo_moderate_95 | geothermal | h07 (Fall 1pm-5pm) | 0 | 75.1466
flex | geo_moderate_95 | geothermal | h08 (Fall 5pm-10pm) | 0 | 83.743
flex | geo_moderate_95 | geothermal | h09 (Winter 10pm-6am) | 0 | 41.6156
flex | geo_moderate_95 | geothermal | h10 (Winter 6am-1pm) | 0 | 79.0392
flex | geo_moderate_95 | geothermal | h11 (Winter 1pm-5pm) | 0.00096992 | 77.5496
flex | geo_moderate_95 | geothermal | h12 (Winter 5pm-10pm) | 0 | 89.003
flex | geo_moderate_95 | geothermal | h13 (Spring 10pm-6am) | 0.38292 | 39.4661
flex | geo_moderate_95 | geothermal | h14 (Spring 6am-1pm) | 0.47865 | 70.7
flex | geo_moderate_95 | geothermal | h15 (Spring 1pm-5pm) | 0.36434 | 75.2572
flex | geo_moderate_95 | geothermal | h16 (Spring 5pm-10pm) | 0.38292 | 86.8646
flex | geo_moderate_95 | geothermal | h17 (Summer Peak) | 0 | 67.419
flex | geo_moderate_95 | biopower | h01 (Summer 10pm-6am) | 0.044438 | 36.8033
flex | geo_moderate_95 | biopower | h02 (Summer 6am-1pm) | 0.016228 | 66.2806
flex | geo_moderate_95 | biopower | h03 (Summer 1pm-5pm) | 0.00091 | 70.8735
flex | geo_moderate_95 | biopower | h04 (Summer 5pm-10pm) | 0.073953 | 80.9149
flex | geo_moderate_95 | biopower | h05 (Fall 10pm-6am) | 0 | 38.592
flex | geo_moderate_95 | biopower | h06 (Fall 6am-1pm) | 0.0095648 | 72.7778
flex | geo_moderate_95 | biopower | h07 (Fall 1pm-5pm) | 0.00061313 | 75.1466
flex | geo_moderate_95 | biopower | h08 (Fall 5pm-10pm) | 0.012998 | 83.743
flex | geo_moderate_95 | biopower | h09 (Winter 10pm-6am) | 0.013341 | 41.6156
flex | geo_moderate_95 | biopower | h10 (Winter 6am-1pm) | 0 | 79.0392
flex | geo_moderate_95 | biopower | h11 (Winter 1pm-5pm) | 0.0095744 | 77.5496
flex | geo_moderate_95 | biopower | h12 (Winter 5pm-10pm) | 0 | 89.003
flex | geo_moderate_95 | biopower | h13 (Spring 10pm-6am) | 0 | 39.4661
flex | geo_moderate_95 | biopower | h14 (Spring 6am-1pm) | 0 | 70.7
flex | geo_moderate_95 | biopower | h15 (Spring 1pm-5pm) | 0 | 75.2572
flex | geo_moderate_95 | biopower | h16 (Spring 5pm-10pm) | 0 | 86.8646
flex | geo_moderate_95 | biopower | h17 (Summer Peak) | 0.09226 | 67.419
flex | geo_moderate_95 | lfill-gas | h01 (Summer 10pm-6am) | 0 | 36.8033
flex | geo_moderate_95 | lfill-gas | h02 (Summer 6am-1pm) | 0 | 66.2806
flex | geo_moderate_95 | lfill-gas | h03 (Summer 1pm-5pm) | 0 | 70.8735
flex | geo_moderate_95 | lfill-gas | h04 (Summer 5pm-10pm) | 0 | 80.9149
flex | geo_moderate_95 | lfill-gas | h05 (Fall 10pm-6am) | 0.0024634 | 38.592
flex | geo_moderate_95 | lfill-gas | h06 (Fall 6am-1pm) | 0.0082169 | 72.7778
flex | geo_moderate_95 | lfill-gas | h07 (Fall 1pm-5pm) | 0 | 75.1466
flex | geo_moderate_95 | lfill-gas | h08 (Fall 5pm-10pm) | 0.0038433 | 83.743
flex | geo_moderate_95 | lfill-gas | h09 (Winter 10pm-6am) | 0 | 41.6156
flex | geo_moderate_95 | lfill-gas | h10 (Winter 6am-1pm) | 0 | 79.0392
flex | geo_moderate_95 | lfill-gas | h11 (Winter 1pm-5pm) | 0 | 77.5496
flex | geo_moderate_95 | lfill-gas | h12 (Winter 5pm-10pm) | 0 | 89.003
flex | geo_moderate_95 | lfill-gas | h13 (Spring 10pm-6am) | 0.020383 | 39.4661
flex | geo_moderate_95 | lfill-gas | h14 (Spring 6am-1pm) | 0.12843 | 70.7
flex | geo_moderate_95 | lfill-gas | h15 (Spring 1pm-5pm) | 0.016566 | 75.2572
flex | geo_moderate_95 | lfill-gas | h16 (Spring 5pm-10pm) | 0.010855 | 86.8646
flex | geo_moderate_95 | lfill-gas | h17 (Summer Peak) | 0 | 67.419
flex | geo_moderate_95 | csp | h01 (Summer 10pm-6am) | 0 | 36.8033
flex | geo_moderate_95 | csp | h02 (Summer 6am-1pm) | 0 | 66.2806
flex | geo_moderate_95 | csp | h03 (Summer 1pm-5pm) | 0 | 70.8735
flex | geo_moderate_95 | csp | h04 (Summer 5pm-10pm) | 0 | 80.9149
flex | geo_moderate_95 | csp | h05 (Fall 10pm-6am) | 0 | 38.592
flex | geo_moderate_95 | csp | h06 (Fall 6am-1pm) | 0 | 72.7778
flex | geo_moderate_95 | csp | h07 (Fall 1pm-5pm) | 0 | 75.1466
flex | geo_moderate_95 | csp | h08 (Fall 5pm-10pm) | 0 | 83.743
flex | geo_moderate_95 | csp | h09 (Winter 10pm-6am) | 0 | 41.6156
flex | geo_moderate_95 | csp | h10 (Winter 6am-1pm) | 0.70217 | 79.0392
flex | geo_moderate_95 | csp | h11 (Winter 1pm-5pm) | 0 | 77.5496
flex | geo_moderate_95 | csp | h12 (Winter 5pm-10pm) | 0 | 89.003
flex | geo_moderate_95 | csp | h13 (Spring 10pm-6am) | 0 | 39.4661
flex | geo_moderate_95 | csp | h14 (Spring 6am-1pm) | 0 | 70.7
flex | geo_moderate_95 | csp | h15 (Spring 1pm-5pm) | 0 | 75.2572
flex | geo_moderate_95 | csp | h16 (Spring 5pm-10pm) | 0 | 86.8646
flex | geo_moderate_95 | csp | h17 (Summer Peak) | 0 | 67.419
flex | geo_moderate_95 | pvb | h01 (Summer 10pm-6am) | 0.27107 | 36.8033
flex | geo_moderate_95 | pvb | h02 (Summer 6am-1pm) | 0.02814 | 66.2806
flex | geo_moderate_95 | pvb | h03 (Summer 1pm-5pm) | 0.72209 | 70.8735
flex | geo_moderate_95 | pvb | h04 (Summer 5pm-10pm) | 0.36983 | 80.9149
flex | geo_moderate_95 | pvb | h05 (Fall 10pm-6am) | 0.40354 | 38.592
flex | geo_moderate_95 | pvb | h06 (Fall 6am-1pm) | 1.7973 | 72.7778
flex | geo_moderate_95 | pvb | h07 (Fall 1pm-5pm) | 1.593 | 75.1466
flex | geo_moderate_95 | pvb | h08 (Fall 5pm-10pm) | 0.95946 | 83.743
flex | geo_moderate_95 | pvb | h09 (Winter 10pm-6am) | 0.2649 | 41.6156
flex | geo_moderate_95 | pvb | h10 (Winter 6am-1pm) | 0.15155 | 79.0392
flex | geo_moderate_95 | pvb | h11 (Winter 1pm-5pm) | 0.75668 | 77.5496
flex | geo_moderate_95 | pvb | h12 (Winter 5pm-10pm) | 0.65197 | 89.003
flex | geo_moderate_95 | pvb | h13 (Spring 10pm-6am) | 0.4606 | 39.4661
flex | geo_moderate_95 | pvb | h14 (Spring 6am-1pm) | 0.58993 | 70.7
flex | geo_moderate_95 | pvb | h15 (Spring 1pm-5pm) | 1.5137 | 75.2572
flex | geo_moderate_95 | pvb | h16 (Spring 5pm-10pm) | 1.3287 | 86.8646
flex | geo_moderate_95 | pvb | h17 (Summer Peak) | 1.3748 | 67.419
flex | geo_moderate_95 | battery_2 | h01 (Summer 10pm-6am) | 0.20294 | 36.8033
flex | geo_moderate_95 | battery_2 | h02 (Summer 6am-1pm) | 0.32006 | 66.2806
flex | geo_moderate_95 | battery_2 | h03 (Summer 1pm-5pm) | 1.412 | 70.8735
flex | geo_moderate_95 | battery_2 | h04 (Summer 5pm-10pm) | 0.69009 | 80.9149
flex | geo_moderate_95 | battery_2 | h05 (Fall 10pm-6am) | 0.34052 | 38.592
flex | geo_moderate_95 | battery_2 | h06 (Fall 6am-1pm) | 1.1161 | 72.7778
flex | geo_moderate_95 | battery_2 | h07 (Fall 1pm-5pm) | 1.1404 | 75.1466
flex | geo_moderate_95 | battery_2 | h08 (Fall 5pm-10pm) | 1.7799 | 83.743
flex | geo_moderate_95 | battery_2 | h09 (Winter 10pm-6am) | 0.36772 | 41.6156
flex | geo_moderate_95 | battery_2 | h10 (Winter 6am-1pm) | 0.49056 | 79.0392
flex | geo_moderate_95 | battery_2 | h11 (Winter 1pm-5pm) | 0.72554 | 77.5496
flex | geo_moderate_95 | battery_2 | h12 (Winter 5pm-10pm) | 1.3383 | 89.003
flex | geo_moderate_95 | battery_2 | h13 (Spring 10pm-6am) | 0.52798 | 39.4661
flex | geo_moderate_95 | battery_2 | h14 (Spring 6am-1pm) | 1.4125 | 70.7
flex | geo_moderate_95 | battery_2 | h15 (Spring 1pm-5pm) | 0.97564 | 75.2572
flex | geo_moderate_95 | battery_2 | h16 (Spring 5pm-10pm) | 2.5094 | 86.8646
flex | geo_moderate_95 | battery_2 | h17 (Summer Peak) | 1.8343 | 67.419
flex | geo_moderate_95 | battery_4 | h01 (Summer 10pm-6am) | 4.8586 | 36.8033
flex | geo_moderate_95 | battery_4 | h02 (Summer 6am-1pm) | 5.3196 | 66.2806
flex | geo_moderate_95 | battery_4 | h03 (Summer 1pm-5pm) | 23.9236 | 70.8735
flex | geo_moderate_95 | battery_4 | h04 (Summer 5pm-10pm) | 17.4018 | 80.9149
flex | geo_moderate_95 | battery_4 | h05 (Fall 10pm-6am) | 6.4302 | 38.592
flex | geo_moderate_95 | battery_4 | h06 (Fall 6am-1pm) | 14.5683 | 72.7778
flex | geo_moderate_95 | battery_4 | h07 (Fall 1pm-5pm) | 30.6422 | 75.1466
flex | geo_moderate_95 | battery_4 | h08 (Fall 5pm-10pm) | 25.0145 | 83.743
flex | geo_moderate_95 | battery_4 | h09 (Winter 10pm-6am) | 6.6709 | 41.6156
flex | geo_moderate_95 | battery_4 | h10 (Winter 6am-1pm) | 15.3236 | 79.0392
flex | geo_moderate_95 | battery_4 | h11 (Winter 1pm-5pm) | 28.6239 | 77.5496
flex | geo_moderate_95 | battery_4 | h12 (Winter 5pm-10pm) | 25.4458 | 89.003
flex | geo_moderate_95 | battery_4 | h13 (Spring 10pm-6am) | 5.5407 | 39.4661
flex | geo_moderate_95 | battery_4 | h14 (Spring 6am-1pm) | 10.8192 | 70.7
flex | geo_moderate_95 | battery_4 | h15 (Spring 1pm-5pm) | 33.6502 | 75.2572
flex | geo_moderate_95 | battery_4 | h16 (Spring 5pm-10pm) | 31.0005 | 86.8646
flex | geo_moderate_95 | battery_4 | h17 (Summer Peak) | 14.4974 | 67.419
flex | geo_moderate_95 | battery_6 | h01 (Summer 10pm-6am) | 2.5291 | 36.8033
flex | geo_moderate_95 | battery_6 | h02 (Summer 6am-1pm) | 6.1937 | 66.2806
flex | geo_moderate_95 | battery_6 | h03 (Summer 1pm-5pm) | 11.7554 | 70.8735
flex | geo_moderate_95 | battery_6 | h04 (Summer 5pm-10pm) | 8.2846 | 80.9149
flex | geo_moderate_95 | battery_6 | h05 (Fall 10pm-6am) | 4.2513 | 38.592
flex | geo_moderate_95 | battery_6 | h06 (Fall 6am-1pm) | 12.3533 | 72.7778
flex | geo_moderate_95 | battery_6 | h07 (Fall 1pm-5pm) | 12.386 | 75.1466
flex | geo_moderate_95 | battery_6 | h08 (Fall 5pm-10pm) | 12.601 | 83.743
flex | geo_moderate_95 | battery_6 | h09 (Winter 10pm-6am) | 7.1096 | 41.6156
flex | geo_moderate_95 | battery_6 | h10 (Winter 6am-1pm) | 15.6475 | 79.0392
flex | geo_moderate_95 | battery_6 | h11 (Winter 1pm-5pm) | 14.2336 | 77.5496
flex | geo_moderate_95 | battery_6 | h12 (Winter 5pm-10pm) | 17.7061 | 89.003
flex | geo_moderate_95 | battery_6 | h13 (Spring 10pm-6am) | 6.8469 | 39.4661
flex | geo_moderate_95 | battery_6 | h14 (Spring 6am-1pm) | 14.5808 | 70.7
flex | geo_moderate_95 | battery_6 | h15 (Spring 1pm-5pm) | 14.8131 | 75.2572
flex | geo_moderate_95 | battery_6 | h16 (Spring 5pm-10pm) | 11.277 | 86.8646
flex | geo_moderate_95 | battery_6 | h17 (Summer Peak) | 3.2711 | 67.419
flex | geo_moderate_95 | battery_8 | h01 (Summer 10pm-6am) | 2.2604 | 36.8033
flex | geo_moderate_95 | battery_8 | h02 (Summer 6am-1pm) | 3.8574 | 66.2806
flex | geo_moderate_95 | battery_8 | h03 (Summer 1pm-5pm) | 5.4322 | 70.8735
flex | geo_moderate_95 | battery_8 | h04 (Summer 5pm-10pm) | 2.9219 | 80.9149
flex | geo_moderate_95 | battery_8 | h05 (Fall 10pm-6am) | 3.8652 | 38.592
flex | geo_moderate_95 | battery_8 | h06 (Fall 6am-1pm) | 4.2408 | 72.7778
flex | geo_moderate_95 | battery_8 | h07 (Fall 1pm-5pm) | 3.4243 | 75.1466
flex | geo_moderate_95 | battery_8 | h08 (Fall 5pm-10pm) | 4.8369 | 83.743
flex | geo_moderate_95 | battery_8 | h09 (Winter 10pm-6am) | 4.2434 | 41.6156
flex | geo_moderate_95 | battery_8 | h10 (Winter 6am-1pm) | 10.998 | 79.0392
flex | geo_moderate_95 | battery_8 | h11 (Winter 1pm-5pm) | 8.2132 | 77.5496
flex | geo_moderate_95 | battery_8 | h12 (Winter 5pm-10pm) | 9.7 | 89.003
flex | geo_moderate_95 | battery_8 | h13 (Spring 10pm-6am) | 3.8862 | 39.4661
flex | geo_moderate_95 | battery_8 | h14 (Spring 6am-1pm) | 5.9357 | 70.7
flex | geo_moderate_95 | battery_8 | h15 (Spring 1pm-5pm) | 5.181 | 75.2572
flex | geo_moderate_95 | battery_8 | h16 (Spring 5pm-10pm) | 8.8136 | 86.8646
flex | geo_moderate_95 | battery_8 | h17 (Summer Peak) | 1.8796 | 67.419
flex | geo_moderate_95 | battery_10 | h01 (Summer 10pm-6am) | 0 | 36.8033
flex | geo_moderate_95 | battery_10 | h02 (Summer 6am-1pm) | 0.2257 | 66.2806
flex | geo_moderate_95 | battery_10 | h03 (Summer 1pm-5pm) | 0.001442 | 70.8735
flex | geo_moderate_95 | battery_10 | h04 (Summer 5pm-10pm) | 0.18755 | 80.9149
flex | geo_moderate_95 | battery_10 | h05 (Fall 10pm-6am) | 0 | 38.592
flex | geo_moderate_95 | battery_10 | h06 (Fall 6am-1pm) | 0.85388 | 72.7778
flex | geo_moderate_95 | battery_10 | h07 (Fall 1pm-5pm) | 1.0019 | 75.1466
flex | geo_moderate_95 | battery_10 | h08 (Fall 5pm-10pm) | 1.3893 | 83.743
flex | geo_moderate_95 | battery_10 | h09 (Winter 10pm-6am) | 2.3014 | 41.6156
flex | geo_moderate_95 | battery_10 | h10 (Winter 6am-1pm) | 5.6706 | 79.0392
flex | geo_moderate_95 | battery_10 | h11 (Winter 1pm-5pm) | 5.3482 | 77.5496
flex | geo_moderate_95 | battery_10 | h12 (Winter 5pm-10pm) | 3.3853 | 89.003
flex | geo_moderate_95 | battery_10 | h13 (Spring 10pm-6am) | 4.9809 | 39.4661
flex | geo_moderate_95 | battery_10 | h14 (Spring 6am-1pm) | 4.205 | 70.7
flex | geo_moderate_95 | battery_10 | h15 (Spring 1pm-5pm) | 0 | 75.2572
flex | geo_moderate_95 | battery_10 | h16 (Spring 5pm-10pm) | 2.6531 | 86.8646
flex | geo_moderate_95 | battery_10 | h17 (Summer Peak) | 0 | 67.419
flex | geo_moderate_95 | pumped-hydro | h01 (Summer 10pm-6am) | 2.8068 | 36.8033
flex | geo_moderate_95 | pumped-hydro | h02 (Summer 6am-1pm) | 4.2863 | 66.2806
flex | geo_moderate_95 | pumped-hydro | h03 (Summer 1pm-5pm) | 7.9996 | 70.8735
flex | geo_moderate_95 | pumped-hydro | h04 (Summer 5pm-10pm) | 19.1228 | 80.9149
flex | geo_moderate_95 | pumped-hydro | h05 (Fall 10pm-6am) | 6.56 | 38.592
flex | geo_moderate_95 | pumped-hydro | h06 (Fall 6am-1pm) | 13.326 | 72.7778
flex | geo_moderate_95 | pumped-hydro | h07 (Fall 1pm-5pm) | 7.685 | 75.1466
flex | geo_moderate_95 | pumped-hydro | h08 (Fall 5pm-10pm) | 14.5765 | 83.743
flex | geo_moderate_95 | pumped-hydro | h09 (Winter 10pm-6am) | 4.9182 | 41.6156
flex | geo_moderate_95 | pumped-hydro | h10 (Winter 6am-1pm) | 2.9553 | 79.0392
flex | geo_moderate_95 | pumped-hydro | h11 (Winter 1pm-5pm) | 9.1926 | 77.5496
flex | geo_moderate_95 | pumped-hydro | h12 (Winter 5pm-10pm) | 14.871 | 89.003
flex | geo_moderate_95 | pumped-hydro | h13 (Spring 10pm-6am) | 8.0596 | 39.4661
flex | geo_moderate_95 | pumped-hydro | h14 (Spring 6am-1pm) | 17.1341 | 70.7
flex | geo_moderate_95 | pumped-hydro | h15 (Spring 1pm-5pm) | 9.2243 | 75.2572
flex | geo_moderate_95 | pumped-hydro | h16 (Spring 5pm-10pm) | 14.3625 | 86.8646
flex | geo_moderate_95 | pumped-hydro | h17 (Summer Peak) | 11.3803 | 67.419
reg | geo_moderate_95 | nuclear | h01 (Summer 10pm-6am) | 0 | 7.1979
reg | geo_moderate_95 | nuclear | h02 (Summer 6am-1pm) | 0 | 12.4068
reg | geo_moderate_95 | nuclear | h03 (Summer 1pm-5pm) | 0 | 14.4621
reg | geo_moderate_95 | nuclear | h04 (Summer 5pm-10pm) | 0 | 13.5188
reg | geo_moderate_95 | nuclear | h05 (Fall 10pm-6am) | 0 | 6.755
reg | geo_moderate_95 | nuclear | h06 (Fall 6am-1pm) | 0 | 11.5258
reg | geo_moderate_95 | nuclear | h07 (Fall 1pm-5pm) | 0 | 12.8205
reg | geo_moderate_95 | nuclear | h08 (Fall 5pm-10pm) | 0 | 12.5294
reg | geo_moderate_95 | nuclear | h09 (Winter 10pm-6am) | 0 | 7.3593
reg | geo_moderate_95 | nuclear | h10 (Winter 6am-1pm) | 0 | 11.8595
reg | geo_moderate_95 | nuclear | h11 (Winter 1pm-5pm) | 0 | 12.4648
reg | geo_moderate_95 | nuclear | h12 (Winter 5pm-10pm) | 0 | 12.7451
reg | geo_moderate_95 | nuclear | h13 (Spring 10pm-6am) | 0 | 6.8481
reg | geo_moderate_95 | nuclear | h14 (Spring 6am-1pm) | 0 | 11.3922
reg | geo_moderate_95 | nuclear | h15 (Spring 1pm-5pm) | 0 | 13.2345
reg | geo_moderate_95 | nuclear | h16 (Spring 5pm-10pm) | 0 | 12.5533
reg | geo_moderate_95 | nuclear | h17 (Summer Peak) | 0 | 16.4456
reg | geo_moderate_95 | coal | h01 (Summer 10pm-6am) | 0 | 7.1979
reg | geo_moderate_95 | coal | h02 (Summer 6am-1pm) | 0 | 12.4068
reg | geo_moderate_95 | coal | h03 (Summer 1pm-5pm) | 0 | 14.4621
reg | geo_moderate_95 | coal | h04 (Summer 5pm-10pm) | 0 | 13.5188
reg | geo_moderate_95 | coal | h05 (Fall 10pm-6am) | 0 | 6.755
reg | geo_moderate_95 | coal | h06 (Fall 6am-1pm) | 0 | 11.5258
reg | geo_moderate_95 | coal | h07 (Fall 1pm-5pm) | 0 | 12.8205
reg | geo_moderate_95 | coal | h08 (Fall 5pm-10pm) | 0 | 12.5294
reg | geo_moderate_95 | coal | h09 (Winter 10pm-6am) | 0 | 7.3593
reg | geo_moderate_95 | coal | h10 (Winter 6am-1pm) | 0 | 11.8595
reg | geo_moderate_95 | coal | h11 (Winter 1pm-5pm) | 0 | 12.4648
reg | geo_moderate_95 | coal | h12 (Winter 5pm-10pm) | 0 | 12.7451
reg | geo_moderate_95 | coal | h13 (Spring 10pm-6am) | 0 | 6.8481
reg | geo_moderate_95 | coal | h14 (Spring 6am-1pm) | 0 | 11.3922
reg | geo_moderate_95 | coal | h15 (Spring 1pm-5pm) | 0 | 13.2345
reg | geo_moderate_95 | coal | h16 (Spring 5pm-10pm) | 0 | 12.5533
reg | geo_moderate_95 | coal | h17 (Summer Peak) | 0 | 16.4456
reg | geo_moderate_95 | gas-cc | h01 (Summer 10pm-6am) | 0 | 7.1979
reg | geo_moderate_95 | gas-cc | h02 (Summer 6am-1pm) | 0.057706 | 12.4068
reg | geo_moderate_95 | gas-cc | h03 (Summer 1pm-5pm) | 0 | 14.4621
reg | geo_moderate_95 | gas-cc | h04 (Summer 5pm-10pm) | 0 | 13.5188
reg | geo_moderate_95 | gas-cc | h05 (Fall 10pm-6am) | 0.39331 | 6.755
reg | geo_moderate_95 | gas-cc | h06 (Fall 6am-1pm) | 0 | 11.5258
reg | geo_moderate_95 | gas-cc | h07 (Fall 1pm-5pm) | 0.031388 | 12.8205
reg | geo_moderate_95 | gas-cc | h08 (Fall 5pm-10pm) | 1.0187 | 12.5294
reg | geo_moderate_95 | gas-cc | h09 (Winter 10pm-6am) | 0 | 7.3593
reg | geo_moderate_95 | gas-cc | h10 (Winter 6am-1pm) | 0 | 11.8595
reg | geo_moderate_95 | gas-cc | h11 (Winter 1pm-5pm) | 0 | 12.4648
reg | geo_moderate_95 | gas-cc | h12 (Winter 5pm-10pm) | 0 | 12.7451
reg | geo_moderate_95 | gas-cc | h13 (Spring 10pm-6am) | 0 | 6.8481
reg | geo_moderate_95 | gas-cc | h14 (Spring 6am-1pm) | 0 | 11.3922
reg | geo_moderate_95 | gas-cc | h15 (Spring 1pm-5pm) | 0 | 13.2345
reg | geo_moderate_95 | gas-cc | h16 (Spring 5pm-10pm) | 0 | 12.5533
reg | geo_moderate_95 | gas-cc | h17 (Summer Peak) | 0.053648 | 16.4456
reg | geo_moderate_95 | gas-cc-ccs_mod_upgrade | h01 (Summer 10pm-6am) | 0 | 7.1979
reg | geo_moderate_95 | gas-cc-ccs_mod_upgrade | h02 (Summer 6am-1pm) | 0 | 12.4068
reg | geo_moderate_95 | gas-cc-ccs_mod_upgrade | h03 (Summer 1pm-5pm) | 0 | 14.4621
reg | geo_moderate_95 | gas-cc-ccs_mod_upgrade | h04 (Summer 5pm-10pm) | 0 | 13.5188
reg | geo_moderate_95 | gas-cc-ccs_mod_upgrade | h05 (Fall 10pm-6am) | 0.059643 | 6.755
reg | geo_moderate_95 | gas-cc-ccs_mod_upgrade | h06 (Fall 6am-1pm) | 0 | 11.5258
reg | geo_moderate_95 | gas-cc-ccs_mod_upgrade | h07 (Fall 1pm-5pm) | 0 | 12.8205
reg | geo_moderate_95 | gas-cc-ccs_mod_upgrade | h08 (Fall 5pm-10pm) | 0.065493 | 12.5294
reg | geo_moderate_95 | gas-cc-ccs_mod_upgrade | h09 (Winter 10pm-6am) | 0 | 7.3593
reg | geo_moderate_95 | gas-cc-ccs_mod_upgrade | h10 (Winter 6am-1pm) | 0 | 11.8595
reg | geo_moderate_95 | gas-cc-ccs_mod_upgrade | h11 (Winter 1pm-5pm) | 0 | 12.4648
reg | geo_moderate_95 | gas-cc-ccs_mod_upgrade | h12 (Winter 5pm-10pm) | 0 | 12.7451
reg | geo_moderate_95 | gas-cc-ccs_mod_upgrade | h13 (Spring 10pm-6am) | 0 | 6.8481
reg | geo_moderate_95 | gas-cc-ccs_mod_upgrade | h14 (Spring 6am-1pm) | 0 | 11.3922
reg | geo_moderate_95 | gas-cc-ccs_mod_upgrade | h15 (Spring 1pm-5pm) | 0 | 13.2345
reg | geo_moderate_95 | gas-cc-ccs_mod_upgrade | h16 (Spring 5pm-10pm) | 0 | 12.5533
reg | geo_moderate_95 | gas-cc-ccs_mod_upgrade | h17 (Summer Peak) | 0 | 16.4456
reg | geo_moderate_95 | gas-ct | h01 (Summer 10pm-6am) | 0 | 7.1979
reg | geo_moderate_95 | gas-ct | h02 (Summer 6am-1pm) | 0 | 12.4068
reg | geo_moderate_95 | gas-ct | h03 (Summer 1pm-5pm) | 0 | 14.4621
reg | geo_moderate_95 | gas-ct | h04 (Summer 5pm-10pm) | 0.087591 | 13.5188
reg | geo_moderate_95 | gas-ct | h05 (Fall 10pm-6am) | 0.19177 | 6.755
reg | geo_moderate_95 | gas-ct | h06 (Fall 6am-1pm) | 0.048268 | 11.5258
reg | geo_moderate_95 | gas-ct | h07 (Fall 1pm-5pm) | 0 | 12.8205
reg | geo_moderate_95 | gas-ct | h08 (Fall 5pm-10pm) | 1.6067 | 12.5294
reg | geo_moderate_95 | gas-ct | h09 (Winter 10pm-6am) | 0 | 7.3593
reg | geo_moderate_95 | gas-ct | h10 (Winter 6am-1pm) | 0 | 11.8595
reg | geo_moderate_95 | gas-ct | h11 (Winter 1pm-5pm) | 0 | 12.4648
reg | geo_moderate_95 | gas-ct | h12 (Winter 5pm-10pm) | 0 | 12.7451
reg | geo_moderate_95 | gas-ct | h13 (Spring 10pm-6am) | 0.15955 | 6.8481
reg | geo_moderate_95 | gas-ct | h14 (Spring 6am-1pm) | 0 | 11.3922
reg | geo_moderate_95 | gas-ct | h15 (Spring 1pm-5pm) | 0 | 13.2345
reg | geo_moderate_95 | gas-ct | h16 (Spring 5pm-10pm) | 0.15955 | 12.5533
reg | geo_moderate_95 | gas-ct | h17 (Summer Peak) | 0.087591 | 16.4456
reg | geo_moderate_95 | o-g-s | h01 (Summer 10pm-6am) | 0 | 7.1979
reg | geo_moderate_95 | o-g-s | h02 (Summer 6am-1pm) | 0 | 12.4068
reg | geo_moderate_95 | o-g-s | h03 (Summer 1pm-5pm) | 0 | 14.4621
reg | geo_moderate_95 | o-g-s | h04 (Summer 5pm-10pm) | 0 | 13.5188
reg | geo_moderate_95 | o-g-s | h05 (Fall 10pm-6am) | 0 | 6.755
reg | geo_moderate_95 | o-g-s | h06 (Fall 6am-1pm) | 0 | 11.5258
reg | geo_moderate_95 | o-g-s | h07 (Fall 1pm-5pm) | 0 | 12.8205
reg | geo_moderate_95 | o-g-s | h08 (Fall 5pm-10pm) | 0.049056 | 12.5294
reg | geo_moderate_95 | o-g-s | h09 (Winter 10pm-6am) | 0 | 7.3593
reg | geo_moderate_95 | o-g-s | h10 (Winter 6am-1pm) | 0 | 11.8595
reg | geo_moderate_95 | o-g-s | h11 (Winter 1pm-5pm) | 0 | 12.4648
reg | geo_moderate_95 | o-g-s | h12 (Winter 5pm-10pm) | 0 | 12.7451
reg | geo_moderate_95 | o-g-s | h13 (Spring 10pm-6am) | 0 | 6.8481
reg | geo_moderate_95 | o-g-s | h14 (Spring 6am-1pm) | 0 | 11.3922
reg | geo_moderate_95 | o-g-s | h15 (Spring 1pm-5pm) | 0 | 13.2345
reg | geo_moderate_95 | o-g-s | h16 (Spring 5pm-10pm) | 0 | 12.5533
reg | geo_moderate_95 | o-g-s | h17 (Summer Peak) | 0 | 16.4456
reg | geo_moderate_95 | hydro | h01 (Summer 10pm-6am) | 0 | 7.1979
reg | geo_moderate_95 | hydro | h02 (Summer 6am-1pm) | 0 | 12.4068
reg | geo_moderate_95 | hydro | h03 (Summer 1pm-5pm) | 0 | 14.4621
reg | geo_moderate_95 | hydro | h04 (Summer 5pm-10pm) | 0 | 13.5188
reg | geo_moderate_95 | hydro | h05 (Fall 10pm-6am) | 0 | 6.755
reg | geo_moderate_95 | hydro | h06 (Fall 6am-1pm) | 0 | 11.5258
reg | geo_moderate_95 | hydro | h07 (Fall 1pm-5pm) | 0 | 12.8205
reg | geo_moderate_95 | hydro | h08 (Fall 5pm-10pm) | 0.058429 | 12.5294
reg | geo_moderate_95 | hydro | h09 (Winter 10pm-6am) | 0 | 7.3593
reg | geo_moderate_95 | hydro | h10 (Winter 6am-1pm) | 0 | 11.8595
reg | geo_moderate_95 | hydro | h11 (Winter 1pm-5pm) | 0 | 12.4648
reg | geo_moderate_95 | hydro | h12 (Winter 5pm-10pm) | 0.037116 | 12.7451
reg | geo_moderate_95 | hydro | h13 (Spring 10pm-6am) | 0.49696 | 6.8481
reg | geo_moderate_95 | hydro | h14 (Spring 6am-1pm) | 0 | 11.3922
reg | geo_moderate_95 | hydro | h15 (Spring 1pm-5pm) | 0 | 13.2345
reg | geo_moderate_95 | hydro | h16 (Spring 5pm-10pm) | 0.21063 | 12.5533
reg | geo_moderate_95 | hydro | h17 (Summer Peak) | 0 | 16.4456
reg | geo_moderate_95 | geothermal | h01 (Summer 10pm-6am) | 0 | 7.1979
reg | geo_moderate_95 | geothermal | h02 (Summer 6am-1pm) | 0 | 12.4068
reg | geo_moderate_95 | geothermal | h03 (Summer 1pm-5pm) | 0 | 14.4621
reg | geo_moderate_95 | geothermal | h04 (Summer 5pm-10pm) | 0 | 13.5188
reg | geo_moderate_95 | geothermal | h05 (Fall 10pm-6am) | 0 | 6.755
reg | geo_moderate_95 | geothermal | h06 (Fall 6am-1pm) | 0 | 11.5258
reg | geo_moderate_95 | geothermal | h07 (Fall 1pm-5pm) | 0 | 12.8205
reg | geo_moderate_95 | geothermal | h08 (Fall 5pm-10pm) | 0 | 12.5294
reg | geo_moderate_95 | geothermal | h09 (Winter 10pm-6am) | 0 | 7.3593
reg | geo_moderate_95 | geothermal | h10 (Winter 6am-1pm) | 0 | 11.8595
reg | geo_moderate_95 | geothermal | h11 (Winter 1pm-5pm) | 0 | 12.4648
reg | geo_moderate_95 | geothermal | h12 (Winter 5pm-10pm) | 0 | 12.7451
reg | geo_moderate_95 | geothermal | h13 (Spring 10pm-6am) | 0 | 6.8481
reg | geo_moderate_95 | geothermal | h14 (Spring 6am-1pm) | 0 | 11.3922
reg | geo_moderate_95 | geothermal | h15 (Spring 1pm-5pm) | 0 | 13.2345
reg | geo_moderate_95 | geothermal | h16 (Spring 5pm-10pm) | 0 | 12.5533
reg | geo_moderate_95 | geothermal | h17 (Summer Peak) | 0 | 16.4456
reg | geo_moderate_95 | biopower | h01 (Summer 10pm-6am) | 0 | 7.1979
reg | geo_moderate_95 | biopower | h02 (Summer 6am-1pm) | 0.00060667 | 12.4068
reg | geo_moderate_95 | biopower | h03 (Summer 1pm-5pm) | 0 | 14.4621
reg | geo_moderate_95 | biopower | h04 (Summer 5pm-10pm) | 0 | 13.5188
reg | geo_moderate_95 | biopower | h05 (Fall 10pm-6am) | 0 | 6.755
reg | geo_moderate_95 | biopower | h06 (Fall 6am-1pm) | 0.00024525 | 11.5258
reg | geo_moderate_95 | biopower | h07 (Fall 1pm-5pm) | 0.00061313 | 12.8205
reg | geo_moderate_95 | biopower | h08 (Fall 5pm-10pm) | 0.0095648 | 12.5294
reg | geo_moderate_95 | biopower | h09 (Winter 10pm-6am) | 0 | 7.3593
reg | geo_moderate_95 | biopower | h10 (Winter 6am-1pm) | 0 | 11.8595
reg | geo_moderate_95 | biopower | h11 (Winter 1pm-5pm) | 0 | 12.4648
reg | geo_moderate_95 | biopower | h12 (Winter 5pm-10pm) | 0 | 12.7451
reg | geo_moderate_95 | biopower | h13 (Spring 10pm-6am) | 0 | 6.8481
reg | geo_moderate_95 | biopower | h14 (Spring 6am-1pm) | 0 | 11.3922
reg | geo_moderate_95 | biopower | h15 (Spring 1pm-5pm) | 0 | 13.2345
reg | geo_moderate_95 | biopower | h16 (Spring 5pm-10pm) | 0 | 12.5533
reg | geo_moderate_95 | biopower | h17 (Summer Peak) | 0 | 16.4456
reg | geo_moderate_95 | lfill-gas | h01 (Summer 10pm-6am) | 0 | 7.1979
reg | geo_moderate_95 | lfill-gas | h02 (Summer 6am-1pm) | 0 | 12.4068
reg | geo_moderate_95 | lfill-gas | h03 (Summer 1pm-5pm) | 0 | 14.4621
reg | geo_moderate_95 | lfill-gas | h04 (Summer 5pm-10pm) | 0 | 13.5188
reg | geo_moderate_95 | lfill-gas | h05 (Fall 10pm-6am) | 0 | 6.755
reg | geo_moderate_95 | lfill-gas | h06 (Fall 6am-1pm) | 0 | 11.5258
reg | geo_moderate_95 | lfill-gas | h07 (Fall 1pm-5pm) | 0 | 12.8205
reg | geo_moderate_95 | lfill-gas | h08 (Fall 5pm-10pm) | 0 | 12.5294
reg | geo_moderate_95 | lfill-gas | h09 (Winter 10pm-6am) | 0 | 7.3593
reg | geo_moderate_95 | lfill-gas | h10 (Winter 6am-1pm) | 0 | 11.8595
reg | geo_moderate_95 | lfill-gas | h11 (Winter 1pm-5pm) | 0 | 12.4648
reg | geo_moderate_95 | lfill-gas | h12 (Winter 5pm-10pm) | 0 | 12.7451
reg | geo_moderate_95 | lfill-gas | h13 (Spring 10pm-6am) | 0.00057852 | 6.8481
reg | geo_moderate_95 | lfill-gas | h14 (Spring 6am-1pm) | 0 | 11.3922
reg | geo_moderate_95 | lfill-gas | h15 (Spring 1pm-5pm) | 0 | 13.2345
reg | geo_moderate_95 | lfill-gas | h16 (Spring 5pm-10pm) | 0.00057852 | 12.5533
reg | geo_moderate_95 | lfill-gas | h17 (Summer Peak) | 0 | 16.4456
reg | geo_moderate_95 | csp | h01 (Summer 10pm-6am) | 0 | 7.1979
reg | geo_moderate_95 | csp | h02 (Summer 6am-1pm) | 0 | 12.4068
reg | geo_moderate_95 | csp | h03 (Summer 1pm-5pm) | 0 | 14.4621
reg | geo_moderate_95 | csp | h04 (Summer 5pm-10pm) | 0 | 13.5188
reg | geo_moderate_95 | csp | h05 (Fall 10pm-6am) | 0 | 6.755
reg | geo_moderate_95 | csp | h06 (Fall 6am-1pm) | 0 | 11.5258
reg | geo_moderate_95 | csp | h07 (Fall 1pm-5pm) | 0 | 12.8205
reg | geo_moderate_95 | csp | h08 (Fall 5pm-10pm) | 0 | 12.5294
reg | geo_moderate_95 | csp | h09 (Winter 10pm-6am) | 0 | 7.3593
reg | geo_moderate_95 | csp | h10 (Winter 6am-1pm) | 0 | 11.8595
reg | geo_moderate_95 | csp | h11 (Winter 1pm-5pm) | 0 | 12.4648
reg | geo_moderate_95 | csp | h12 (Winter 5pm-10pm) | 0 | 12.7451
reg | geo_moderate_95 | csp | h13 (Spring 10pm-6am) | 0 | 6.8481
reg | geo_moderate_95 | csp | h14 (Spring 6am-1pm) | 0 | 11.3922
reg | geo_moderate_95 | csp | h15 (Spring 1pm-5pm) | 0 | 13.2345
reg | geo_moderate_95 | csp | h16 (Spring 5pm-10pm) | 0 | 12.5533
reg | geo_moderate_95 | csp | h17 (Summer Peak) | 0 | 16.4456
reg | geo_moderate_95 | pvb | h01 (Summer 10pm-6am) | 0.3724 | 7.1979
reg | geo_moderate_95 | pvb | h02 (Summer 6am-1pm) | 0.43091 | 12.4068
reg | geo_moderate_95 | pvb | h03 (Summer 1pm-5pm) | 0.87003 | 14.4621
reg | geo_moderate_95 | pvb | h04 (Summer 5pm-10pm) | 1.11 | 13.5188
reg | geo_moderate_95 | pvb | h05 (Fall 10pm-6am) | 0.1423 | 6.755
reg | geo_moderate_95 | pvb | h06 (Fall 6am-1pm) | 0.30015 | 11.5258
reg | geo_moderate_95 | pvb | h07 (Fall 1pm-5pm) | 0.56877 | 12.8205
reg | geo_moderate_95 | pvb | h08 (Fall 5pm-10pm) | 0 | 12.5294
reg | geo_moderate_95 | pvb | h09 (Winter 10pm-6am) | 0.22923 | 7.3593
reg | geo_moderate_95 | pvb | h10 (Winter 6am-1pm) | 0.31213 | 11.8595
reg | geo_moderate_95 | pvb | h11 (Winter 1pm-5pm) | 0.61397 | 12.4648
reg | geo_moderate_95 | pvb | h12 (Winter 5pm-10pm) | 0.32342 | 12.7451
reg | geo_moderate_95 | pvb | h13 (Spring 10pm-6am) | 0.14094 | 6.8481
reg | geo_moderate_95 | pvb | h14 (Spring 6am-1pm) | 0.11864 | 11.3922
reg | geo_moderate_95 | pvb | h15 (Spring 1pm-5pm) | 0.85942 | 13.2345
reg | geo_moderate_95 | pvb | h16 (Spring 5pm-10pm) | 0.26578 | 12.5533
reg | geo_moderate_95 | pvb | h17 (Summer Peak) | 0.43502 | 16.4456
reg | geo_moderate_95 | battery_2 | h01 (Summer 10pm-6am) | 0.84452 | 7.1979
reg | geo_moderate_95 | battery_2 | h02 (Summer 6am-1pm) | 2.375 | 12.4068
reg | geo_moderate_95 | battery_2 | h03 (Summer 1pm-5pm) | 1.518 | 14.4621
reg | geo_moderate_95 | battery_2 | h04 (Summer 5pm-10pm) | 1.7421 | 13.5188
reg | geo_moderate_95 | battery_2 | h05 (Fall 10pm-6am) | 0.43369 | 6.755
reg | geo_moderate_95 | battery_2 | h06 (Fall 6am-1pm) | 1.3391 | 11.5258
reg | geo_moderate_95 | battery_2 | h07 (Fall 1pm-5pm) | 2.1533 | 12.8205
reg | geo_moderate_95 | battery_2 | h08 (Fall 5pm-10pm) | 0.9417 | 12.5294
reg | geo_moderate_95 | battery_2 | h09 (Winter 10pm-6am) | 0.57734 | 7.3593
reg | geo_moderate_95 | battery_2 | h10 (Winter 6am-1pm) | 1.0376 | 11.8595
reg | geo_moderate_95 | battery_2 | h11 (Winter 1pm-5pm) | 1.4345 | 12.4648
reg | geo_moderate_95 | battery_2 | h12 (Winter 5pm-10pm) | 0.93269 | 12.7451
reg | geo_moderate_95 | battery_2 | h13 (Spring 10pm-6am) | 0.3913 | 6.8481
reg | geo_moderate_95 | battery_2 | h14 (Spring 6am-1pm) | 0.72487 | 11.3922
reg | geo_moderate_95 | battery_2 | h15 (Spring 1pm-5pm) | 1.4736 | 13.2345
reg | geo_moderate_95 | battery_2 | h16 (Spring 5pm-10pm) | 0.51069 | 12.5533
reg | geo_moderate_95 | battery_2 | h17 (Summer Peak) | 1.6602 | 16.4456
reg | geo_moderate_95 | battery_4 | h01 (Summer 10pm-6am) | 1.2917 | 7.1979
reg | geo_moderate_95 | battery_4 | h02 (Summer 6am-1pm) | 3.8294 | 12.4068
reg | geo_moderate_95 | battery_4 | h03 (Summer 1pm-5pm) | 4.7683 | 14.4621
reg | geo_moderate_95 | battery_4 | h04 (Summer 5pm-10pm) | 3.8851 | 13.5188
reg | geo_moderate_95 | battery_4 | h05 (Fall 10pm-6am) | 0.90216 | 6.755
reg | geo_moderate_95 | battery_4 | h06 (Fall 6am-1pm) | 3.136 | 11.5258
reg | geo_moderate_95 | battery_4 | h07 (Fall 1pm-5pm) | 4.9979 | 12.8205
reg | geo_moderate_95 | battery_4 | h08 (Fall 5pm-10pm) | 2.4966 | 12.5294
reg | geo_moderate_95 | battery_4 | h09 (Winter 10pm-6am) | 1.5229 | 7.3593
reg | geo_moderate_95 | battery_4 | h10 (Winter 6am-1pm) | 2.8124 | 11.8595
reg | geo_moderate_95 | battery_4 | h11 (Winter 1pm-5pm) | 4.956 | 12.4648
reg | geo_moderate_95 | battery_4 | h12 (Winter 5pm-10pm) | 2.8975 | 12.7451
reg | geo_moderate_95 | battery_4 | h13 (Spring 10pm-6am) | 1.4989 | 6.8481
reg | geo_moderate_95 | battery_4 | h14 (Spring 6am-1pm) | 3.2019 | 11.3922
reg | geo_moderate_95 | battery_4 | h15 (Spring 1pm-5pm) | 5.0298 | 13.2345
reg | geo_moderate_95 | battery_4 | h16 (Spring 5pm-10pm) | 1.2788 | 12.5533
reg | geo_moderate_95 | battery_4 | h17 (Summer Peak) | 7.1936 | 16.4456
reg | geo_moderate_95 | battery_6 | h01 (Summer 10pm-6am) | 1.4719 | 7.1979
reg | geo_moderate_95 | battery_6 | h02 (Summer 6am-1pm) | 3.1653 | 12.4068
reg | geo_moderate_95 | battery_6 | h03 (Summer 1pm-5pm) | 2.9889 | 14.4621
reg | geo_moderate_95 | battery_6 | h04 (Summer 5pm-10pm) | 2.8036 | 13.5188
reg | geo_moderate_95 | battery_6 | h05 (Fall 10pm-6am) | 1.2286 | 6.755
reg | geo_moderate_95 | battery_6 | h06 (Fall 6am-1pm) | 3.0143 | 11.5258
reg | geo_moderate_95 | battery_6 | h07 (Fall 1pm-5pm) | 2.6591 | 12.8205
reg | geo_moderate_95 | battery_6 | h08 (Fall 5pm-10pm) | 1.7144 | 12.5294
reg | geo_moderate_95 | battery_6 | h09 (Winter 10pm-6am) | 1.6106 | 7.3593
reg | geo_moderate_95 | battery_6 | h10 (Winter 6am-1pm) | 3.1088 | 11.8595
reg | geo_moderate_95 | battery_6 | h11 (Winter 1pm-5pm) | 3.4838 | 12.4648
reg | geo_moderate_95 | battery_6 | h12 (Winter 5pm-10pm) | 5.2504 | 12.7451
reg | geo_moderate_95 | battery_6 | h13 (Spring 10pm-6am) | 1.3805 | 6.8481
reg | geo_moderate_95 | battery_6 | h14 (Spring 6am-1pm) | 2.6217 | 11.3922
reg | geo_moderate_95 | battery_6 | h15 (Spring 1pm-5pm) | 4.2963 | 13.2345
reg | geo_moderate_95 | battery_6 | h16 (Spring 5pm-10pm) | 6.5322 | 12.5533
reg | geo_moderate_95 | battery_6 | h17 (Summer Peak) | 5.0207 | 16.4456
reg | geo_moderate_95 | battery_8 | h01 (Summer 10pm-6am) | 2.286 | 7.1979
reg | geo_moderate_95 | battery_8 | h02 (Summer 6am-1pm) | 1.9753 | 12.4068
reg | geo_moderate_95 | battery_8 | h03 (Summer 1pm-5pm) | 3.592 | 14.4621
reg | geo_moderate_95 | battery_8 | h04 (Summer 5pm-10pm) | 3.6914 | 13.5188
reg | geo_moderate_95 | battery_8 | h05 (Fall 10pm-6am) | 1.0151 | 6.755
reg | geo_moderate_95 | battery_8 | h06 (Fall 6am-1pm) | 3.2581 | 11.5258
reg | geo_moderate_95 | battery_8 | h07 (Fall 1pm-5pm) | 2.4095 | 12.8205
reg | geo_moderate_95 | battery_8 | h08 (Fall 5pm-10pm) | 4.3892 | 12.5294
reg | geo_moderate_95 | battery_8 | h09 (Winter 10pm-6am) | 2.2121 | 7.3593
reg | geo_moderate_95 | battery_8 | h10 (Winter 6am-1pm) | 3.1297 | 11.8595
reg | geo_moderate_95 | battery_8 | h11 (Winter 1pm-5pm) | 1.9765 | 12.4648
reg | geo_moderate_95 | battery_8 | h12 (Winter 5pm-10pm) | 2.6469 | 12.7451
reg | geo_moderate_95 | battery_8 | h13 (Spring 10pm-6am) | 2.0995 | 6.8481
reg | geo_moderate_95 | battery_8 | h14 (Spring 6am-1pm) | 4.0745 | 11.3922
reg | geo_moderate_95 | battery_8 | h15 (Spring 1pm-5pm) | 1.5755 | 13.2345
reg | geo_moderate_95 | battery_8 | h16 (Spring 5pm-10pm) | 2.8747 | 12.5533
reg | geo_moderate_95 | battery_8 | h17 (Summer Peak) | 1.3613 | 16.4456
reg | geo_moderate_95 | battery_10 | h01 (Summer 10pm-6am) | 0.93135 | 7.1979
reg | geo_moderate_95 | battery_10 | h02 (Summer 6am-1pm) | 0.57247 | 12.4068
reg | geo_moderate_95 | battery_10 | h03 (Summer 1pm-5pm) | 0.72476 | 14.4621
reg | geo_moderate_95 | battery_10 | h04 (Summer 5pm-10pm) | 0.19893 | 13.5188
reg | geo_moderate_95 | battery_10 | h05 (Fall 10pm-6am) | 2.3885 | 6.755
reg | geo_moderate_95 | battery_10 | h06 (Fall 6am-1pm) | 0.42969 | 11.5258
reg | geo_moderate_95 | battery_10 | h07 (Fall 1pm-5pm) | 0 | 12.8205
reg | geo_moderate_95 | battery_10 | h08 (Fall 5pm-10pm) | 0.17956 | 12.5294
reg | geo_moderate_95 | battery_10 | h09 (Winter 10pm-6am) | 1.2071 | 7.3593
reg | geo_moderate_95 | battery_10 | h10 (Winter 6am-1pm) | 1.4588 | 11.8595
reg | geo_moderate_95 | battery_10 | h11 (Winter 1pm-5pm) | 0 | 12.4648
reg | geo_moderate_95 | battery_10 | h12 (Winter 5pm-10pm) | 0.6571 | 12.7451
reg | geo_moderate_95 | battery_10 | h13 (Spring 10pm-6am) | 0.67995 | 6.8481
reg | geo_moderate_95 | battery_10 | h14 (Spring 6am-1pm) | 0.65061 | 11.3922
reg | geo_moderate_95 | battery_10 | h15 (Spring 1pm-5pm) | 0 | 13.2345
reg | geo_moderate_95 | battery_10 | h16 (Spring 5pm-10pm) | 0.72032 | 12.5533
reg | geo_moderate_95 | battery_10 | h17 (Summer Peak) | 0.18588 | 16.4456
reg | geo_moderate_95 | pumped-hydro | h01 (Summer 10pm-6am) | 0 | 7.1979
reg | geo_moderate_95 | pumped-hydro | h02 (Summer 6am-1pm) | 0 | 12.4068
reg | geo_moderate_95 | pumped-hydro | h03 (Summer 1pm-5pm) | 0 | 14.4621
reg | geo_moderate_95 | pumped-hydro | h04 (Summer 5pm-10pm) | 0 | 13.5188
reg | geo_moderate_95 | pumped-hydro | h05 (Fall 10pm-6am) | 0 | 6.755
reg | geo_moderate_95 | pumped-hydro | h06 (Fall 6am-1pm) | 0 | 11.5258
reg | geo_moderate_95 | pumped-hydro | h07 (Fall 1pm-5pm) | 0 | 12.8205
reg | geo_moderate_95 | pumped-hydro | h08 (Fall 5pm-10pm) | 0 | 12.5294
reg | geo_moderate_95 | pumped-hydro | h09 (Winter 10pm-6am) | 0 | 7.3593
reg | geo_moderate_95 | pumped-hydro | h10 (Winter 6am-1pm) | 0 | 11.8595
reg | geo_moderate_95 | pumped-hydro | h11 (Winter 1pm-5pm) | 0 | 12.4648
reg | geo_moderate_95 | pumped-hydro | h12 (Winter 5pm-10pm) | 0 | 12.7451
reg | geo_moderate_95 | pumped-hydro | h13 (Spring 10pm-6am) | 0 | 6.8481
reg | geo_moderate_95 | pumped-hydro | h14 (Spring 6am-1pm) | 0 | 11.3922
reg | geo_moderate_95 | pumped-hydro | h15 (Spring 1pm-5pm) | 0 | 13.2345
reg | geo_moderate_95 | pumped-hydro | h16 (Spring 5pm-10pm) | 0 | 12.5533
reg | geo_moderate_95 | pumped-hydro | h17 (Summer Peak) | 0.44766 | 16.4456
spin | geo_moderate_95 | nuclear | h01 (Summer 10pm-6am) | 0 | 23.0521
spin | geo_moderate_95 | nuclear | h02 (Summer 6am-1pm) | 0 | 31.6126
spin | geo_moderate_95 | nuclear | h03 (Summer 1pm-5pm) | 0.028043 | 42.3591
spin | geo_moderate_95 | nuclear | h04 (Summer 5pm-10pm) | 0 | 26.8916
spin | geo_moderate_95 | nuclear | h05 (Fall 10pm-6am) | 0 | 20.4061
spin | geo_moderate_95 | nuclear | h06 (Fall 6am-1pm) | 0 | 22.5504
spin | geo_moderate_95 | nuclear | h07 (Fall 1pm-5pm) | 0 | 26.7778
spin | geo_moderate_95 | nuclear | h08 (Fall 5pm-10pm) | 0 | 23.7344
spin | geo_moderate_95 | nuclear | h09 (Winter 10pm-6am) | 0 | 25.0383
spin | geo_moderate_95 | nuclear | h10 (Winter 6am-1pm) | 0 | 26.6149
spin | geo_moderate_95 | nuclear | h11 (Winter 1pm-5pm) | 0 | 27.775
spin | geo_moderate_95 | nuclear | h12 (Winter 5pm-10pm) | 0.0057802 | 26.2054
spin | geo_moderate_95 | nuclear | h13 (Spring 10pm-6am) | 1.9543 | 17.9889
spin | geo_moderate_95 | nuclear | h14 (Spring 6am-1pm) | 2.5196 | 20.2877
spin | geo_moderate_95 | nuclear | h15 (Spring 1pm-5pm) | 2.9972 | 29.2818
spin | geo_moderate_95 | nuclear | h16 (Spring 5pm-10pm) | 2.9685 | 20.6999
spin | geo_moderate_95 | nuclear | h17 (Summer Peak) | 0 | 35.9143
spin | geo_moderate_95 | coal | h01 (Summer 10pm-6am) | 0 | 23.0521
spin | geo_moderate_95 | coal | h02 (Summer 6am-1pm) | 0 | 31.6126
spin | geo_moderate_95 | coal | h03 (Summer 1pm-5pm) | 0 | 42.3591
spin | geo_moderate_95 | coal | h04 (Summer 5pm-10pm) | 0 | 26.8916
spin | geo_moderate_95 | coal | h05 (Fall 10pm-6am) | 0 | 20.4061
spin | geo_moderate_95 | coal | h06 (Fall 6am-1pm) | 0 | 22.5504
spin | geo_moderate_95 | coal | h07 (Fall 1pm-5pm) | 0 | 26.7778
spin | geo_moderate_95 | coal | h08 (Fall 5pm-10pm) | 0 | 23.7344
spin | geo_moderate_95 | coal | h09 (Winter 10pm-6am) | 0 | 25.0383
spin | geo_moderate_95 | coal | h10 (Winter 6am-1pm) | 0 | 26.6149
spin | geo_moderate_95 | coal | h11 (Winter 1pm-5pm) | 0 | 27.775
spin | geo_moderate_95 | coal | h12 (Winter 5pm-10pm) | 0 | 26.2054
spin | geo_moderate_95 | coal | h13 (Spring 10pm-6am) | 0 | 17.9889
spin | geo_moderate_95 | coal | h14 (Spring 6am-1pm) | 0 | 20.2877
spin | geo_moderate_95 | coal | h15 (Spring 1pm-5pm) | 0 | 29.2818
spin | geo_moderate_95 | coal | h16 (Spring 5pm-10pm) | 0 | 20.6999
spin | geo_moderate_95 | coal | h17 (Summer Peak) | 0 | 35.9143
spin | geo_moderate_95 | gas-cc | h01 (Summer 10pm-6am) | 0.44126 | 23.0521
spin | geo_moderate_95 | gas-cc | h02 (Summer 6am-1pm) | 0.049864 | 31.6126
spin | geo_moderate_95 | gas-cc | h03 (Summer 1pm-5pm) | 0.034482 | 42.3591
spin | geo_moderate_95 | gas-cc | h04 (Summer 5pm-10pm) | 0.28176 | 26.8916
spin | geo_moderate_95 | gas-cc | h05 (Fall 10pm-6am) | 0.39331 | 20.4061
spin | geo_moderate_95 | gas-cc | h06 (Fall 6am-1pm) | 1.138 | 22.5504
spin | geo_moderate_95 | gas-cc | h07 (Fall 1pm-5pm) | 0.61849 | 26.7778
spin | geo_moderate_95 | gas-cc | h08 (Fall 5pm-10pm) | 2.2367 | 23.7344
spin | geo_moderate_95 | gas-cc | h09 (Winter 10pm-6am) | 0.42724 | 25.0383
spin | geo_moderate_95 | gas-cc | h10 (Winter 6am-1pm) | 0.047007 | 26.6149
spin | geo_moderate_95 | gas-cc | h11 (Winter 1pm-5pm) | 0.042448 | 27.775
spin | geo_moderate_95 | gas-cc | h12 (Winter 5pm-10pm) | 0.56045 | 26.2054
spin | geo_moderate_95 | gas-cc | h13 (Spring 10pm-6am) | 0 | 17.9889
spin | geo_moderate_95 | gas-cc | h14 (Spring 6am-1pm) | 0 | 20.2877
spin | geo_moderate_95 | gas-cc | h15 (Spring 1pm-5pm) | 0 | 29.2818
spin | geo_moderate_95 | gas-cc | h16 (Spring 5pm-10pm) | 0 | 20.6999
spin | geo_moderate_95 | gas-cc | h17 (Summer Peak) | 0.3702 | 35.9143
spin | geo_moderate_95 | gas-cc-ccs_mod_upgrade | h01 (Summer 10pm-6am) | 0.081447 | 23.0521
spin | geo_moderate_95 | gas-cc-ccs_mod_upgrade | h02 (Summer 6am-1pm) | 0 | 31.6126
spin | geo_moderate_95 | gas-cc-ccs_mod_upgrade | h03 (Summer 1pm-5pm) | 0 | 42.3591
spin | geo_moderate_95 | gas-cc-ccs_mod_upgrade | h04 (Summer 5pm-10pm) | 0.16289 | 26.8916
spin | geo_moderate_95 | gas-cc-ccs_mod_upgrade | h05 (Fall 10pm-6am) | 0.059643 | 20.4061
spin | geo_moderate_95 | gas-cc-ccs_mod_upgrade | h06 (Fall 6am-1pm) | 0.16321 | 22.5504
spin | geo_moderate_95 | gas-cc-ccs_mod_upgrade | h07 (Fall 1pm-5pm) | 0.11929 | 26.7778
spin | geo_moderate_95 | gas-cc-ccs_mod_upgrade | h08 (Fall 5pm-10pm) | 2.3879 | 23.7344
spin | geo_moderate_95 | gas-cc-ccs_mod_upgrade | h09 (Winter 10pm-6am) | 0 | 25.0383
spin | geo_moderate_95 | gas-cc-ccs_mod_upgrade | h10 (Winter 6am-1pm) | 0 | 26.6149
spin | geo_moderate_95 | gas-cc-ccs_mod_upgrade | h11 (Winter 1pm-5pm) | 0 | 27.775
spin | geo_moderate_95 | gas-cc-ccs_mod_upgrade | h12 (Winter 5pm-10pm) | 0 | 26.2054
spin | geo_moderate_95 | gas-cc-ccs_mod_upgrade | h13 (Spring 10pm-6am) | 0 | 17.9889
spin | geo_moderate_95 | gas-cc-ccs_mod_upgrade | h14 (Spring 6am-1pm) | 0 | 20.2877
spin | geo_moderate_95 | gas-cc-ccs_mod_upgrade | h15 (Spring 1pm-5pm) | 0 | 29.2818
spin | geo_moderate_95 | gas-cc-ccs_mod_upgrade | h16 (Spring 5pm-10pm) | 0 | 20.6999
spin | geo_moderate_95 | gas-cc-ccs_mod_upgrade | h17 (Summer Peak) | 0.29886 | 35.9143
spin | geo_moderate_95 | gas-ct | h01 (Summer 10pm-6am) | 0 | 23.0521
spin | geo_moderate_95 | gas-ct | h02 (Summer 6am-1pm) | 0 | 31.6126
spin | geo_moderate_95 | gas-ct | h03 (Summer 1pm-5pm) | 0 | 42.3591
spin | geo_moderate_95 | gas-ct | h04 (Summer 5pm-10pm) | 0 | 26.8916
spin | geo_moderate_95 | gas-ct | h05 (Fall 10pm-6am) | 0.18571 | 20.4061
spin | geo_moderate_95 | gas-ct | h06 (Fall 6am-1pm) | 0 | 22.5504
spin | geo_moderate_95 | gas-ct | h07 (Fall 1pm-5pm) | 0 | 26.7778
spin | geo_moderate_95 | gas-ct | h08 (Fall 5pm-10pm) | 1.0191 | 23.7344
spin | geo_moderate_95 | gas-ct | h09 (Winter 10pm-6am) | 0 | 25.0383
spin | geo_moderate_95 | gas-ct | h10 (Winter 6am-1pm) | 0 | 26.6149
spin | geo_moderate_95 | gas-ct | h11 (Winter 1pm-5pm) | 0 | 27.775
spin | geo_moderate_95 | gas-ct | h12 (Winter 5pm-10pm) | 0 | 26.2054
spin | geo_moderate_95 | gas-ct | h13 (Spring 10pm-6am) | 0.30391 | 17.9889
spin | geo_moderate_95 | gas-ct | h14 (Spring 6am-1pm) | 0 | 20.2877
spin | geo_moderate_95 | gas-ct | h15 (Spring 1pm-5pm) | 0 | 29.2818
spin | geo_moderate_95 | gas-ct | h16 (Spring 5pm-10pm) | 0.30391 | 20.6999
spin | geo_moderate_95 | gas-ct | h17 (Summer Peak) | 0 | 35.9143
spin | geo_moderate_95 | o-g-s | h01 (Summer 10pm-6am) | 0 | 23.0521
spin | geo_moderate_95 | o-g-s | h02 (Summer 6am-1pm) | 0 | 31.6126
spin | geo_moderate_95 | o-g-s | h03 (Summer 1pm-5pm) | 0 | 42.3591
spin | geo_moderate_95 | o-g-s | h04 (Summer 5pm-10pm) | 0 | 26.8916
spin | geo_moderate_95 | o-g-s | h05 (Fall 10pm-6am) | 0 | 20.4061
spin | geo_moderate_95 | o-g-s | h06 (Fall 6am-1pm) | 0 | 22.5504
spin | geo_moderate_95 | o-g-s | h07 (Fall 1pm-5pm) | 0 | 26.7778
spin | geo_moderate_95 | o-g-s | h08 (Fall 5pm-10pm) | 0.049056 | 23.7344
spin | geo_moderate_95 | o-g-s | h09 (Winter 10pm-6am) | 0 | 25.0383
spin | geo_moderate_95 | o-g-s | h10 (Winter 6am-1pm) | 0 | 26.6149
spin | geo_moderate_95 | o-g-s | h11 (Winter 1pm-5pm) | 0 | 27.775
spin | geo_moderate_95 | o-g-s | h12 (Winter 5pm-10pm) | 0 | 26.2054
spin | geo_moderate_95 | o-g-s | h13 (Spring 10pm-6am) | 0 | 17.9889
spin | geo_moderate_95 | o-g-s | h14 (Spring 6am-1pm) | 0 | 20.2877
spin | geo_moderate_95 | o-g-s | h15 (Spring 1pm-5pm) | 0 | 29.2818
spin | geo_moderate_95 | o-g-s | h16 (Spring 5pm-10pm) | 0 | 20.6999
spin | geo_moderate_95 | o-g-s | h17 (Summer Peak) | 0 | 35.9143
spin | geo_moderate_95 | hydro | h01 (Summer 10pm-6am) | 6.5814 | 23.0521
spin | geo_moderate_95 | hydro | h02 (Summer 6am-1pm) | 7.6138 | 31.6126
spin | geo_moderate_95 | hydro | h03 (Summer 1pm-5pm) | 1.9113 | 42.3591
spin | geo_moderate_95 | hydro | h04 (Summer 5pm-10pm) | 3.5566 | 26.8916
spin | geo_moderate_95 | hydro | h05 (Fall 10pm-6am) | 5.1649 | 20.4061
spin | geo_moderate_95 | hydro | h06 (Fall 6am-1pm) | 6.2848 | 22.5504
spin | geo_moderate_95 | hydro | h07 (Fall 1pm-5pm) | 4.1399 | 26.7778
spin | geo_moderate_95 | hydro | h08 (Fall 5pm-10pm) | 5.3274 | 23.7344
spin | geo_moderate_95 | hydro | h09 (Winter 10pm-6am) | 4.5907 | 25.0383
spin | geo_moderate_95 | hydro | h10 (Winter 6am-1pm) | 8.5517 | 26.6149
spin | geo_moderate_95 | hydro | h11 (Winter 1pm-5pm) | 3.9248 | 27.775
spin | geo_moderate_95 | hydro | h12 (Winter 5pm-10pm) | 3.5675 | 26.2054
spin | geo_moderate_95 | hydro | h13 (Spring 10pm-6am) | 5.6436 | 17.9889
spin | geo_moderate_95 | hydro | h14 (Spring 6am-1pm) | 7.2567 | 20.2877
spin | geo_moderate_95 | hydro | h15 (Spring 1pm-5pm) | 4.6142 | 29.2818
spin | geo_moderate_95 | hydro | h16 (Spring 5pm-10pm) | 6.5465 | 20.6999
spin | geo_moderate_95 | hydro | h17 (Summer Peak) | 4.7211 | 35.9143
spin | geo_moderate_95 | geothermal | h01 (Summer 10pm-6am) | 0 | 23.0521
spin | geo_moderate_95 | geothermal | h02 (Summer 6am-1pm) | 0 | 31.6126
spin | geo_moderate_95 | geothermal | h03 (Summer 1pm-5pm) | 0 | 42.3591
spin | geo_moderate_95 | geothermal | h04 (Summer 5pm-10pm) | 0 | 26.8916
spin | geo_moderate_95 | geothermal | h05 (Fall 10pm-6am) | 0 | 20.4061
spin | geo_moderate_95 | geothermal | h06 (Fall 6am-1pm) | 0 | 22.5504
spin | geo_moderate_95 | geothermal | h07 (Fall 1pm-5pm) | 0 | 26.7778
spin | geo_moderate_95 | geothermal | h08 (Fall 5pm-10pm) | 0 | 23.7344
spin | geo_moderate_95 | geothermal | h09 (Winter 10pm-6am) | 0 | 25.0383
spin | geo_moderate_95 | geothermal | h10 (Winter 6am-1pm) | 0 | 26.6149
spin | geo_moderate_95 | geothermal | h11 (Winter 1pm-5pm) | 0 | 27.775
spin | geo_moderate_95 | geothermal | h12 (Winter 5pm-10pm) | 0 | 26.2054
spin | geo_moderate_95 | geothermal | h13 (Spring 10pm-6am) | 0.0020647 | 17.9889
spin | geo_moderate_95 | geothermal | h14 (Spring 6am-1pm) | 0.0020647 | 20.2877
spin | geo_moderate_95 | geothermal | h15 (Spring 1pm-5pm) | 0 | 29.2818
spin | geo_moderate_95 | geothermal | h16 (Spring 5pm-10pm) | 0 | 20.6999
spin | geo_moderate_95 | geothermal | h17 (Summer Peak) | 0 | 35.9143
spin | geo_moderate_95 | biopower | h01 (Summer 10pm-6am) | 0 | 23.0521
spin | geo_moderate_95 | biopower | h02 (Summer 6am-1pm) | 0.006734 | 31.6126
spin | geo_moderate_95 | biopower | h03 (Summer 1pm-5pm) | 0.019953 | 42.3591
spin | geo_moderate_95 | biopower | h04 (Summer 5pm-10pm) | 0.09226 | 26.8916
spin | geo_moderate_95 | biopower | h05 (Fall 10pm-6am) | 0 | 20.4061
spin | geo_moderate_95 | biopower | h06 (Fall 6am-1pm) | 0.0038259 | 22.5504
spin | geo_moderate_95 | biopower | h07 (Fall 1pm-5pm) | 0.00061313 | 26.7778
spin | geo_moderate_95 | biopower | h08 (Fall 5pm-10pm) | 0.012998 | 23.7344
spin | geo_moderate_95 | biopower | h09 (Winter 10pm-6am) | 0.0038297 | 25.0383
spin | geo_moderate_95 | biopower | h10 (Winter 6am-1pm) | 0.0038297 | 26.6149
spin | geo_moderate_95 | biopower | h11 (Winter 1pm-5pm) | 0 | 27.775
spin | geo_moderate_95 | biopower | h12 (Winter 5pm-10pm) | 0.042928 | 26.2054
spin | geo_moderate_95 | biopower | h13 (Spring 10pm-6am) | 0 | 17.9889
spin | geo_moderate_95 | biopower | h14 (Spring 6am-1pm) | 0 | 20.2877
spin | geo_moderate_95 | biopower | h15 (Spring 1pm-5pm) | 0 | 29.2818
spin | geo_moderate_95 | biopower | h16 (Spring 5pm-10pm) | 0 | 20.6999
spin | geo_moderate_95 | biopower | h17 (Summer Peak) | 0.094366 | 35.9143
spin | geo_moderate_95 | lfill-gas | h01 (Summer 10pm-6am) | 0 | 23.0521
spin | geo_moderate_95 | lfill-gas | h02 (Summer 6am-1pm) | 0 | 31.6126
spin | geo_moderate_95 | lfill-gas | h03 (Summer 1pm-5pm) | 0 | 42.3591
spin | geo_moderate_95 | lfill-gas | h04 (Summer 5pm-10pm) | 0 | 26.8916
spin | geo_moderate_95 | lfill-gas | h05 (Fall 10pm-6am) | 0 | 20.4061
spin | geo_moderate_95 | lfill-gas | h06 (Fall 6am-1pm) | 0.026956 | 22.5504
spin | geo_moderate_95 | lfill-gas | h07 (Fall 1pm-5pm) | 0 | 26.7778
spin | geo_moderate_95 | lfill-gas | h08 (Fall 5pm-10pm) | 0.0033871 | 23.7344
spin | geo_moderate_95 | lfill-gas | h09 (Winter 10pm-6am) | 0 | 25.0383
spin | geo_moderate_95 | lfill-gas | h10 (Winter 6am-1pm) | 0 | 26.6149
spin | geo_moderate_95 | lfill-gas | h11 (Winter 1pm-5pm) | 0 | 27.775
spin | geo_moderate_95 | lfill-gas | h12 (Winter 5pm-10pm) | 0 | 26.2054
spin | geo_moderate_95 | lfill-gas | h13 (Spring 10pm-6am) | 0.0055043 | 17.9889
spin | geo_moderate_95 | lfill-gas | h14 (Spring 6am-1pm) | 0.10445 | 20.2877
spin | geo_moderate_95 | lfill-gas | h15 (Spring 1pm-5pm) | 0.0037363 | 29.2818
spin | geo_moderate_95 | lfill-gas | h16 (Spring 5pm-10pm) | 0.014805 | 20.6999
spin | geo_moderate_95 | lfill-gas | h17 (Summer Peak) | 0 | 35.9143
spin | geo_moderate_95 | csp | h01 (Summer 10pm-6am) | 0 | 23.0521
spin | geo_moderate_95 | csp | h02 (Summer 6am-1pm) | 0 | 31.6126
spin | geo_moderate_95 | csp | h03 (Summer 1pm-5pm) | 0 | 42.3591
spin | geo_moderate_95 | csp | h04 (Summer 5pm-10pm) | 0 | 26.8916
spin | geo_moderate_95 | csp | h05 (Fall 10pm-6am) | 0 | 20.4061
spin | geo_moderate_95 | csp | h06 (Fall 6am-1pm) | 0 | 22.5504
spin | geo_moderate_95 | csp | h07 (Fall 1pm-5pm) | 0 | 26.7778
spin | geo_moderate_95 | csp | h08 (Fall 5pm-10pm) | 0 | 23.7344
spin | geo_moderate_95 | csp | h09 (Winter 10pm-6am) | 0 | 25.0383
spin | geo_moderate_95 | csp | h10 (Winter 6am-1pm) | 0 | 26.6149
spin | geo_moderate_95 | csp | h11 (Winter 1pm-5pm) | 0 | 27.775
spin | geo_moderate_95 | csp | h12 (Winter 5pm-10pm) | 0 | 26.2054
spin | geo_moderate_95 | csp | h13 (Spring 10pm-6am) | 0 | 17.9889
spin | geo_moderate_95 | csp | h14 (Spring 6am-1pm) | 0 | 20.2877
spin | geo_moderate_95 | csp | h15 (Spring 1pm-5pm) | 0 | 29.2818
spin | geo_moderate_95 | csp | h16 (Spring 5pm-10pm) | 0 | 20.6999
spin | geo_moderate_95 | csp | h17 (Summer Peak) | 0 | 35.9143
spin | geo_moderate_95 | pvb | h01 (Summer 10pm-6am) | 0.0073624 | 23.0521
spin | geo_moderate_95 | pvb | h02 (Summer 6am-1pm) | 0.20705 | 31.6126
spin | geo_moderate_95 | pvb | h03 (Summer 1pm-5pm) | 0.98835 | 42.3591
spin | geo_moderate_95 | pvb | h04 (Summer 5pm-10pm) | 1.0975 | 26.8916
spin | geo_moderate_95 | pvb | h05 (Fall 10pm-6am) | 0.098621 | 20.4061
spin | geo_moderate_95 | pvb | h06 (Fall 6am-1pm) | 0.26821 | 22.5504
spin | geo_moderate_95 | pvb | h07 (Fall 1pm-5pm) | 0.88793 | 26.7778
spin | geo_moderate_95 | pvb | h08 (Fall 5pm-10pm) | 0.22635 | 23.7344
spin | geo_moderate_95 | pvb | h09 (Winter 10pm-6am) | 0 | 25.0383
spin | geo_moderate_95 | pvb | h10 (Winter 6am-1pm) | 0.17934 | 26.6149
spin | geo_moderate_95 | pvb | h11 (Winter 1pm-5pm) | 1.3232 | 27.775
spin | geo_moderate_95 | pvb | h12 (Winter 5pm-10pm) | 0.42449 | 26.2054
spin | geo_moderate_95 | pvb | h13 (Spring 10pm-6am) | 0.11993 | 17.9889
spin | geo_moderate_95 | pvb | h14 (Spring 6am-1pm) | 0.78607 | 20.2877
spin | geo_moderate_95 | pvb | h15 (Spring 1pm-5pm) | 1.4999 | 29.2818
spin | geo_moderate_95 | pvb | h16 (Spring 5pm-10pm) | 0.73913 | 20.6999
spin | geo_moderate_95 | pvb | h17 (Summer Peak) | 1.4768 | 35.9143
spin | geo_moderate_95 | battery_2 | h01 (Summer 10pm-6am) | 0.077269 | 23.0521
spin | geo_moderate_95 | battery_2 | h02 (Summer 6am-1pm) | 0.061724 | 31.6126
spin | geo_moderate_95 | battery_2 | h03 (Summer 1pm-5pm) | 0.94295 | 42.3591
spin | geo_moderate_95 | battery_2 | h04 (Summer 5pm-10pm) | 1.5074 | 26.8916
spin | geo_moderate_95 | battery_2 | h05 (Fall 10pm-6am) | 0.166 | 20.4061
spin | geo_moderate_95 | battery_2 | h06 (Fall 6am-1pm) | 0.63672 | 22.5504
spin | geo_moderate_95 | battery_2 | h07 (Fall 1pm-5pm) | 1.7836 | 26.7778
spin | geo_moderate_95 | battery_2 | h08 (Fall 5pm-10pm) | 0.92026 | 23.7344
spin | geo_moderate_95 | battery_2 | h09 (Winter 10pm-6am) | 0.17688 | 25.0383
spin | geo_moderate_95 | battery_2 | h10 (Winter 6am-1pm) | 0.3861 | 26.6149
spin | geo_moderate_95 | battery_2 | h11 (Winter 1pm-5pm) | 0.37141 | 27.775
spin | geo_moderate_95 | battery_2 | h12 (Winter 5pm-10pm) | 1.0227 | 26.2054
spin | geo_moderate_95 | battery_2 | h13 (Spring 10pm-6am) | 0.1861 | 17.9889
spin | geo_moderate_95 | battery_2 | h14 (Spring 6am-1pm) | 1.0216 | 20.2877
spin | geo_moderate_95 | battery_2 | h15 (Spring 1pm-5pm) | 0.37128 | 29.2818
spin | geo_moderate_95 | battery_2 | h16 (Spring 5pm-10pm) | 1.5395 | 20.6999
spin | geo_moderate_95 | battery_2 | h17 (Summer Peak) | 1.7579 | 35.9143
spin | geo_moderate_95 | battery_4 | h01 (Summer 10pm-6am) | 4.5054 | 23.0521
spin | geo_moderate_95 | battery_4 | h02 (Summer 6am-1pm) | 6.9604 | 31.6126
spin | geo_moderate_95 | battery_4 | h03 (Summer 1pm-5pm) | 12.2121 | 42.3591
spin | geo_moderate_95 | battery_4 | h04 (Summer 5pm-10pm) | 10.4347 | 26.8916
spin | geo_moderate_95 | battery_4 | h05 (Fall 10pm-6am) | 2.8703 | 20.4061
spin | geo_moderate_95 | battery_4 | h06 (Fall 6am-1pm) | 5.8391 | 22.5504
spin | geo_moderate_95 | battery_4 | h07 (Fall 1pm-5pm) | 9.5594 | 26.7778
spin | geo_moderate_95 | battery_4 | h08 (Fall 5pm-10pm) | 4.5281 | 23.7344
spin | geo_moderate_95 | battery_4 | h09 (Winter 10pm-6am) | 5.6616 | 25.0383
spin | geo_moderate_95 | battery_4 | h10 (Winter 6am-1pm) | 3.7234 | 26.6149
spin | geo_moderate_95 | battery_4 | h11 (Winter 1pm-5pm) | 3.4516 | 27.775
spin | geo_moderate_95 | battery_4 | h12 (Winter 5pm-10pm) | 7.5404 | 26.2054
spin | geo_moderate_95 | battery_4 | h13 (Spring 10pm-6am) | 2.1422 | 17.9889
spin | geo_moderate_95 | battery_4 | h14 (Spring 6am-1pm) | 5.7296 | 20.2877
spin | geo_moderate_95 | battery_4 | h15 (Spring 1pm-5pm) | 9.5858 | 29.2818
spin | geo_moderate_95 | battery_4 | h16 (Spring 5pm-10pm) | 5.8493 | 20.6999
spin | geo_moderate_95 | battery_4 | h17 (Summer Peak) | 13.8641 | 35.9143
spin | geo_moderate_95 | battery_6 | h01 (Summer 10pm-6am) | 2.0863 | 23.0521
spin | geo_moderate_95 | battery_6 | h02 (Summer 6am-1pm) | 4.3427 | 31.6126
spin | geo_moderate_95 | battery_6 | h03 (Summer 1pm-5pm) | 12.0686 | 42.3591
spin | geo_moderate_95 | battery_6 | h04 (Summer 5pm-10pm) | 2.8732 | 26.8916
spin | geo_moderate_95 | battery_6 | h05 (Fall 10pm-6am) | 2.9208 | 20.4061
spin | geo_moderate_95 | battery_6 | h06 (Fall 6am-1pm) | 1.9539 | 22.5504
spin | geo_moderate_95 | battery_6 | h07 (Fall 1pm-5pm) | 3.5755 | 26.7778
spin | geo_moderate_95 | battery_6 | h08 (Fall 5pm-10pm) | 2.4231 | 23.7344
spin | geo_moderate_95 | battery_6 | h09 (Winter 10pm-6am) | 2.1803 | 25.0383
spin | geo_moderate_95 | battery_6 | h10 (Winter 6am-1pm) | 4.7675 | 26.6149
spin | geo_moderate_95 | battery_6 | h11 (Winter 1pm-5pm) | 9.507 | 27.775
spin | geo_moderate_95 | battery_6 | h12 (Winter 5pm-10pm) | 4.2446 | 26.2054
spin | geo_moderate_95 | battery_6 | h13 (Spring 10pm-6am) | 1.3669 | 17.9889
spin | geo_moderate_95 | battery_6 | h14 (Spring 6am-1pm) | 0.50935 | 20.2877
spin | geo_moderate_95 | battery_6 | h15 (Spring 1pm-5pm) | 4.9885 | 29.2818
spin | geo_moderate_95 | battery_6 | h16 (Spring 5pm-10pm) | 1.5489 | 20.6999
spin | geo_moderate_95 | battery_6 | h17 (Summer Peak) | 2.3271 | 35.9143
spin | geo_moderate_95 | battery_8 | h01 (Summer 10pm-6am) | 3.2799 | 23.0521
spin | geo_moderate_95 | battery_8 | h02 (Summer 6am-1pm) | 3.7837 | 31.6126
spin | geo_moderate_95 | battery_8 | h03 (Summer 1pm-5pm) | 5.8988 | 42.3591
spin | geo_moderate_95 | battery_8 | h04 (Summer 5pm-10pm) | 1.4178 | 26.8916
spin | geo_moderate_95 | battery_8 | h05 (Fall 10pm-6am) | 2.1071 | 20.4061
spin | geo_moderate_95 | battery_8 | h06 (Fall 6am-1pm) | 2.9856 | 22.5504
spin | geo_moderate_95 | battery_8 | h07 (Fall 1pm-5pm) | 1.005 | 26.7778
spin | geo_moderate_95 | battery_8 | h08 (Fall 5pm-10pm) | 0.062413 | 23.7344
spin | geo_moderate_95 | battery_8 | h09 (Winter 10pm-6am) | 6.0618 | 25.0383
spin | geo_moderate_95 | battery_8 | h10 (Winter 6am-1pm) | 2.3337 | 26.6149
spin | geo_moderate_95 | battery_8 | h11 (Winter 1pm-5pm) | 3.1289 | 27.775
spin | geo_moderate_95 | battery_8 | h12 (Winter 5pm-10pm) | 4.8361 | 26.2054
spin | geo_moderate_95 | battery_8 | h13 (Spring 10pm-6am) | 1.3667 | 17.9889
spin | geo_moderate_95 | battery_8 | h14 (Spring 6am-1pm) | 0.80338 | 20.2877
spin | geo_moderate_95 | battery_8 | h15 (Spring 1pm-5pm) | 0.8861 | 29.2818
spin | geo_moderate_95 | battery_8 | h16 (Spring 5pm-10pm) | 0.43014 | 20.6999
spin | geo_moderate_95 | battery_8 | h17 (Summer Peak) | 1.7454 | 35.9143
spin | geo_moderate_95 | battery_10 | h01 (Summer 10pm-6am) | 0.28218 | 23.0521
spin | geo_moderate_95 | battery_10 | h02 (Summer 6am-1pm) | 0 | 31.6126
spin | geo_moderate_95 | battery_10 | h03 (Summer 1pm-5pm) | 1.619 | 42.3591
spin | geo_moderate_95 | battery_10 | h04 (Summer 5pm-10pm) | 0 | 26.8916
spin | geo_moderate_95 | battery_10 | h05 (Fall 10pm-6am) | 0.63427 | 20.4061
spin | geo_moderate_95 | battery_10 | h06 (Fall 6am-1pm) | 0.0092123 | 22.5504
spin | geo_moderate_95 | battery_10 | h07 (Fall 1pm-5pm) | 0.30047 | 26.7778
spin | geo_moderate_95 | battery_10 | h08 (Fall 5pm-10pm) | 0.035833 | 23.7344
spin | geo_moderate_95 | battery_10 | h09 (Winter 10pm-6am) | 1.5017 | 25.0383
spin | geo_moderate_95 | battery_10 | h10 (Winter 6am-1pm) | 0.23031 | 26.6149
spin | geo_moderate_95 | battery_10 | h11 (Winter 1pm-5pm) | 2.8709 | 27.775
spin | geo_moderate_95 | battery_10 | h12 (Winter 5pm-10pm) | 0.73012 | 26.2054
spin | geo_moderate_95 | battery_10 | h13 (Spring 10pm-6am) | 0.36932 | 17.9889
spin | geo_moderate_95 | battery_10 | h14 (Spring 6am-1pm) | 0.14247 | 20.2877
spin | geo_moderate_95 | battery_10 | h15 (Spring 1pm-5pm) | 0 | 29.2818
spin | geo_moderate_95 | battery_10 | h16 (Spring 5pm-10pm) | 0 | 20.6999
spin | geo_moderate_95 | battery_10 | h17 (Summer Peak) | 0 | 35.9143
spin | geo_moderate_95 | pumped-hydro | h01 (Summer 10pm-6am) | 5.7095 | 23.0521
spin | geo_moderate_95 | pumped-hydro | h02 (Summer 6am-1pm) | 8.5867 | 31.6126
spin | geo_moderate_95 | pumped-hydro | h03 (Summer 1pm-5pm) | 6.6356 | 42.3591
spin | geo_moderate_95 | pumped-hydro | h04 (Summer 5pm-10pm) | 5.4674 | 26.8916
spin | geo_moderate_95 | pumped-hydro | h05 (Fall 10pm-6am) | 5.8054 | 20.4061
spin | geo_moderate_95 | pumped-hydro | h06 (Fall 6am-1pm) | 3.2408 | 22.5504
spin | geo_moderate_95 | pumped-hydro | h07 (Fall 1pm-5pm) | 4.7876 | 26.7778
spin | geo_moderate_95 | pumped-hydro | h08 (Fall 5pm-10pm) | 4.5018 | 23.7344
spin | geo_moderate_95 | pumped-hydro | h09 (Winter 10pm-6am) | 4.4343 | 25.0383
spin | geo_moderate_95 | pumped-hydro | h10 (Winter 6am-1pm) | 6.392 | 26.6149
spin | geo_moderate_95 | pumped-hydro | h11 (Winter 1pm-5pm) | 3.1548 | 27.775
spin | geo_moderate_95 | pumped-hydro | h12 (Winter 5pm-10pm) | 3.2304 | 26.2054
spin | geo_moderate_95 | pumped-hydro | h13 (Spring 10pm-6am) | 4.5284 | 17.9889
spin | geo_moderate_95 | pumped-hydro | h14 (Spring 6am-1pm) | 1.4123 | 20.2877
spin | geo_moderate_95 | pumped-hydro | h15 (Spring 1pm-5pm) | 4.335 | 29.2818
spin | geo_moderate_95 | pumped-hydro | h16 (Spring 5pm-10pm) | 0.75906 | 20.6999
spin | geo_moderate_95 | pumped-hydro | h17 (Summer Peak) | 9.2585 | 35.9143

## 11_Firm Capacity (GW)
season | scenario | tech | year | Firm Capacity (GW) | Net Level Firm Capacity (GW)
fall | geo_moderate_95 | nuclear | 2010 | 103.7491 | 938.1481
fall | geo_moderate_95 | nuclear | 2012 | 103.7491 | 944.6182
fall | geo_moderate_95 | nuclear | 2014 | 99.5688 | 930.3389
fall | geo_moderate_95 | nuclear | 2016 | 100.208 | 912.5923
fall | geo_moderate_95 | nuclear | 2018 | 99.6003 | 902.3852
fall | geo_moderate_95 | nuclear | 2020 | 96.5236 | 893.9455
fall | geo_moderate_95 | nuclear | 2022 | 96.9468 | 946.354
fall | geo_moderate_95 | nuclear | 2024 | 96.9468 | 889.2018
fall | geo_moderate_95 | nuclear | 2026 | 96.9468 | 900.6629
fall | geo_moderate_95 | nuclear | 2028 | 96.9468 | 909.9994
fall | geo_moderate_95 | nuclear | 2030 | 94.7068 | 929.4761
fall | geo_moderate_95 | nuclear | 2032 | 94.7068 | 962.4782
fall | geo_moderate_95 | nuclear | 2034 | 91.6238 | 993.0255
fall | geo_moderate_95 | nuclear | 2036 | 88.853 | 1027.1788
fall | geo_moderate_95 | nuclear | 2038 | 88.853 | 1066.1759
fall | geo_moderate_95 | nuclear | 2040 | 88.853 | 1109.3103
fall | geo_moderate_95 | nuclear | 2042 | 88.853 | 1143.36
fall | geo_moderate_95 | nuclear | 2044 | 88.853 | 1179.0631
fall | geo_moderate_95 | nuclear | 2046 | 88.853 | 1208.0731
fall | geo_moderate_95 | nuclear | 2048 | 88.853 | 1238.4595
fall | geo_moderate_95 | nuclear | 2050 | 86.1438 | 1268.3484
fall | geo_moderate_95 | coal | 2010 | 296.7419 | 938.1481
fall | geo_moderate_95 | coal | 2012 | 291.2386 | 944.6182
fall | geo_moderate_95 | coal | 2014 | 281.2835 | 930.3389
fall | geo_moderate_95 | coal | 2016 | 258.6969 | 912.5923
fall | geo_moderate_95 | coal | 2018 | 237.8386 | 902.3852
fall | geo_moderate_95 | coal | 2020 | 220.2663 | 893.9455
fall | geo_moderate_95 | coal | 2022 | 202.02 | 946.354
fall | geo_moderate_95 | coal | 2024 | 188.7429 | 889.2018
fall | geo_moderate_95 | coal | 2026 | 178.5892 | 900.6629
fall | geo_moderate_95 | coal | 2028 | 159.6609 | 909.9994
fall | geo_moderate_95 | coal | 2030 | 146.6464 | 929.4761
fall | geo_moderate_95 | coal | 2032 | 144.4942 | 962.4782
fall | geo_moderate_95 | coal | 2034 | 140.3135 | 993.0255
fall | geo_moderate_95 | coal | 2036 | 138.9232 | 1027.1788
fall | geo_moderate_95 | coal | 2038 | 137.2161 | 1066.1759
fall | geo_moderate_95 | coal | 2040 | 134.3845 | 1109.3103
fall | geo_moderate_95 | coal | 2042 | 129.8042 | 1143.36
fall | geo_moderate_95 | coal | 2044 | 120.1249 | 1179.0631
fall | geo_moderate_95 | coal | 2046 | 105.3651 | 1208.0731
fall | geo_moderate_95 | coal | 2048 | 91.0267 | 1238.4595
fall | geo_moderate_95 | coal | 2050 | 0 | 1268.3484
fall | geo_moderate_95 | gas-cc | 2010 | 201.204 | 938.1481
fall | geo_moderate_95 | gas-cc | 2012 | 215.7431 | 944.6182
fall | geo_moderate_95 | gas-cc | 2014 | 225.5781 | 930.3389
fall | geo_moderate_95 | gas-cc | 2016 | 234.2477 | 912.5923
fall | geo_moderate_95 | gas-cc | 2018 | 257.9461 | 902.3852
fall | geo_moderate_95 | gas-cc | 2020 | 268.2452 | 893.9455
fall | geo_moderate_95 | gas-cc | 2022 | 280.4262 | 946.354
fall | geo_moderate_95 | gas-cc | 2024 | 280.7913 | 889.2018
fall | geo_moderate_95 | gas-cc | 2026 | 282.081 | 900.6629
fall | geo_moderate_95 | gas-cc | 2028 | 277.3654 | 909.9994
fall | geo_moderate_95 | gas-cc | 2030 | 274.2332 | 929.4761
fall | geo_moderate_95 | gas-cc | 2032 | 272.7291 | 962.4782
fall | geo_moderate_95 | gas-cc | 2034 | 272.5121 | 993.0255
fall | geo_moderate_95 | gas-cc | 2036 | 272.6019 | 1027.1788
fall | geo_moderate_95 | gas-cc | 2038 | 277.6986 | 1066.1759
fall | geo_moderate_95 | gas-cc | 2040 | 285.3768 | 1109.3103
fall | geo_moderate_95 | gas-cc | 2042 | 289.5783 | 1143.36
fall | geo_moderate_95 | gas-cc | 2044 | 303.3836 | 1179.0631
fall | geo_moderate_95 | gas-cc | 2046 | 291.4774 | 1208.0731
fall | geo_moderate_95 | gas-cc | 2048 | 290.3219 | 1238.4595
fall | geo_moderate_95 | gas-cc | 2050 | 295.9249 | 1268.3484
fall | geo_moderate_95 | gas-cc-ccs_mod_upgrade | 2010 | 0 | 938.1481
fall | geo_moderate_95 | gas-cc-ccs_mod_upgrade | 2012 | 0 | 944.6182
fall | geo_moderate_95 | gas-cc-ccs_mod_upgrade | 2014 | 0 | 930.3389
fall | geo_moderate_95 | gas-cc-ccs_mod_upgrade | 2016 | 0 | 912.5923
fall | geo_moderate_95 | gas-cc-ccs_mod_upgrade | 2018 | 0 | 902.3852
fall | geo_moderate_95 | gas-cc-ccs_mod_upgrade | 2020 | 0 | 893.9455
fall | geo_moderate_95 | gas-cc-ccs_mod_upgrade | 2022 | 0 | 946.354
fall | geo_moderate_95 | gas-cc-ccs_mod_upgrade | 2024 | 0 | 889.2018
fall | geo_moderate_95 | gas-cc-ccs_mod_upgrade | 2026 | 0 | 900.6629
fall | geo_moderate_95 | gas-cc-ccs_mod_upgrade | 2028 | 6.1184 | 909.9994
fall | geo_moderate_95 | gas-cc-ccs_mod_upgrade | 2030 | 6.1184 | 929.4761
fall | geo_moderate_95 | gas-cc-ccs_mod_upgrade | 2032 | 6.1184 | 962.4782
fall | geo_moderate_95 | gas-cc-ccs_mod_upgrade | 2034 | 6.1184 | 993.0255
fall | geo_moderate_95 | gas-cc-ccs_mod_upgrade | 2036 | 6.1184 | 1027.1788
fall | geo_moderate_95 | gas-cc-ccs_mod_upgrade | 2038 | 6.1184 | 1066.1759
fall | geo_moderate_95 | gas-cc-ccs_mod_upgrade | 2040 | 6.1184 | 1109.3103
fall | geo_moderate_95 | gas-cc-ccs_mod_upgrade | 2042 | 6.1184 | 1143.36
fall | geo_moderate_95 | gas-cc-ccs_mod_upgrade | 2044 | 6.1184 | 1179.0631
fall | geo_moderate_95 | gas-cc-ccs_mod_upgrade | 2046 | 6.1184 | 1208.0731
fall | geo_moderate_95 | gas-cc-ccs_mod_upgrade | 2048 | 6.4141 | 1238.4595
fall | geo_moderate_95 | gas-cc-ccs_mod_upgrade | 2050 | 77.8571 | 1268.3484
fall | geo_moderate_95 | gas-ct | 2010 | 117.725 | 938.1481
fall | geo_moderate_95 | gas-ct | 2012 | 120.812 | 944.6182
fall | geo_moderate_95 | gas-ct | 2014 | 123.8411 | 930.3389
fall | geo_moderate_95 | gas-ct | 2016 | 124.6105 | 912.5923
fall | geo_moderate_95 | gas-ct | 2018 | 126.445 | 902.3852
fall | geo_moderate_95 | gas-ct | 2020 | 127.2604 | 893.9455
fall | geo_moderate_95 | gas-ct | 2022 | 130.2436 | 946.354
fall | geo_moderate_95 | gas-ct | 2024 | 114.093 | 889.2018
fall | geo_moderate_95 | gas-ct | 2026 | 111.7969 | 900.6629
fall | geo_moderate_95 | gas-ct | 2028 | 112.4793 | 909.9994
fall | geo_moderate_95 | gas-ct | 2030 | 110.6209 | 929.4761
fall | geo_moderate_95 | gas-ct | 2032 | 109.8139 | 962.4782
fall | geo_moderate_95 | gas-ct | 2034 | 110.5764 | 993.0255
fall | geo_moderate_95 | gas-ct | 2036 | 115.7566 | 1027.1788
fall | geo_moderate_95 | gas-ct | 2038 | 127.8816 | 1066.1759
fall | geo_moderate_95 | gas-ct | 2040 | 155.6753 | 1109.3103
fall | geo_moderate_95 | gas-ct | 2042 | 188.1297 | 1143.36
fall | geo_moderate_95 | gas-ct | 2044 | 214.9767 | 1179.0631
fall | geo_moderate_95 | gas-ct | 2046 | 246.9914 | 1208.0731
fall | geo_moderate_95 | gas-ct | 2048 | 263.3012 | 1238.4595
fall | geo_moderate_95 | gas-ct | 2050 | 202.6978 | 1268.3484
fall | geo_moderate_95 | o-g-s | 2010 | 140.2354 | 938.1481
fall | geo_moderate_95 | o-g-s | 2012 | 132.4567 | 944.6182
fall | geo_moderate_95 | o-g-s | 2014 | 123.1645 | 930.3389
fall | geo_moderate_95 | o-g-s | 2016 | 110.9605 | 912.5923
fall | geo_moderate_95 | o-g-s | 2018 | 96.372 | 902.3852
fall | geo_moderate_95 | o-g-s | 2020 | 89.885 | 893.9455
fall | geo_moderate_95 | o-g-s | 2022 | 85.1197 | 946.354
fall | geo_moderate_95 | o-g-s | 2024 | 36.0583 | 889.2018
fall | geo_moderate_95 | o-g-s | 2026 | 33.5404 | 900.6629
fall | geo_moderate_95 | o-g-s | 2028 | 31.7332 | 909.9994
fall | geo_moderate_95 | o-g-s | 2030 | 27.3304 | 929.4761
fall | geo_moderate_95 | o-g-s | 2032 | 26.1752 | 962.4782
fall | geo_moderate_95 | o-g-s | 2034 | 24.6115 | 993.0255
fall | geo_moderate_95 | o-g-s | 2036 | 24.0111 | 1027.1788
fall | geo_moderate_95 | o-g-s | 2038 | 22.5814 | 1066.1759
fall | geo_moderate_95 | o-g-s | 2040 | 21.647 | 1109.3103
fall | geo_moderate_95 | o-g-s | 2042 | 20.2418 | 1143.36
fall | geo_moderate_95 | o-g-s | 2044 | 18.2247 | 1179.0631
fall | geo_moderate_95 | o-g-s | 2046 | 16.2236 | 1208.0731
fall | geo_moderate_95 | o-g-s | 2048 | 12.5562 | 1238.4595
fall | geo_moderate_95 | o-g-s | 2050 | 2.0853 | 1268.3484
fall | geo_moderate_95 | hydro | 2010 | 56.1473 | 938.1481
fall | geo_moderate_95 | hydro | 2012 | 55.4815 | 944.6182
fall | geo_moderate_95 | hydro | 2014 | 55.0099 | 930.3389
fall | geo_moderate_95 | hydro | 2016 | 54.3648 | 912.5923
fall | geo_moderate_95 | hydro | 2018 | 56.6835 | 902.3852
fall | geo_moderate_95 | hydro | 2020 | 57.0203 | 893.9455
fall | geo_moderate_95 | hydro | 2022 | 57.0882 | 946.354
fall | geo_moderate_95 | hydro | 2024 | 57.1105 | 889.2018
fall | geo_moderate_95 | hydro | 2026 | 58.2815 | 900.6629
fall | geo_moderate_95 | hydro | 2028 | 59.4078 | 909.9994
fall | geo_moderate_95 | hydro | 2030 | 59.469 | 929.4761
fall | geo_moderate_95 | hydro | 2032 | 59.5657 | 962.4782
fall | geo_moderate_95 | hydro | 2034 | 59.6766 | 993.0255
fall | geo_moderate_95 | hydro | 2036 | 59.7967 | 1027.1788
fall | geo_moderate_95 | hydro | 2038 | 60.011 | 1066.1759
fall | geo_moderate_95 | hydro | 2040 | 60.1633 | 1109.3103
fall | geo_moderate_95 | hydro | 2042 | 60.3097 | 1143.36
fall | geo_moderate_95 | hydro | 2044 | 60.4645 | 1179.0631
fall | geo_moderate_95 | hydro | 2046 | 60.6378 | 1208.0731
fall | geo_moderate_95 | hydro | 2048 | 60.7845 | 1238.4595
fall | geo_moderate_95 | hydro | 2050 | 61.2464 | 1268.3484
fall | geo_moderate_95 | geothermal | 2010 | 2.6812 | 938.1481
fall | geo_moderate_95 | geothermal | 2012 | 2.8162 | 944.6182
fall | geo_moderate_95 | geothermal | 2014 | 2.9016 | 930.3389
fall | geo_moderate_95 | geothermal | 2016 | 2.9516 | 912.5923
fall | geo_moderate_95 | geothermal | 2018 | 3.0119 | 902.3852
fall | geo_moderate_95 | geothermal | 2020 | 4.1588 | 893.9455
fall | geo_moderate_95 | geothermal | 2022 | 4.2008 | 946.354
fall | geo_moderate_95 | geothermal | 2024 | 4.2008 | 889.2018
fall | geo_moderate_95 | geothermal | 2026 | 4.2008 | 900.6629
fall | geo_moderate_95 | geothermal | 2028 | 5.0158 | 909.9994
fall | geo_moderate_95 | geothermal | 2030 | 5.0158 | 929.4761
fall | geo_moderate_95 | geothermal | 2032 | 5.0158 | 962.4782
fall | geo_moderate_95 | geothermal | 2034 | 5.0158 | 993.0255
fall | geo_moderate_95 | geothermal | 2036 | 5.0158 | 1027.1788
fall | geo_moderate_95 | geothermal | 2038 | 5.0158 | 1066.1759
fall | geo_moderate_95 | geothermal | 2040 | 4.8196 | 1109.3103
fall | geo_moderate_95 | geothermal | 2042 | 5.352 | 1143.36
fall | geo_moderate_95 | geothermal | 2044 | 5.2666 | 1179.0631
fall | geo_moderate_95 | geothermal | 2046 | 5.2166 | 1208.0731
fall | geo_moderate_95 | geothermal | 2048 | 5.974 | 1238.4595
fall | geo_moderate_95 | geothermal | 2050 | 7.6246 | 1268.3484
fall | geo_moderate_95 | biopower | 2010 | 2.8885 | 938.1481
fall | geo_moderate_95 | biopower | 2012 | 2.9776 | 944.6182
fall | geo_moderate_95 | biopower | 2014 | 3.4299 | 930.3389
fall | geo_moderate_95 | biopower | 2016 | 3.2245 | 912.5923
fall | geo_moderate_95 | biopower | 2018 | 3.184 | 902.3852
fall | geo_moderate_95 | biopower | 2020 | 3.0193 | 893.9455
fall | geo_moderate_95 | biopower | 2022 | 2.8851 | 946.354
fall | geo_moderate_95 | biopower | 2024 | 2.8881 | 889.2018
fall | geo_moderate_95 | biopower | 2026 | 2.8881 | 900.6629
fall | geo_moderate_95 | biopower | 2028 | 2.6292 | 909.9994
fall | geo_moderate_95 | biopower | 2030 | 2.393 | 929.4761
fall | geo_moderate_95 | biopower | 2032 | 2.0992 | 962.4782
fall | geo_moderate_95 | biopower | 2034 | 1.7199 | 993.0255
fall | geo_moderate_95 | biopower | 2036 | 1.5139 | 1027.1788
fall | geo_moderate_95 | biopower | 2038 | 1.3738 | 1066.1759
fall | geo_moderate_95 | biopower | 2040 | 1.3388 | 1109.3103
fall | geo_moderate_95 | biopower | 2042 | 1.2559 | 1143.36
fall | geo_moderate_95 | biopower | 2044 | 1.1709 | 1179.0631
fall | geo_moderate_95 | biopower | 2046 | 1.1659 | 1208.0731
fall | geo_moderate_95 | biopower | 2048 | 1.1329 | 1238.4595
fall | geo_moderate_95 | biopower | 2050 | 1.1286 | 1268.3484
fall | geo_moderate_95 | lfill-gas | 2010 | 3.4027 | 938.1481
fall | geo_moderate_95 | lfill-gas | 2012 | 3.6413 | 944.6182
fall | geo_moderate_95 | lfill-gas | 2014 | 3.7416 | 930.3389
fall | geo_moderate_95 | lfill-gas | 2016 | 3.7374 | 912.5923
fall | geo_moderate_95 | lfill-gas | 2018 | 3.6803 | 902.3852
fall | geo_moderate_95 | lfill-gas | 2020 | 3.5039 | 893.9455
fall | geo_moderate_95 | lfill-gas | 2022 | 3.5006 | 946.354
fall | geo_moderate_95 | lfill-gas | 2024 | 3.5006 | 889.2018
fall | geo_moderate_95 | lfill-gas | 2026 | 3.5006 | 900.6629
fall | geo_moderate_95 | lfill-gas | 2028 | 3.4646 | 909.9994
fall | geo_moderate_95 | lfill-gas | 2030 | 3.4646 | 929.4761
fall | geo_moderate_95 | lfill-gas | 2032 | 3.4646 | 962.4782
fall | geo_moderate_95 | lfill-gas | 2034 | 3.4646 | 993.0255
fall | geo_moderate_95 | lfill-gas | 2036 | 3.4646 | 1027.1788
fall | geo_moderate_95 | lfill-gas | 2038 | 3.4646 | 1066.1759
fall | geo_moderate_95 | lfill-gas | 2040 | 3.4646 | 1109.3103
fall | geo_moderate_95 | lfill-gas | 2042 | 3.4646 | 1143.36
fall | geo_moderate_95 | lfill-gas | 2044 | 3.4646 | 1179.0631
fall | geo_moderate_95 | lfill-gas | 2046 | 3.4646 | 1208.0731
fall | geo_moderate_95 | lfill-gas | 2048 | 3.4646 | 1238.4595
fall | geo_moderate_95 | lfill-gas | 2050 | 3.4646 | 1268.3484
fall | geo_moderate_95 | wind-ons | 2010 | 1.6374 | 938.1481
fall | geo_moderate_95 | wind-ons | 2012 | 7.4807 | 944.6182
fall | geo_moderate_95 | wind-ons | 2014 | 2.3639 | 930.3389
fall | geo_moderate_95 | wind-ons | 2016 | 7.1303 | 912.5923
fall | geo_moderate_95 | wind-ons | 2018 | 5.3022 | 902.3852
fall | geo_moderate_95 | wind-ons | 2020 | 10.5042 | 893.9455
fall | geo_moderate_95 | wind-ons | 2022 | 19.5985 | 946.354
fall | geo_moderate_95 | wind-ons | 2024 | 28.0465 | 889.2018
fall | geo_moderate_95 | wind-ons | 2026 | 36.6444 | 900.6629
fall | geo_moderate_95 | wind-ons | 2028 | 47.3654 | 909.9994
fall | geo_moderate_95 | wind-ons | 2030 | 57.1306 | 929.4761
fall | geo_moderate_95 | wind-ons | 2032 | 62.3031 | 962.4782
fall | geo_moderate_95 | wind-ons | 2034 | 67.7022 | 993.0255
fall | geo_moderate_95 | wind-ons | 2036 | 77.3403 | 1027.1788
fall | geo_moderate_95 | wind-ons | 2038 | 79.1286 | 1066.1759
fall | geo_moderate_95 | wind-ons | 2040 | 77.6025 | 1109.3103
fall | geo_moderate_95 | wind-ons | 2042 | 80.1288 | 1143.36
fall | geo_moderate_95 | wind-ons | 2044 | 82.1635 | 1179.0631
fall | geo_moderate_95 | wind-ons | 2046 | 89.9258 | 1208.0731
fall | geo_moderate_95 | wind-ons | 2048 | 103.6052 | 1238.4595
fall | geo_moderate_95 | wind-ons | 2050 | 105.2085 | 1268.3484
fall | geo_moderate_95 | wind-ofs | 2010 | 0 | 938.1481
fall | geo_moderate_95 | wind-ofs | 2012 | 0 | 944.6182
fall | geo_moderate_95 | wind-ofs | 2014 | 0 | 930.3389
fall | geo_moderate_95 | wind-ofs | 2016 | 0.011941 | 912.5923
fall | geo_moderate_95 | wind-ofs | 2018 | 0 | 902.3852
fall | geo_moderate_95 | wind-ofs | 2020 | 0.0048828 | 893.9455
fall | geo_moderate_95 | wind-ofs | 2022 | 0.020597 | 946.354
fall | geo_moderate_95 | wind-ofs | 2024 | 1.3324 | 889.2018
fall | geo_moderate_95 | wind-ofs | 2026 | 2.4901 | 900.6629
fall | geo_moderate_95 | wind-ofs | 2028 | 3.4494 | 909.9994
fall | geo_moderate_95 | wind-ofs | 2030 | 4.71 | 929.4761
fall | geo_moderate_95 | wind-ofs | 2032 | 5.517 | 962.4782
fall | geo_moderate_95 | wind-ofs | 2034 | 7.2618 | 993.0255
fall | geo_moderate_95 | wind-ofs | 2036 | 8.6462 | 1027.1788
fall | geo_moderate_95 | wind-ofs | 2038 | 10.3741 | 1066.1759
fall | geo_moderate_95 | wind-ofs | 2040 | 11.5423 | 1109.3103
fall | geo_moderate_95 | wind-ofs | 2042 | 11.3663 | 1143.36
fall | geo_moderate_95 | wind-ofs | 2044 | 12.4892 | 1179.0631
fall | geo_moderate_95 | wind-ofs | 2046 | 13.7318 | 1208.0731
fall | geo_moderate_95 | wind-ofs | 2048 | 13.0726 | 1238.4595
fall | geo_moderate_95 | wind-ofs | 2050 | 13.953 | 1268.3484
fall | geo_moderate_95 | csp | 2010 | 0 | 938.1481
fall | geo_moderate_95 | csp | 2012 | 0 | 944.6182
fall | geo_moderate_95 | csp | 2014 | 0 | 930.3389
fall | geo_moderate_95 | csp | 2016 | 0 | 912.5923
fall | geo_moderate_95 | csp | 2018 | 0 | 902.3852
fall | geo_moderate_95 | csp | 2020 | 0 | 893.9455
fall | geo_moderate_95 | csp | 2022 | 0 | 946.354
fall | geo_moderate_95 | csp | 2024 | 0 | 889.2018
fall | geo_moderate_95 | csp | 2026 | 0 | 900.6629
fall | geo_moderate_95 | csp | 2028 | 0 | 909.9994
fall | geo_moderate_95 | csp | 2030 | 0 | 929.4761
fall | geo_moderate_95 | csp | 2032 | 0 | 962.4782
fall | geo_moderate_95 | csp | 2034 | 0 | 993.0255
fall | geo_moderate_95 | csp | 2036 | 0 | 1027.1788
fall | geo_moderate_95 | csp | 2038 | 0 | 1066.1759
fall | geo_moderate_95 | csp | 2040 | 0 | 1109.3103
fall | geo_moderate_95 | csp | 2042 | 0 | 1143.36
fall | geo_moderate_95 | csp | 2044 | 0 | 1179.0631
fall | geo_moderate_95 | csp | 2046 | 0 | 1208.0731
fall | geo_moderate_95 | csp | 2048 | 0.20897 | 1238.4595
fall | geo_moderate_95 | csp | 2050 | 1.1952 | 1268.3484
fall | geo_moderate_95 | upv | 2010 | 0.044077 | 938.1481
fall | geo_moderate_95 | upv | 2012 | 0.54147 | 944.6182
fall | geo_moderate_95 | upv | 2014 | 1.5511 | 930.3389
fall | geo_moderate_95 | upv | 2016 | 2.7598 | 912.5923
fall | geo_moderate_95 | upv | 2018 | 2.2559 | 902.3852
fall | geo_moderate_95 | upv | 2020 | 3.9142 | 893.9455
fall | geo_moderate_95 | upv | 2022 | 32.6411 | 946.354
fall | geo_moderate_95 | upv | 2024 | 41.5391 | 889.2018
fall | geo_moderate_95 | upv | 2026 | 45.4282 | 900.6629
fall | geo_moderate_95 | upv | 2028 | 45.0203 | 909.9994
fall | geo_moderate_95 | upv | 2030 | 45.1514 | 929.4761
fall | geo_moderate_95 | upv | 2032 | 46.0067 | 962.4782
fall | geo_moderate_95 | upv | 2034 | 46.5054 | 993.0255
fall | geo_moderate_95 | upv | 2036 | 45.459 | 1027.1788
fall | geo_moderate_95 | upv | 2038 | 48.2033 | 1066.1759
fall | geo_moderate_95 | upv | 2040 | 49.792 | 1109.3103
fall | geo_moderate_95 | upv | 2042 | 48.6717 | 1143.36
fall | geo_moderate_95 | upv | 2044 | 49.7624 | 1179.0631
fall | geo_moderate_95 | upv | 2046 | 52.6555 | 1208.0731
fall | geo_moderate_95 | upv | 2048 | 53.422 | 1238.4595
fall | geo_moderate_95 | upv | 2050 | 70.9308 | 1268.3484
fall | geo_moderate_95 | dupv | 2010 | 0.015679 | 938.1481
fall | geo_moderate_95 | dupv | 2012 | 0.13235 | 944.6182
fall | geo_moderate_95 | dupv | 2014 | 0.23612 | 930.3389
fall | geo_moderate_95 | dupv | 2016 | 0.29002 | 912.5923
fall | geo_moderate_95 | dupv | 2018 | 0.35557 | 902.3852
fall | geo_moderate_95 | dupv | 2020 | 0.32678 | 893.9455
fall | geo_moderate_95 | dupv | 2022 | 1.5771 | 946.354
fall | geo_moderate_95 | dupv | 2024 | 1.3295 | 889.2018
fall | geo_moderate_95 | dupv | 2026 | 0.81981 | 900.6629
fall | geo_moderate_95 | dupv | 2028 | 0.61257 | 909.9994
fall | geo_moderate_95 | dupv | 2030 | 0.5126 | 929.4761
fall | geo_moderate_95 | dupv | 2032 | 0.39994 | 962.4782
fall | geo_moderate_95 | dupv | 2034 | 0.35398 | 993.0255
fall | geo_moderate_95 | dupv | 2036 | 0.31086 | 1027.1788
fall | geo_moderate_95 | dupv | 2038 | 0.25818 | 1066.1759
fall | geo_moderate_95 | dupv | 2040 | 0.25818 | 1109.3103
fall | geo_moderate_95 | dupv | 2042 | 0.23892 | 1143.36
fall | geo_moderate_95 | dupv | 2044 | 0.21326 | 1179.0631
fall | geo_moderate_95 | dupv | 2046 | 0.17905 | 1208.0731
fall | geo_moderate_95 | dupv | 2048 | 0.11428 | 1238.4595
fall | geo_moderate_95 | dupv | 2050 | 0.065672 | 1268.3484
fall | geo_moderate_95 | distpv | 2010 | 0 | 938.1481
fall | geo_moderate_95 | distpv | 2012 | 0 | 944.6182
fall | geo_moderate_95 | distpv | 2014 | 0 | 930.3389
fall | geo_moderate_95 | distpv | 2016 | 0 | 912.5923
fall | geo_moderate_95 | distpv | 2018 | 0 | 902.3852
fall | geo_moderate_95 | distpv | 2020 | 0 | 893.9455
fall | geo_moderate_95 | distpv | 2022 | 4.9494 | 946.354
fall | geo_moderate_95 | distpv | 2024 | 5.9001 | 889.2018
fall | geo_moderate_95 | distpv | 2026 | 6.118 | 900.6629
fall | geo_moderate_95 | distpv | 2028 | 6.1856 | 909.9994
fall | geo_moderate_95 | distpv | 2030 | 8.0411 | 929.4761
fall | geo_moderate_95 | distpv | 2032 | 8.7709 | 962.4782
fall | geo_moderate_95 | distpv | 2034 | 9.7351 | 993.0255
fall | geo_moderate_95 | distpv | 2036 | 10.0782 | 1027.1788
fall | geo_moderate_95 | distpv | 2038 | 10.6607 | 1066.1759
fall | geo_moderate_95 | distpv | 2040 | 11.4896 | 1109.3103
fall | geo_moderate_95 | distpv | 2042 | 11.7211 | 1143.36
fall | geo_moderate_95 | distpv | 2044 | 12.8926 | 1179.0631
fall | geo_moderate_95 | distpv | 2046 | 13.7185 | 1208.0731
fall | geo_moderate_95 | distpv | 2048 | 13.5153 | 1238.4595
fall | geo_moderate_95 | distpv | 2050 | 14.6434 | 1268.3484
fall | geo_moderate_95 | pvb | 2010 | 0 | 938.1481
fall | geo_moderate_95 | pvb | 2012 | 0 | 944.6182
fall | geo_moderate_95 | pvb | 2014 | 0 | 930.3389
fall | geo_moderate_95 | pvb | 2016 | 0 | 912.5923
fall | geo_moderate_95 | pvb | 2018 | 0 | 902.3852
fall | geo_moderate_95 | pvb | 2020 | 0 | 893.9455
fall | geo_moderate_95 | pvb | 2022 | 2.5687 | 946.354
fall | geo_moderate_95 | pvb | 2024 | 3.3656 | 889.2018
fall | geo_moderate_95 | pvb | 2026 | 2.854 | 900.6629
fall | geo_moderate_95 | pvb | 2028 | 4.0728 | 909.9994
fall | geo_moderate_95 | pvb | 2030 | 4.5434 | 929.4761
fall | geo_moderate_95 | pvb | 2032 | 7.3882 | 962.4782
fall | geo_moderate_95 | pvb | 2034 | 8.8157 | 993.0255
fall | geo_moderate_95 | pvb | 2036 | 12.7493 | 1027.1788
fall | geo_moderate_95 | pvb | 2038 | 8.9571 | 1066.1759
fall | geo_moderate_95 | pvb | 2040 | 12.115 | 1109.3103
fall | geo_moderate_95 | pvb | 2042 | 8.5818 | 1143.36
fall | geo_moderate_95 | pvb | 2044 | 10.016 | 1179.0631
fall | geo_moderate_95 | pvb | 2046 | 13.0883 | 1208.0731
fall | geo_moderate_95 | pvb | 2048 | 11.0143 | 1238.4595
fall | geo_moderate_95 | pvb | 2050 | 11.4659 | 1268.3484
fall | geo_moderate_95 | battery_2 | 2010 | 0.00586 | 938.1481
fall | geo_moderate_95 | battery_2 | 2012 | 0 | 944.6182
fall | geo_moderate_95 | battery_2 | 2014 | 0 | 930.3389
fall | geo_moderate_95 | battery_2 | 2016 | 0 | 912.5923
fall | geo_moderate_95 | battery_2 | 2018 | 0 | 902.3852
fall | geo_moderate_95 | battery_2 | 2020 | 0 | 893.9455
fall | geo_moderate_95 | battery_2 | 2022 | 2.34 | 946.354
fall | geo_moderate_95 | battery_2 | 2024 | 1.9686 | 889.2018
fall | geo_moderate_95 | battery_2 | 2026 | 3.259 | 900.6629
fall | geo_moderate_95 | battery_2 | 2028 | 4.902 | 909.9994
fall | geo_moderate_95 | battery_2 | 2030 | 4.1164 | 929.4761
fall | geo_moderate_95 | battery_2 | 2032 | 6.4552 | 962.4782
fall | geo_moderate_95 | battery_2 | 2034 | 6.3604 | 993.0255
fall | geo_moderate_95 | battery_2 | 2036 | 8.0493 | 1027.1788
fall | geo_moderate_95 | battery_2 | 2038 | 5.5946 | 1066.1759
fall | geo_moderate_95 | battery_2 | 2040 | 4.5894 | 1109.3103
fall | geo_moderate_95 | battery_2 | 2042 | 6.7276 | 1143.36
fall | geo_moderate_95 | battery_2 | 2044 | 11.4793 | 1179.0631
fall | geo_moderate_95 | battery_2 | 2046 | 9.9632 | 1208.0731
fall | geo_moderate_95 | battery_2 | 2048 | 10.0046 | 1238.4595
fall | geo_moderate_95 | battery_2 | 2050 | 14.6376 | 1268.3484
fall | geo_moderate_95 | battery_4 | 2010 | 0 | 938.1481
fall | geo_moderate_95 | battery_4 | 2012 | 0 | 944.6182
fall | geo_moderate_95 | battery_4 | 2014 | 0 | 930.3389
fall | geo_moderate_95 | battery_4 | 2016 | 0 | 912.5923
fall | geo_moderate_95 | battery_4 | 2018 | 0 | 902.3852
fall | geo_moderate_95 | battery_4 | 2020 | 0 | 893.9455
fall | geo_moderate_95 | battery_4 | 2022 | 2.3452 | 946.354
fall | geo_moderate_95 | battery_4 | 2024 | 3.1974 | 889.2018
fall | geo_moderate_95 | battery_4 | 2026 | 9.48 | 900.6629
fall | geo_moderate_95 | battery_4 | 2028 | 17.3891 | 909.9994
fall | geo_moderate_95 | battery_4 | 2030 | 32.6746 | 929.4761
fall | geo_moderate_95 | battery_4 | 2032 | 40.4904 | 962.4782
fall | geo_moderate_95 | battery_4 | 2034 | 48.7891 | 993.0255
fall | geo_moderate_95 | battery_4 | 2036 | 54.805 | 1027.1788
fall | geo_moderate_95 | battery_4 | 2038 | 55.4212 | 1066.1759
fall | geo_moderate_95 | battery_4 | 2040 | 67.2297 | 1109.3103
fall | geo_moderate_95 | battery_4 | 2042 | 62.6022 | 1143.36
fall | geo_moderate_95 | battery_4 | 2044 | 73.9382 | 1179.0631
fall | geo_moderate_95 | battery_4 | 2046 | 78.8412 | 1208.0731
fall | geo_moderate_95 | battery_4 | 2048 | 89.9453 | 1238.4595
fall | geo_moderate_95 | battery_4 | 2050 | 112.0189 | 1268.3484
fall | geo_moderate_95 | battery_6 | 2010 | 0 | 938.1481
fall | geo_moderate_95 | battery_6 | 2012 | 0 | 944.6182
fall | geo_moderate_95 | battery_6 | 2014 | 0 | 930.3389
fall | geo_moderate_95 | battery_6 | 2016 | 0 | 912.5923
fall | geo_moderate_95 | battery_6 | 2018 | 0 | 902.3852
fall | geo_moderate_95 | battery_6 | 2020 | 0 | 893.9455
fall | geo_moderate_95 | battery_6 | 2022 | 0.036187 | 946.354
fall | geo_moderate_95 | battery_6 | 2024 | 0 | 889.2018
fall | geo_moderate_95 | battery_6 | 2026 | 0.10794 | 900.6629
fall | geo_moderate_95 | battery_6 | 2028 | 5.2978 | 909.9994
fall | geo_moderate_95 | battery_6 | 2030 | 16.8382 | 929.4761
fall | geo_moderate_95 | battery_6 | 2032 | 31.3959 | 962.4782
fall | geo_moderate_95 | battery_6 | 2034 | 40.5737 | 993.0255
fall | geo_moderate_95 | battery_6 | 2036 | 41.6516 | 1027.1788
fall | geo_moderate_95 | battery_6 | 2038 | 59.7233 | 1066.1759
fall | geo_moderate_95 | battery_6 | 2040 | 58.1448 | 1109.3103
fall | geo_moderate_95 | battery_6 | 2042 | 65.0949 | 1143.36
fall | geo_moderate_95 | battery_6 | 2044 | 48.4061 | 1179.0631
fall | geo_moderate_95 | battery_6 | 2046 | 53.2637 | 1208.0731
fall | geo_moderate_95 | battery_6 | 2048 | 61.0813 | 1238.4595
fall | geo_moderate_95 | battery_6 | 2050 | 65.1538 | 1268.3484
fall | geo_moderate_95 | battery_8 | 2010 | 0 | 938.1481
fall | geo_moderate_95 | battery_8 | 2012 | 0 | 944.6182
fall | geo_moderate_95 | battery_8 | 2014 | 0 | 930.3389
fall | geo_moderate_95 | battery_8 | 2016 | 0 | 912.5923
fall | geo_moderate_95 | battery_8 | 2018 | 0 | 902.3852
fall | geo_moderate_95 | battery_8 | 2020 | 0 | 893.9455
fall | geo_moderate_95 | battery_8 | 2022 | 0 | 946.354
fall | geo_moderate_95 | battery_8 | 2024 | 0 | 889.2018
fall | geo_moderate_95 | battery_8 | 2026 | 0 | 900.6629
fall | geo_moderate_95 | battery_8 | 2028 | 0 | 909.9994
fall | geo_moderate_95 | battery_8 | 2030 | 1.0216 | 929.4761
fall | geo_moderate_95 | battery_8 | 2032 | 0.9419 | 962.4782
fall | geo_moderate_95 | battery_8 | 2034 | 9.094 | 993.0255
fall | geo_moderate_95 | battery_8 | 2036 | 15.3341 | 1027.1788
fall | geo_moderate_95 | battery_8 | 2038 | 22.5368 | 1066.1759
fall | geo_moderate_95 | battery_8 | 2040 | 20.5853 | 1109.3103
fall | geo_moderate_95 | battery_8 | 2042 | 22.8406 | 1143.36
fall | geo_moderate_95 | battery_8 | 2044 | 23.3592 | 1179.0631
fall | geo_moderate_95 | battery_8 | 2046 | 21.1526 | 1208.0731
fall | geo_moderate_95 | battery_8 | 2048 | 24.6159 | 1238.4595
fall | geo_moderate_95 | battery_8 | 2050 | 56.9342 | 1268.3484
fall | geo_moderate_95 | battery_10 | 2010 | 0 | 938.1481
fall | geo_moderate_95 | battery_10 | 2012 | 0 | 944.6182
fall | geo_moderate_95 | battery_10 | 2014 | 0 | 930.3389
fall | geo_moderate_95 | battery_10 | 2016 | 0 | 912.5923
fall | geo_moderate_95 | battery_10 | 2018 | 0 | 902.3852
fall | geo_moderate_95 | battery_10 | 2020 | 0 | 893.9455
fall | geo_moderate_95 | battery_10 | 2022 | 0 | 946.354
fall | geo_moderate_95 | battery_10 | 2024 | 0 | 889.2018
fall | geo_moderate_95 | battery_10 | 2026 | 0 | 900.6629
fall | geo_moderate_95 | battery_10 | 2028 | 0 | 909.9994
fall | geo_moderate_95 | battery_10 | 2030 | 0 | 929.4761
fall | geo_moderate_95 | battery_10 | 2032 | 0 | 962.4782
fall | geo_moderate_95 | battery_10 | 2034 | 0 | 993.0255
fall | geo_moderate_95 | battery_10 | 2036 | 0 | 1027.1788
fall | geo_moderate_95 | battery_10 | 2038 | 0 | 1066.1759
fall | geo_moderate_95 | battery_10 | 2040 | 0 | 1109.3103
fall | geo_moderate_95 | battery_10 | 2042 | 0 | 1143.36
fall | geo_moderate_95 | battery_10 | 2044 | 0 | 1179.0631
fall | geo_moderate_95 | battery_10 | 2046 | 0 | 1208.0731
fall | geo_moderate_95 | battery_10 | 2048 | 0 | 1238.4595
fall | geo_moderate_95 | battery_10 | 2050 | 25.8331 | 1268.3484
fall | geo_moderate_95 | pumped-hydro | 2010 | 5.8803 | 938.1481
fall | geo_moderate_95 | pumped-hydro | 2012 | 0 | 944.6182
fall | geo_moderate_95 | pumped-hydro | 2014 | 0 | 930.3389
fall | geo_moderate_95 | pumped-hydro | 2016 | 0 | 912.5923
fall | geo_moderate_95 | pumped-hydro | 2018 | 0 | 902.3852
fall | geo_moderate_95 | pumped-hydro | 2020 | 0 | 893.9455
fall | geo_moderate_95 | pumped-hydro | 2022 | 9.5311 | 946.354
fall | geo_moderate_95 | pumped-hydro | 2024 | 9.8157 | 889.2018
fall | geo_moderate_95 | pumped-hydro | 2026 | 12.2273 | 900.6629
fall | geo_moderate_95 | pumped-hydro | 2028 | 10.3993 | 909.9994
fall | geo_moderate_95 | pumped-hydro | 2030 | 13.9819 | 929.4761
fall | geo_moderate_95 | pumped-hydro | 2032 | 17.9578 | 962.4782
fall | geo_moderate_95 | pumped-hydro | 2034 | 21.6077 | 993.0255
fall | geo_moderate_95 | pumped-hydro | 2036 | 26.3542 | 1027.1788
fall | geo_moderate_95 | pumped-hydro | 2038 | 24.8751 | 1066.1759
fall | geo_moderate_95 | pumped-hydro | 2040 | 23.9795 | 1109.3103
fall | geo_moderate_95 | pumped-hydro | 2042 | 22.1377 | 1143.36
fall | geo_moderate_95 | pumped-hydro | 2044 | 22.1548 | 1179.0631
fall | geo_moderate_95 | pumped-hydro | 2046 | 25.8991 | 1208.0731
fall | geo_moderate_95 | pumped-hydro | 2048 | 23.89 | 1238.4595
fall | geo_moderate_95 | pumped-hydro | 2050 | 27.9946 | 1268.3484
fall | geo_moderate_95 | Canada | 2010 | 5.7897 | 938.1481
fall | geo_moderate_95 | Canada | 2012 | 7.5475 | 944.6182
fall | geo_moderate_95 | Canada | 2014 | 7.6689 | 930.3389
fall | geo_moderate_95 | Canada | 2016 | 9.3983 | 912.5923
fall | geo_moderate_95 | Canada | 2018 | 9.7098 | 902.3852
fall | geo_moderate_95 | Canada | 2020 | 9.3126 | 893.9455
fall | geo_moderate_95 | Canada | 2022 | 8.3152 | 946.354
fall | geo_moderate_95 | Canada | 2024 | 8.3747 | 889.2018
fall | geo_moderate_95 | Canada | 2026 | 9.4089 | 900.6629
fall | geo_moderate_95 | Canada | 2028 | 10.4838 | 909.9994
fall | geo_moderate_95 | Canada | 2030 | 10.7558 | 929.4761
fall | geo_moderate_95 | Canada | 2032 | 10.6683 | 962.4782
fall | geo_moderate_95 | Canada | 2034 | 10.5939 | 993.0255
fall | geo_moderate_95 | Canada | 2036 | 10.3455 | 1027.1788
fall | geo_moderate_95 | Canada | 2038 | 10.2286 | 1066.1759
fall | geo_moderate_95 | Canada | 2040 | 10.1407 | 1109.3103
fall | geo_moderate_95 | Canada | 2042 | 10.1407 | 1143.36
fall | geo_moderate_95 | Canada | 2044 | 10.1407 | 1179.0631
fall | geo_moderate_95 | Canada | 2046 | 10.1407 | 1208.0731
fall | geo_moderate_95 | Canada | 2048 | 10.1407 | 1238.4595
fall | geo_moderate_95 | Canada | 2050 | 10.1407 | 1268.3484
spri | geo_moderate_95 | nuclear | 2010 | 103.7491 | 937.9972
spri | geo_moderate_95 | nuclear | 2012 | 103.7491 | 944.4673
spri | geo_moderate_95 | nuclear | 2014 | 99.5688 | 930.1881
spri | geo_moderate_95 | nuclear | 2016 | 100.208 | 912.4414
spri | geo_moderate_95 | nuclear | 2018 | 99.6003 | 902.2343
spri | geo_moderate_95 | nuclear | 2020 | 96.5236 | 893.7946
spri | geo_moderate_95 | nuclear | 2022 | 96.9468 | 957.6356
spri | geo_moderate_95 | nuclear | 2024 | 96.9468 | 897.478
spri | geo_moderate_95 | nuclear | 2026 | 96.9468 | 901.8288
spri | geo_moderate_95 | nuclear | 2028 | 96.9468 | 905.2701
spri | geo_moderate_95 | nuclear | 2030 | 94.7068 | 915.4638
spri | geo_moderate_95 | nuclear | 2032 | 94.7068 | 930.271
spri | geo_moderate_95 | nuclear | 2034 | 91.6238 | 958.4421
spri | geo_moderate_95 | nuclear | 2036 | 88.853 | 988.3923
spri | geo_moderate_95 | nuclear | 2038 | 88.853 | 1035.6437
spri | geo_moderate_95 | nuclear | 2040 | 88.853 | 1076.7638
spri | geo_moderate_95 | nuclear | 2042 | 88.853 | 1115.4712
spri | geo_moderate_95 | nuclear | 2044 | 88.853 | 1158.005
spri | geo_moderate_95 | nuclear | 2046 | 88.853 | 1180.8457
spri | geo_moderate_95 | nuclear | 2048 | 88.853 | 1209.0637
spri | geo_moderate_95 | nuclear | 2050 | 86.1438 | 1216.8553
spri | geo_moderate_95 | coal | 2010 | 296.7419 | 937.9972
spri | geo_moderate_95 | coal | 2012 | 291.2386 | 944.4673
spri | geo_moderate_95 | coal | 2014 | 281.2835 | 930.1881
spri | geo_moderate_95 | coal | 2016 | 258.6969 | 912.4414
spri | geo_moderate_95 | coal | 2018 | 237.8386 | 902.2343
spri | geo_moderate_95 | coal | 2020 | 220.2663 | 893.7946
spri | geo_moderate_95 | coal | 2022 | 202.02 | 957.6356
spri | geo_moderate_95 | coal | 2024 | 188.7429 | 897.478
spri | geo_moderate_95 | coal | 2026 | 178.5892 | 901.8288
spri | geo_moderate_95 | coal | 2028 | 159.6609 | 905.2701
spri | geo_moderate_95 | coal | 2030 | 146.6464 | 915.4638
spri | geo_moderate_95 | coal | 2032 | 144.4942 | 930.271
spri | geo_moderate_95 | coal | 2034 | 140.3135 | 958.4421
spri | geo_moderate_95 | coal | 2036 | 138.9232 | 988.3923
spri | geo_moderate_95 | coal | 2038 | 137.2161 | 1035.6437
spri | geo_moderate_95 | coal | 2040 | 134.3845 | 1076.7638
spri | geo_moderate_95 | coal | 2042 | 129.8042 | 1115.4712
spri | geo_moderate_95 | coal | 2044 | 120.1249 | 1158.005
spri | geo_moderate_95 | coal | 2046 | 105.3651 | 1180.8457
spri | geo_moderate_95 | coal | 2048 | 91.0267 | 1209.0637
spri | geo_moderate_95 | coal | 2050 | 0 | 1216.8553
spri | geo_moderate_95 | gas-cc | 2010 | 201.204 | 937.9972
spri | geo_moderate_95 | gas-cc | 2012 | 215.7431 | 944.4673
spri | geo_moderate_95 | gas-cc | 2014 | 225.5781 | 930.1881
spri | geo_moderate_95 | gas-cc | 2016 | 234.2477 | 912.4414
spri | geo_moderate_95 | gas-cc | 2018 | 257.9461 | 902.2343
spri | geo_moderate_95 | gas-cc | 2020 | 268.2452 | 893.7946
spri | geo_moderate_95 | gas-cc | 2022 | 280.4262 | 957.6356
spri | geo_moderate_95 | gas-cc | 2024 | 280.7913 | 897.478
spri | geo_moderate_95 | gas-cc | 2026 | 282.081 | 901.8288
spri | geo_moderate_95 | gas-cc | 2028 | 277.3654 | 905.2701
spri | geo_moderate_95 | gas-cc | 2030 | 274.2332 | 915.4638
spri | geo_moderate_95 | gas-cc | 2032 | 272.7291 | 930.271
spri | geo_moderate_95 | gas-cc | 2034 | 272.5121 | 958.4421
spri | geo_moderate_95 | gas-cc | 2036 | 272.6019 | 988.3923
spri | geo_moderate_95 | gas-cc | 2038 | 277.6986 | 1035.6437
spri | geo_moderate_95 | gas-cc | 2040 | 285.3768 | 1076.7638
spri | geo_moderate_95 | gas-cc | 2042 | 289.5783 | 1115.4712
spri | geo_moderate_95 | gas-cc | 2044 | 303.3836 | 1158.005
spri | geo_moderate_95 | gas-cc | 2046 | 291.4774 | 1180.8457
spri | geo_moderate_95 | gas-cc | 2048 | 290.3219 | 1209.0637
spri | geo_moderate_95 | gas-cc | 2050 | 295.9249 | 1216.8553
spri | geo_moderate_95 | gas-cc-ccs_mod_upgrade | 2010 | 0 | 937.9972
spri | geo_moderate_95 | gas-cc-ccs_mod_upgrade | 2012 | 0 | 944.4673
spri | geo_moderate_95 | gas-cc-ccs_mod_upgrade | 2014 | 0 | 930.1881
spri | geo_moderate_95 | gas-cc-ccs_mod_upgrade | 2016 | 0 | 912.4414
spri | geo_moderate_95 | gas-cc-ccs_mod_upgrade | 2018 | 0 | 902.2343
spri | geo_moderate_95 | gas-cc-ccs_mod_upgrade | 2020 | 0 | 893.7946
spri | geo_moderate_95 | gas-cc-ccs_mod_upgrade | 2022 | 0 | 957.6356
spri | geo_moderate_95 | gas-cc-ccs_mod_upgrade | 2024 | 0 | 897.478
spri | geo_moderate_95 | gas-cc-ccs_mod_upgrade | 2026 | 0 | 901.8288
spri | geo_moderate_95 | gas-cc-ccs_mod_upgrade | 2028 | 6.1184 | 905.2701
spri | geo_moderate_95 | gas-cc-ccs_mod_upgrade | 2030 | 6.1184 | 915.4638
spri | geo_moderate_95 | gas-cc-ccs_mod_upgrade | 2032 | 6.1184 | 930.271
spri | geo_moderate_95 | gas-cc-ccs_mod_upgrade | 2034 | 6.1184 | 958.4421
spri | geo_moderate_95 | gas-cc-ccs_mod_upgrade | 2036 | 6.1184 | 988.3923
spri | geo_moderate_95 | gas-cc-ccs_mod_upgrade | 2038 | 6.1184 | 1035.6437
spri | geo_moderate_95 | gas-cc-ccs_mod_upgrade | 2040 | 6.1184 | 1076.7638
spri | geo_moderate_95 | gas-cc-ccs_mod_upgrade | 2042 | 6.1184 | 1115.4712
spri | geo_moderate_95 | gas-cc-ccs_mod_upgrade | 2044 | 6.1184 | 1158.005
spri | geo_moderate_95 | gas-cc-ccs_mod_upgrade | 2046 | 6.1184 | 1180.8457
spri | geo_moderate_95 | gas-cc-ccs_mod_upgrade | 2048 | 6.4141 | 1209.0637
spri | geo_moderate_95 | gas-cc-ccs_mod_upgrade | 2050 | 77.8571 | 1216.8553
spri | geo_moderate_95 | gas-ct | 2010 | 117.725 | 937.9972
spri | geo_moderate_95 | gas-ct | 2012 | 120.812 | 944.4673
spri | geo_moderate_95 | gas-ct | 2014 | 123.8411 | 930.1881
spri | geo_moderate_95 | gas-ct | 2016 | 124.6105 | 912.4414
spri | geo_moderate_95 | gas-ct | 2018 | 126.445 | 902.2343
spri | geo_moderate_95 | gas-ct | 2020 | 127.2604 | 893.7946
spri | geo_moderate_95 | gas-ct | 2022 | 130.2436 | 957.6356
spri | geo_moderate_95 | gas-ct | 2024 | 114.093 | 897.478
spri | geo_moderate_95 | gas-ct | 2026 | 111.7969 | 901.8288
spri | geo_moderate_95 | gas-ct | 2028 | 112.4793 | 905.2701
spri | geo_moderate_95 | gas-ct | 2030 | 110.6209 | 915.4638
spri | geo_moderate_95 | gas-ct | 2032 | 109.8139 | 930.271
spri | geo_moderate_95 | gas-ct | 2034 | 110.5764 | 958.4421
spri | geo_moderate_95 | gas-ct | 2036 | 115.7566 | 988.3923
spri | geo_moderate_95 | gas-ct | 2038 | 127.8816 | 1035.6437
spri | geo_moderate_95 | gas-ct | 2040 | 155.6753 | 1076.7638
spri | geo_moderate_95 | gas-ct | 2042 | 188.1297 | 1115.4712
spri | geo_moderate_95 | gas-ct | 2044 | 214.9767 | 1158.005
spri | geo_moderate_95 | gas-ct | 2046 | 246.9914 | 1180.8457
spri | geo_moderate_95 | gas-ct | 2048 | 263.3012 | 1209.0637
spri | geo_moderate_95 | gas-ct | 2050 | 202.6978 | 1216.8553
spri | geo_moderate_95 | o-g-s | 2010 | 140.2354 | 937.9972
spri | geo_moderate_95 | o-g-s | 2012 | 132.4567 | 944.4673
spri | geo_moderate_95 | o-g-s | 2014 | 123.1645 | 930.1881
spri | geo_moderate_95 | o-g-s | 2016 | 110.9605 | 912.4414
spri | geo_moderate_95 | o-g-s | 2018 | 96.372 | 902.2343
spri | geo_moderate_95 | o-g-s | 2020 | 89.885 | 893.7946
spri | geo_moderate_95 | o-g-s | 2022 | 85.1197 | 957.6356
spri | geo_moderate_95 | o-g-s | 2024 | 36.0583 | 897.478
spri | geo_moderate_95 | o-g-s | 2026 | 33.5404 | 901.8288
spri | geo_moderate_95 | o-g-s | 2028 | 31.7332 | 905.2701
spri | geo_moderate_95 | o-g-s | 2030 | 27.3304 | 915.4638
spri | geo_moderate_95 | o-g-s | 2032 | 26.1752 | 930.271
spri | geo_moderate_95 | o-g-s | 2034 | 24.6115 | 958.4421
spri | geo_moderate_95 | o-g-s | 2036 | 24.0111 | 988.3923
spri | geo_moderate_95 | o-g-s | 2038 | 22.5814 | 1035.6437
spri | geo_moderate_95 | o-g-s | 2040 | 21.647 | 1076.7638
spri | geo_moderate_95 | o-g-s | 2042 | 20.2418 | 1115.4712
spri | geo_moderate_95 | o-g-s | 2044 | 18.2247 | 1158.005
spri | geo_moderate_95 | o-g-s | 2046 | 16.2236 | 1180.8457
spri | geo_moderate_95 | o-g-s | 2048 | 12.5562 | 1209.0637
spri | geo_moderate_95 | o-g-s | 2050 | 2.0853 | 1216.8553
spri | geo_moderate_95 | hydro | 2010 | 55.9964 | 937.9972
spri | geo_moderate_95 | hydro | 2012 | 55.3306 | 944.4673
spri | geo_moderate_95 | hydro | 2014 | 54.859 | 930.1881
spri | geo_moderate_95 | hydro | 2016 | 54.2139 | 912.4414
spri | geo_moderate_95 | hydro | 2018 | 56.5326 | 902.2343
spri | geo_moderate_95 | hydro | 2020 | 56.8694 | 893.7946
spri | geo_moderate_95 | hydro | 2022 | 56.9373 | 957.6356
spri | geo_moderate_95 | hydro | 2024 | 56.9596 | 897.478
spri | geo_moderate_95 | hydro | 2026 | 58.1306 | 901.8288
spri | geo_moderate_95 | hydro | 2028 | 59.235 | 905.2701
spri | geo_moderate_95 | hydro | 2030 | 59.2943 | 915.4638
spri | geo_moderate_95 | hydro | 2032 | 59.387 | 930.271
spri | geo_moderate_95 | hydro | 2034 | 59.494 | 958.4421
spri | geo_moderate_95 | hydro | 2036 | 59.6101 | 988.3923
spri | geo_moderate_95 | hydro | 2038 | 59.8164 | 1035.6437
spri | geo_moderate_95 | hydro | 2040 | 59.9641 | 1076.7638
spri | geo_moderate_95 | hydro | 2042 | 60.106 | 1115.4712
spri | geo_moderate_95 | hydro | 2044 | 60.2568 | 1158.005
spri | geo_moderate_95 | hydro | 2046 | 60.4256 | 1180.8457
spri | geo_moderate_95 | hydro | 2048 | 60.5677 | 1209.0637
spri | geo_moderate_95 | hydro | 2050 | 61.0251 | 1216.8553
spri | geo_moderate_95 | geothermal | 2010 | 2.6812 | 937.9972
spri | geo_moderate_95 | geothermal | 2012 | 2.8162 | 944.4673
spri | geo_moderate_95 | geothermal | 2014 | 2.9016 | 930.1881
spri | geo_moderate_95 | geothermal | 2016 | 2.9516 | 912.4414
spri | geo_moderate_95 | geothermal | 2018 | 3.0119 | 902.2343
spri | geo_moderate_95 | geothermal | 2020 | 4.1588 | 893.7946
spri | geo_moderate_95 | geothermal | 2022 | 4.2008 | 957.6356
spri | geo_moderate_95 | geothermal | 2024 | 4.2008 | 897.478
spri | geo_moderate_95 | geothermal | 2026 | 4.2008 | 901.8288
spri | geo_moderate_95 | geothermal | 2028 | 5.0158 | 905.2701
spri | geo_moderate_95 | geothermal | 2030 | 5.0158 | 915.4638
spri | geo_moderate_95 | geothermal | 2032 | 5.0158 | 930.271
spri | geo_moderate_95 | geothermal | 2034 | 5.0158 | 958.4421
spri | geo_moderate_95 | geothermal | 2036 | 5.0158 | 988.3923
spri | geo_moderate_95 | geothermal | 2038 | 5.0158 | 1035.6437
spri | geo_moderate_95 | geothermal | 2040 | 4.8196 | 1076.7638
spri | geo_moderate_95 | geothermal | 2042 | 5.352 | 1115.4712
spri | geo_moderate_95 | geothermal | 2044 | 5.2666 | 1158.005
spri | geo_moderate_95 | geothermal | 2046 | 5.2166 | 1180.8457
spri | geo_moderate_95 | geothermal | 2048 | 5.974 | 1209.0637
spri | geo_moderate_95 | geothermal | 2050 | 7.6246 | 1216.8553
spri | geo_moderate_95 | biopower | 2010 | 2.8885 | 937.9972
spri | geo_moderate_95 | biopower | 2012 | 2.9776 | 944.4673
spri | geo_moderate_95 | biopower | 2014 | 3.4299 | 930.1881
spri | geo_moderate_95 | biopower | 2016 | 3.2245 | 912.4414
spri | geo_moderate_95 | biopower | 2018 | 3.184 | 902.2343
spri | geo_moderate_95 | biopower | 2020 | 3.0193 | 893.7946
spri | geo_moderate_95 | biopower | 2022 | 2.8851 | 957.6356
spri | geo_moderate_95 | biopower | 2024 | 2.8881 | 897.478
spri | geo_moderate_95 | biopower | 2026 | 2.8881 | 901.8288
spri | geo_moderate_95 | biopower | 2028 | 2.6292 | 905.2701
spri | geo_moderate_95 | biopower | 2030 | 2.393 | 915.4638
spri | geo_moderate_95 | biopower | 2032 | 2.0992 | 930.271
spri | geo_moderate_95 | biopower | 2034 | 1.7199 | 958.4421
spri | geo_moderate_95 | biopower | 2036 | 1.5139 | 988.3923
spri | geo_moderate_95 | biopower | 2038 | 1.3738 | 1035.6437
spri | geo_moderate_95 | biopower | 2040 | 1.3388 | 1076.7638
spri | geo_moderate_95 | biopower | 2042 | 1.2559 | 1115.4712
spri | geo_moderate_95 | biopower | 2044 | 1.1709 | 1158.005
spri | geo_moderate_95 | biopower | 2046 | 1.1659 | 1180.8457
spri | geo_moderate_95 | biopower | 2048 | 1.1329 | 1209.0637
spri | geo_moderate_95 | biopower | 2050 | 1.1286 | 1216.8553
spri | geo_moderate_95 | lfill-gas | 2010 | 3.4027 | 937.9972
spri | geo_moderate_95 | lfill-gas | 2012 | 3.6413 | 944.4673
spri | geo_moderate_95 | lfill-gas | 2014 | 3.7416 | 930.1881
spri | geo_moderate_95 | lfill-gas | 2016 | 3.7374 | 912.4414
spri | geo_moderate_95 | lfill-gas | 2018 | 3.6803 | 902.2343
spri | geo_moderate_95 | lfill-gas | 2020 | 3.5039 | 893.7946
spri | geo_moderate_95 | lfill-gas | 2022 | 3.5006 | 957.6356
spri | geo_moderate_95 | lfill-gas | 2024 | 3.5006 | 897.478
spri | geo_moderate_95 | lfill-gas | 2026 | 3.5006 | 901.8288
spri | geo_moderate_95 | lfill-gas | 2028 | 3.4646 | 905.2701
spri | geo_moderate_95 | lfill-gas | 2030 | 3.4646 | 915.4638
spri | geo_moderate_95 | lfill-gas | 2032 | 3.4646 | 930.271
spri | geo_moderate_95 | lfill-gas | 2034 | 3.4646 | 958.4421
spri | geo_moderate_95 | lfill-gas | 2036 | 3.4646 | 988.3923
spri | geo_moderate_95 | lfill-gas | 2038 | 3.4646 | 1035.6437
spri | geo_moderate_95 | lfill-gas | 2040 | 3.4646 | 1076.7638
spri | geo_moderate_95 | lfill-gas | 2042 | 3.4646 | 1115.4712
spri | geo_moderate_95 | lfill-gas | 2044 | 3.4646 | 1158.005
spri | geo_moderate_95 | lfill-gas | 2046 | 3.4646 | 1180.8457
spri | geo_moderate_95 | lfill-gas | 2048 | 3.4646 | 1209.0637
spri | geo_moderate_95 | lfill-gas | 2050 | 3.4646 | 1216.8553
spri | geo_moderate_95 | wind-ons | 2010 | 1.6374 | 937.9972
spri | geo_moderate_95 | wind-ons | 2012 | 7.4807 | 944.4673
spri | geo_moderate_95 | wind-ons | 2014 | 2.3639 | 930.1881
spri | geo_moderate_95 | wind-ons | 2016 | 7.1303 | 912.4414
spri | geo_moderate_95 | wind-ons | 2018 | 5.3022 | 902.2343
spri | geo_moderate_95 | wind-ons | 2020 | 10.5042 | 893.7946
spri | geo_moderate_95 | wind-ons | 2022 | 30.3175 | 957.6356
spri | geo_moderate_95 | wind-ons | 2024 | 39.3416 | 897.478
spri | geo_moderate_95 | wind-ons | 2026 | 46.5615 | 901.8288
spri | geo_moderate_95 | wind-ons | 2028 | 57.665 | 905.2701
spri | geo_moderate_95 | wind-ons | 2030 | 68.0651 | 915.4638
spri | geo_moderate_95 | wind-ons | 2032 | 72.8521 | 930.271
spri | geo_moderate_95 | wind-ons | 2034 | 79.9335 | 958.4421
spri | geo_moderate_95 | wind-ons | 2036 | 87.2272 | 988.3923
spri | geo_moderate_95 | wind-ons | 2038 | 92.0856 | 1035.6437
spri | geo_moderate_95 | wind-ons | 2040 | 94.2724 | 1076.7638
spri | geo_moderate_95 | wind-ons | 2042 | 94.6883 | 1115.4712
spri | geo_moderate_95 | wind-ons | 2044 | 97.7795 | 1158.005
spri | geo_moderate_95 | wind-ons | 2046 | 108.0889 | 1180.8457
spri | geo_moderate_95 | wind-ons | 2048 | 123.0388 | 1209.0637
spri | geo_moderate_95 | wind-ons | 2050 | 125.2613 | 1216.8553
spri | geo_moderate_95 | wind-ofs | 2010 | 0 | 937.9972
spri | geo_moderate_95 | wind-ofs | 2012 | 0 | 944.4673
spri | geo_moderate_95 | wind-ofs | 2014 | 0 | 930.1881
spri | geo_moderate_95 | wind-ofs | 2016 | 0.011941 | 912.4414
spri | geo_moderate_95 | wind-ofs | 2018 | 0 | 902.2343
spri | geo_moderate_95 | wind-ofs | 2020 | 0.0048828 | 893.7946
spri | geo_moderate_95 | wind-ofs | 2022 | 0.023402 | 957.6356
spri | geo_moderate_95 | wind-ofs | 2024 | 0.86088 | 897.478
spri | geo_moderate_95 | wind-ofs | 2026 | 2.1911 | 901.8288
spri | geo_moderate_95 | wind-ofs | 2028 | 3.6641 | 905.2701
spri | geo_moderate_95 | wind-ofs | 2030 | 5.6738 | 915.4638
spri | geo_moderate_95 | wind-ofs | 2032 | 6.1038 | 930.271
spri | geo_moderate_95 | wind-ofs | 2034 | 8.9088 | 958.4421
spri | geo_moderate_95 | wind-ofs | 2036 | 10.8956 | 988.3923
spri | geo_moderate_95 | wind-ofs | 2038 | 12.4438 | 1035.6437
spri | geo_moderate_95 | wind-ofs | 2040 | 12.7011 | 1076.7638
spri | geo_moderate_95 | wind-ofs | 2042 | 13.3995 | 1115.4712
spri | geo_moderate_95 | wind-ofs | 2044 | 14.8708 | 1158.005
spri | geo_moderate_95 | wind-ofs | 2046 | 15.2856 | 1180.8457
spri | geo_moderate_95 | wind-ofs | 2048 | 15.7692 | 1209.0637
spri | geo_moderate_95 | wind-ofs | 2050 | 15.1865 | 1216.8553
spri | geo_moderate_95 | csp | 2010 | 0 | 937.9972
spri | geo_moderate_95 | csp | 2012 | 0 | 944.4673
spri | geo_moderate_95 | csp | 2014 | 0 | 930.1881
spri | geo_moderate_95 | csp | 2016 | 0 | 912.4414
spri | geo_moderate_95 | csp | 2018 | 0 | 902.2343
spri | geo_moderate_95 | csp | 2020 | 0 | 893.7946
spri | geo_moderate_95 | csp | 2022 | 0 | 957.6356
spri | geo_moderate_95 | csp | 2024 | 0 | 897.478
spri | geo_moderate_95 | csp | 2026 | 0 | 901.8288
spri | geo_moderate_95 | csp | 2028 | 0 | 905.2701
spri | geo_moderate_95 | csp | 2030 | 0 | 915.4638
spri | geo_moderate_95 | csp | 2032 | 0 | 930.271
spri | geo_moderate_95 | csp | 2034 | 0 | 958.4421
spri | geo_moderate_95 | csp | 2036 | 0 | 988.3923
spri | geo_moderate_95 | csp | 2038 | 0 | 1035.6437
spri | geo_moderate_95 | csp | 2040 | 0 | 1076.7638
spri | geo_moderate_95 | csp | 2042 | 0 | 1115.4712
spri | geo_moderate_95 | csp | 2044 | 0 | 1158.005
spri | geo_moderate_95 | csp | 2046 | 0 | 1180.8457
spri | geo_moderate_95 | csp | 2048 | 0.10393 | 1209.0637
spri | geo_moderate_95 | csp | 2050 | 0.62457 | 1216.8553
spri | geo_moderate_95 | upv | 2010 | 0.044077 | 937.9972
spri | geo_moderate_95 | upv | 2012 | 0.54147 | 944.4673
spri | geo_moderate_95 | upv | 2014 | 1.5511 | 930.1881
spri | geo_moderate_95 | upv | 2016 | 2.7598 | 912.4414
spri | geo_moderate_95 | upv | 2018 | 2.2559 | 902.2343
spri | geo_moderate_95 | upv | 2020 | 3.9142 | 893.7946
spri | geo_moderate_95 | upv | 2022 | 40.9051 | 957.6356
spri | geo_moderate_95 | upv | 2024 | 49.6071 | 897.478
spri | geo_moderate_95 | upv | 2026 | 49.6703 | 901.8288
spri | geo_moderate_95 | upv | 2028 | 50.758 | 905.2701
spri | geo_moderate_95 | upv | 2030 | 53.7987 | 915.4638
spri | geo_moderate_95 | upv | 2032 | 58.1862 | 930.271
spri | geo_moderate_95 | upv | 2034 | 59.219 | 958.4421
spri | geo_moderate_95 | upv | 2036 | 63.8012 | 988.3923
spri | geo_moderate_95 | upv | 2038 | 68.0857 | 1035.6437
spri | geo_moderate_95 | upv | 2040 | 70.0429 | 1076.7638
spri | geo_moderate_95 | upv | 2042 | 72.6396 | 1115.4712
spri | geo_moderate_95 | upv | 2044 | 74.0807 | 1158.005
spri | geo_moderate_95 | upv | 2046 | 81.8749 | 1180.8457
spri | geo_moderate_95 | upv | 2048 | 84.328 | 1209.0637
spri | geo_moderate_95 | upv | 2050 | 107.5717 | 1216.8553
spri | geo_moderate_95 | dupv | 2010 | 0.015679 | 937.9972
spri | geo_moderate_95 | dupv | 2012 | 0.13235 | 944.4673
spri | geo_moderate_95 | dupv | 2014 | 0.23612 | 930.1881
spri | geo_moderate_95 | dupv | 2016 | 0.29002 | 912.4414
spri | geo_moderate_95 | dupv | 2018 | 0.35557 | 902.2343
spri | geo_moderate_95 | dupv | 2020 | 0.32678 | 893.7946
spri | geo_moderate_95 | dupv | 2022 | 2.061 | 957.6356
spri | geo_moderate_95 | dupv | 2024 | 1.6147 | 897.478
spri | geo_moderate_95 | dupv | 2026 | 1.0466 | 901.8288
spri | geo_moderate_95 | dupv | 2028 | 0.81408 | 905.2701
spri | geo_moderate_95 | dupv | 2030 | 0.70001 | 915.4638
spri | geo_moderate_95 | dupv | 2032 | 0.60186 | 930.271
spri | geo_moderate_95 | dupv | 2034 | 0.57964 | 958.4421
spri | geo_moderate_95 | dupv | 2036 | 0.57679 | 988.3923
spri | geo_moderate_95 | dupv | 2038 | 0.56193 | 1035.6437
spri | geo_moderate_95 | dupv | 2040 | 0.5525 | 1076.7638
spri | geo_moderate_95 | dupv | 2042 | 0.52296 | 1115.4712
spri | geo_moderate_95 | dupv | 2044 | 0.45089 | 1158.005
spri | geo_moderate_95 | dupv | 2046 | 0.3791 | 1180.8457
spri | geo_moderate_95 | dupv | 2048 | 0.24377 | 1209.0637
spri | geo_moderate_95 | dupv | 2050 | 0.173 | 1216.8553
spri | geo_moderate_95 | distpv | 2010 | 0 | 937.9972
spri | geo_moderate_95 | distpv | 2012 | 0 | 944.4673
spri | geo_moderate_95 | distpv | 2014 | 0 | 930.1881
spri | geo_moderate_95 | distpv | 2016 | 0 | 912.4414
spri | geo_moderate_95 | distpv | 2018 | 0 | 902.2343
spri | geo_moderate_95 | distpv | 2020 | 0 | 893.7946
spri | geo_moderate_95 | distpv | 2022 | 7.2712 | 957.6356
spri | geo_moderate_95 | distpv | 2024 | 7.0394 | 897.478
spri | geo_moderate_95 | distpv | 2026 | 7.258 | 901.8288
spri | geo_moderate_95 | distpv | 2028 | 7.2862 | 905.2701
spri | geo_moderate_95 | distpv | 2030 | 9.3051 | 915.4638
spri | geo_moderate_95 | distpv | 2032 | 10.4359 | 930.271
spri | geo_moderate_95 | distpv | 2034 | 11.8809 | 958.4421
spri | geo_moderate_95 | distpv | 2036 | 12.8425 | 988.3923
spri | geo_moderate_95 | distpv | 2038 | 13.3846 | 1035.6437
spri | geo_moderate_95 | distpv | 2040 | 14.6448 | 1076.7638
spri | geo_moderate_95 | distpv | 2042 | 15.6568 | 1115.4712
spri | geo_moderate_95 | distpv | 2044 | 16.9516 | 1158.005
spri | geo_moderate_95 | distpv | 2046 | 18.0502 | 1180.8457
spri | geo_moderate_95 | distpv | 2048 | 17.2139 | 1209.0637
spri | geo_moderate_95 | distpv | 2050 | 18.204 | 1216.8553
spri | geo_moderate_95 | pvb | 2010 | 0 | 937.9972
spri | geo_moderate_95 | pvb | 2012 | 0 | 944.4673
spri | geo_moderate_95 | pvb | 2014 | 0 | 930.1881
spri | geo_moderate_95 | pvb | 2016 | 0 | 912.4414
spri | geo_moderate_95 | pvb | 2018 | 0 | 902.2343
spri | geo_moderate_95 | pvb | 2020 | 0 | 893.7946
spri | geo_moderate_95 | pvb | 2022 | 2.8491 | 957.6356
spri | geo_moderate_95 | pvb | 2024 | 2.3795 | 897.478
spri | geo_moderate_95 | pvb | 2026 | 2.0087 | 901.8288
spri | geo_moderate_95 | pvb | 2028 | 2.7107 | 905.2701
spri | geo_moderate_95 | pvb | 2030 | 2.2118 | 915.4638
spri | geo_moderate_95 | pvb | 2032 | 4.5473 | 930.271
spri | geo_moderate_95 | pvb | 2034 | 5.545 | 958.4421
spri | geo_moderate_95 | pvb | 2036 | 9.3819 | 988.3923
spri | geo_moderate_95 | pvb | 2038 | 7.1751 | 1035.6437
spri | geo_moderate_95 | pvb | 2040 | 8.3245 | 1076.7638
spri | geo_moderate_95 | pvb | 2042 | 6.5235 | 1115.4712
spri | geo_moderate_95 | pvb | 2044 | 7.6671 | 1158.005
spri | geo_moderate_95 | pvb | 2046 | 9.9594 | 1180.8457
spri | geo_moderate_95 | pvb | 2048 | 9.7999 | 1209.0637
spri | geo_moderate_95 | pvb | 2050 | 10.0105 | 1216.8553
spri | geo_moderate_95 | battery_2 | 2010 | 0.00586 | 937.9972
spri | geo_moderate_95 | battery_2 | 2012 | 0 | 944.4673
spri | geo_moderate_95 | battery_2 | 2014 | 0 | 930.1881
spri | geo_moderate_95 | battery_2 | 2016 | 0 | 912.4414
spri | geo_moderate_95 | battery_2 | 2018 | 0 | 902.2343
spri | geo_moderate_95 | battery_2 | 2020 | 0 | 893.7946
spri | geo_moderate_95 | battery_2 | 2022 | 0.84565 | 957.6356
spri | geo_moderate_95 | battery_2 | 2024 | 0.013485 | 897.478
spri | geo_moderate_95 | battery_2 | 2026 | 0.4842 | 901.8288
spri | geo_moderate_95 | battery_2 | 2028 | 0.88102 | 905.2701
spri | geo_moderate_95 | battery_2 | 2030 | 0.59835 | 915.4638
spri | geo_moderate_95 | battery_2 | 2032 | 1.3732 | 930.271
spri | geo_moderate_95 | battery_2 | 2034 | 1.0766 | 958.4421
spri | geo_moderate_95 | battery_2 | 2036 | 1.9026 | 988.3923
spri | geo_moderate_95 | battery_2 | 2038 | 2.6185 | 1035.6437
spri | geo_moderate_95 | battery_2 | 2040 | 2.1179 | 1076.7638
spri | geo_moderate_95 | battery_2 | 2042 | 1.7949 | 1115.4712
spri | geo_moderate_95 | battery_2 | 2044 | 2.0899 | 1158.005
spri | geo_moderate_95 | battery_2 | 2046 | 4.0186 | 1180.8457
spri | geo_moderate_95 | battery_2 | 2048 | 3.8871 | 1209.0637
spri | geo_moderate_95 | battery_2 | 2050 | 5.6475 | 1216.8553
spri | geo_moderate_95 | battery_4 | 2010 | 0 | 937.9972
spri | geo_moderate_95 | battery_4 | 2012 | 0 | 944.4673
spri | geo_moderate_95 | battery_4 | 2014 | 0 | 930.1881
spri | geo_moderate_95 | battery_4 | 2016 | 0 | 912.4414
spri | geo_moderate_95 | battery_4 | 2018 | 0 | 902.2343
spri | geo_moderate_95 | battery_4 | 2020 | 0 | 893.7946
spri | geo_moderate_95 | battery_4 | 2022 | 0.4556 | 957.6356
spri | geo_moderate_95 | battery_4 | 2024 | 0.00043121 | 897.478
spri | geo_moderate_95 | battery_4 | 2026 | 5.0598 | 901.8288
spri | geo_moderate_95 | battery_4 | 2028 | 8.3013 | 905.2701
spri | geo_moderate_95 | battery_4 | 2030 | 19.6144 | 915.4638
spri | geo_moderate_95 | battery_4 | 2032 | 14.8557 | 930.271
spri | geo_moderate_95 | battery_4 | 2034 | 24.7668 | 958.4421
spri | geo_moderate_95 | battery_4 | 2036 | 28.5461 | 988.3923
spri | geo_moderate_95 | battery_4 | 2038 | 28.8555 | 1035.6437
spri | geo_moderate_95 | battery_4 | 2040 | 38.2855 | 1076.7638
spri | geo_moderate_95 | battery_4 | 2042 | 37.0277 | 1115.4712
spri | geo_moderate_95 | battery_4 | 2044 | 47.1332 | 1158.005
spri | geo_moderate_95 | battery_4 | 2046 | 39.3992 | 1180.8457
spri | geo_moderate_95 | battery_4 | 2048 | 52.1851 | 1209.0637
spri | geo_moderate_95 | battery_4 | 2050 | 69.7172 | 1216.8553
spri | geo_moderate_95 | battery_6 | 2010 | 0 | 937.9972
spri | geo_moderate_95 | battery_6 | 2012 | 0 | 944.4673
spri | geo_moderate_95 | battery_6 | 2014 | 0 | 930.1881
spri | geo_moderate_95 | battery_6 | 2016 | 0 | 912.4414
spri | geo_moderate_95 | battery_6 | 2018 | 0 | 902.2343
spri | geo_moderate_95 | battery_6 | 2020 | 0 | 893.7946
spri | geo_moderate_95 | battery_6 | 2022 | 0 | 957.6356
spri | geo_moderate_95 | battery_6 | 2024 | 0 | 897.478
spri | geo_moderate_95 | battery_6 | 2026 | 0.036187 | 901.8288
spri | geo_moderate_95 | battery_6 | 2028 | 1.9706 | 905.2701
spri | geo_moderate_95 | battery_6 | 2030 | 10.4472 | 915.4638
spri | geo_moderate_95 | battery_6 | 2032 | 18.1425 | 930.271
spri | geo_moderate_95 | battery_6 | 2034 | 28.7339 | 958.4421
spri | geo_moderate_95 | battery_6 | 2036 | 22.206 | 988.3923
spri | geo_moderate_95 | battery_6 | 2038 | 38.5867 | 1035.6437
spri | geo_moderate_95 | battery_6 | 2040 | 40.5701 | 1076.7638
spri | geo_moderate_95 | battery_6 | 2042 | 38.6264 | 1115.4712
spri | geo_moderate_95 | battery_6 | 2044 | 35.6641 | 1158.005
spri | geo_moderate_95 | battery_6 | 2046 | 38.2937 | 1180.8457
spri | geo_moderate_95 | battery_6 | 2048 | 46.6024 | 1209.0637
spri | geo_moderate_95 | battery_6 | 2050 | 43.4747 | 1216.8553
spri | geo_moderate_95 | battery_8 | 2010 | 0 | 937.9972
spri | geo_moderate_95 | battery_8 | 2012 | 0 | 944.4673
spri | geo_moderate_95 | battery_8 | 2014 | 0 | 930.1881
spri | geo_moderate_95 | battery_8 | 2016 | 0 | 912.4414
spri | geo_moderate_95 | battery_8 | 2018 | 0 | 902.2343
spri | geo_moderate_95 | battery_8 | 2020 | 0 | 893.7946
spri | geo_moderate_95 | battery_8 | 2022 | 0 | 957.6356
spri | geo_moderate_95 | battery_8 | 2024 | 0 | 897.478
spri | geo_moderate_95 | battery_8 | 2026 | 0 | 901.8288
spri | geo_moderate_95 | battery_8 | 2028 | 0 | 905.2701
spri | geo_moderate_95 | battery_8 | 2030 | 0 | 915.4638
spri | geo_moderate_95 | battery_8 | 2032 | 1.0305 | 930.271
spri | geo_moderate_95 | battery_8 | 2034 | 3.7138 | 958.4421
spri | geo_moderate_95 | battery_8 | 2036 | 6.3913 | 988.3923
spri | geo_moderate_95 | battery_8 | 2038 | 15.4935 | 1035.6437
spri | geo_moderate_95 | battery_8 | 2040 | 9.3378 | 1076.7638
spri | geo_moderate_95 | battery_8 | 2042 | 17.2386 | 1115.4712
spri | geo_moderate_95 | battery_8 | 2044 | 15.0228 | 1158.005
spri | geo_moderate_95 | battery_8 | 2046 | 9.0241 | 1180.8457
spri | geo_moderate_95 | battery_8 | 2048 | 7.5518 | 1209.0637
spri | geo_moderate_95 | battery_8 | 2050 | 35.4125 | 1216.8553
spri | geo_moderate_95 | battery_10 | 2010 | 0 | 937.9972
spri | geo_moderate_95 | battery_10 | 2012 | 0 | 944.4673
spri | geo_moderate_95 | battery_10 | 2014 | 0 | 930.1881
spri | geo_moderate_95 | battery_10 | 2016 | 0 | 912.4414
spri | geo_moderate_95 | battery_10 | 2018 | 0 | 902.2343
spri | geo_moderate_95 | battery_10 | 2020 | 0 | 893.7946
spri | geo_moderate_95 | battery_10 | 2022 | 0 | 957.6356
spri | geo_moderate_95 | battery_10 | 2024 | 0 | 897.478
spri | geo_moderate_95 | battery_10 | 2026 | 0 | 901.8288
spri | geo_moderate_95 | battery_10 | 2028 | 0 | 905.2701
spri | geo_moderate_95 | battery_10 | 2030 | 0 | 915.4638
spri | geo_moderate_95 | battery_10 | 2032 | 0 | 930.271
spri | geo_moderate_95 | battery_10 | 2034 | 0 | 958.4421
spri | geo_moderate_95 | battery_10 | 2036 | 0 | 988.3923
spri | geo_moderate_95 | battery_10 | 2038 | 0 | 1035.6437
spri | geo_moderate_95 | battery_10 | 2040 | 0 | 1076.7638
spri | geo_moderate_95 | battery_10 | 2042 | 0 | 1115.4712
spri | geo_moderate_95 | battery_10 | 2044 | 0 | 1158.005
spri | geo_moderate_95 | battery_10 | 2046 | 0 | 1180.8457
spri | geo_moderate_95 | battery_10 | 2048 | 0 | 1209.0637
spri | geo_moderate_95 | battery_10 | 2050 | 14.9152 | 1216.8553
spri | geo_moderate_95 | pumped-hydro | 2010 | 5.8803 | 937.9972
spri | geo_moderate_95 | pumped-hydro | 2012 | 0 | 944.4673
spri | geo_moderate_95 | pumped-hydro | 2014 | 0 | 930.1881
spri | geo_moderate_95 | pumped-hydro | 2016 | 0 | 912.4414
spri | geo_moderate_95 | pumped-hydro | 2018 | 0 | 902.2343
spri | geo_moderate_95 | pumped-hydro | 2020 | 0 | 893.7946
spri | geo_moderate_95 | pumped-hydro | 2022 | 2.3117 | 957.6356
spri | geo_moderate_95 | pumped-hydro | 2024 | 4.0648 | 897.478
spri | geo_moderate_95 | pumped-hydro | 2026 | 6.4291 | 901.8288
spri | geo_moderate_95 | pumped-hydro | 2028 | 6.0868 | 905.2701
spri | geo_moderate_95 | pumped-hydro | 2030 | 4.4697 | 915.4638
spri | geo_moderate_95 | pumped-hydro | 2032 | 7.4692 | 930.271
spri | geo_moderate_95 | pumped-hydro | 2034 | 8.0403 | 958.4421
spri | geo_moderate_95 | pumped-hydro | 2036 | 18.407 | 988.3923
spri | geo_moderate_95 | pumped-hydro | 2038 | 16.1045 | 1035.6437
spri | geo_moderate_95 | pumped-hydro | 2040 | 14.1316 | 1076.7638
spri | geo_moderate_95 | pumped-hydro | 2042 | 14.3083 | 1115.4712
spri | geo_moderate_95 | pumped-hydro | 2044 | 14.3136 | 1158.005
spri | geo_moderate_95 | pumped-hydro | 2046 | 21.0298 | 1180.8457
spri | geo_moderate_95 | pumped-hydro | 2048 | 14.5869 | 1209.0637
spri | geo_moderate_95 | pumped-hydro | 2050 | 22.5642 | 1216.8553
spri | geo_moderate_95 | Canada | 2010 | 5.7897 | 937.9972
spri | geo_moderate_95 | Canada | 2012 | 7.5475 | 944.4673
spri | geo_moderate_95 | Canada | 2014 | 7.6689 | 930.1881
spri | geo_moderate_95 | Canada | 2016 | 9.3983 | 912.4414
spri | geo_moderate_95 | Canada | 2018 | 9.7098 | 902.2343
spri | geo_moderate_95 | Canada | 2020 | 9.3126 | 893.7946
spri | geo_moderate_95 | Canada | 2022 | 8.3152 | 957.6356
spri | geo_moderate_95 | Canada | 2024 | 8.3747 | 897.478
spri | geo_moderate_95 | Canada | 2026 | 9.4089 | 901.8288
spri | geo_moderate_95 | Canada | 2028 | 10.4838 | 905.2701
spri | geo_moderate_95 | Canada | 2030 | 10.7558 | 915.4638
spri | geo_moderate_95 | Canada | 2032 | 10.6683 | 930.271
spri | geo_moderate_95 | Canada | 2034 | 10.5939 | 958.4421
spri | geo_moderate_95 | Canada | 2036 | 10.3455 | 988.3923
spri | geo_moderate_95 | Canada | 2038 | 10.2286 | 1035.6437
spri | geo_moderate_95 | Canada | 2040 | 10.1407 | 1076.7638
spri | geo_moderate_95 | Canada | 2042 | 10.1407 | 1115.4712
spri | geo_moderate_95 | Canada | 2044 | 10.1407 | 1158.005
spri | geo_moderate_95 | Canada | 2046 | 10.1407 | 1180.8457
spri | geo_moderate_95 | Canada | 2048 | 10.1407 | 1209.0637
spri | geo_moderate_95 | Canada | 2050 | 10.1407 | 1216.8553
summ | geo_moderate_95 | nuclear | 2010 | 103.7491 | 938.4144
summ | geo_moderate_95 | nuclear | 2012 | 103.7491 | 944.8844
summ | geo_moderate_95 | nuclear | 2014 | 99.5688 | 930.6081
summ | geo_moderate_95 | nuclear | 2016 | 100.208 | 912.8615
summ | geo_moderate_95 | nuclear | 2018 | 99.6003 | 902.6544
summ | geo_moderate_95 | nuclear | 2020 | 96.5236 | 894.2147
summ | geo_moderate_95 | nuclear | 2022 | 96.9468 | 960.2723
summ | geo_moderate_95 | nuclear | 2024 | 96.9468 | 929.5301
summ | geo_moderate_95 | nuclear | 2026 | 96.9468 | 946.4139
summ | geo_moderate_95 | nuclear | 2028 | 96.9468 | 972.8432
summ | geo_moderate_95 | nuclear | 2030 | 94.7068 | 1007.8844
summ | geo_moderate_95 | nuclear | 2032 | 94.7068 | 1045.4505
summ | geo_moderate_95 | nuclear | 2034 | 91.6238 | 1085.5015
summ | geo_moderate_95 | nuclear | 2036 | 88.853 | 1129.9476
summ | geo_moderate_95 | nuclear | 2038 | 88.853 | 1174.6385
summ | geo_moderate_95 | nuclear | 2040 | 88.853 | 1218.4404
summ | geo_moderate_95 | nuclear | 2042 | 88.853 | 1258.6219
summ | geo_moderate_95 | nuclear | 2044 | 88.853 | 1295.544
summ | geo_moderate_95 | nuclear | 2046 | 88.853 | 1330.9631
summ | geo_moderate_95 | nuclear | 2048 | 88.853 | 1363.7989
summ | geo_moderate_95 | nuclear | 2050 | 86.1438 | 1397.4676
summ | geo_moderate_95 | coal | 2010 | 296.7419 | 938.4144
summ | geo_moderate_95 | coal | 2012 | 291.2386 | 944.8844
summ | geo_moderate_95 | coal | 2014 | 281.2835 | 930.6081
summ | geo_moderate_95 | coal | 2016 | 258.6969 | 912.8615
summ | geo_moderate_95 | coal | 2018 | 237.8386 | 902.6544
summ | geo_moderate_95 | coal | 2020 | 220.2663 | 894.2147
summ | geo_moderate_95 | coal | 2022 | 202.02 | 960.2723
summ | geo_moderate_95 | coal | 2024 | 188.7429 | 929.5301
summ | geo_moderate_95 | coal | 2026 | 178.5892 | 946.4139
summ | geo_moderate_95 | coal | 2028 | 159.6609 | 972.8432
summ | geo_moderate_95 | coal | 2030 | 146.6464 | 1007.8844
summ | geo_moderate_95 | coal | 2032 | 144.4942 | 1045.4505
summ | geo_moderate_95 | coal | 2034 | 140.3135 | 1085.5015
summ | geo_moderate_95 | coal | 2036 | 138.9232 | 1129.9476
summ | geo_moderate_95 | coal | 2038 | 137.2161 | 1174.6385
summ | geo_moderate_95 | coal | 2040 | 134.3845 | 1218.4404
summ | geo_moderate_95 | coal | 2042 | 129.8042 | 1258.6219
summ | geo_moderate_95 | coal | 2044 | 120.1249 | 1295.544
summ | geo_moderate_95 | coal | 2046 | 105.3651 | 1330.9631
summ | geo_moderate_95 | coal | 2048 | 91.0267 | 1363.7989
summ | geo_moderate_95 | coal | 2050 | 0 | 1397.4676
summ | geo_moderate_95 | gas-cc | 2010 | 201.204 | 938.4144
summ | geo_moderate_95 | gas-cc | 2012 | 215.7431 | 944.8844
summ | geo_moderate_95 | gas-cc | 2014 | 225.5781 | 930.6081
summ | geo_moderate_95 | gas-cc | 2016 | 234.2477 | 912.8615
summ | geo_moderate_95 | gas-cc | 2018 | 257.9461 | 902.6544
summ | geo_moderate_95 | gas-cc | 2020 | 268.2452 | 894.2147
summ | geo_moderate_95 | gas-cc | 2022 | 280.4262 | 960.2723
summ | geo_moderate_95 | gas-cc | 2024 | 280.7913 | 929.5301
summ | geo_moderate_95 | gas-cc | 2026 | 282.081 | 946.4139
summ | geo_moderate_95 | gas-cc | 2028 | 277.3654 | 972.8432
summ | geo_moderate_95 | gas-cc | 2030 | 274.2332 | 1007.8844
summ | geo_moderate_95 | gas-cc | 2032 | 272.7291 | 1045.4505
summ | geo_moderate_95 | gas-cc | 2034 | 272.5121 | 1085.5015
summ | geo_moderate_95 | gas-cc | 2036 | 272.6019 | 1129.9476
summ | geo_moderate_95 | gas-cc | 2038 | 277.6986 | 1174.6385
summ | geo_moderate_95 | gas-cc | 2040 | 285.3768 | 1218.4404
summ | geo_moderate_95 | gas-cc | 2042 | 289.5783 | 1258.6219
summ | geo_moderate_95 | gas-cc | 2044 | 303.3836 | 1295.544
summ | geo_moderate_95 | gas-cc | 2046 | 291.4774 | 1330.9631
summ | geo_moderate_95 | gas-cc | 2048 | 290.3219 | 1363.7989
summ | geo_moderate_95 | gas-cc | 2050 | 295.9249 | 1397.4676
summ | geo_moderate_95 | gas-cc-ccs_mod_upgrade | 2010 | 0 | 938.4144
summ | geo_moderate_95 | gas-cc-ccs_mod_upgrade | 2012 | 0 | 944.8844
summ | geo_moderate_95 | gas-cc-ccs_mod_upgrade | 2014 | 0 | 930.6081
summ | geo_moderate_95 | gas-cc-ccs_mod_upgrade | 2016 | 0 | 912.8615
summ | geo_moderate_95 | gas-cc-ccs_mod_upgrade | 2018 | 0 | 902.6544
summ | geo_moderate_95 | gas-cc-ccs_mod_upgrade | 2020 | 0 | 894.2147
summ | geo_moderate_95 | gas-cc-ccs_mod_upgrade | 2022 | 0 | 960.2723
summ | geo_moderate_95 | gas-cc-ccs_mod_upgrade | 2024 | 0 | 929.5301
summ | geo_moderate_95 | gas-cc-ccs_mod_upgrade | 2026 | 0 | 946.4139
summ | geo_moderate_95 | gas-cc-ccs_mod_upgrade | 2028 | 6.1184 | 972.8432
summ | geo_moderate_95 | gas-cc-ccs_mod_upgrade | 2030 | 6.1184 | 1007.8844
summ | geo_moderate_95 | gas-cc-ccs_mod_upgrade | 2032 | 6.1184 | 1045.4505
summ | geo_moderate_95 | gas-cc-ccs_mod_upgrade | 2034 | 6.1184 | 1085.5015
summ | geo_moderate_95 | gas-cc-ccs_mod_upgrade | 2036 | 6.1184 | 1129.9476
summ | geo_moderate_95 | gas-cc-ccs_mod_upgrade | 2038 | 6.1184 | 1174.6385
summ | geo_moderate_95 | gas-cc-ccs_mod_upgrade | 2040 | 6.1184 | 1218.4404
summ | geo_moderate_95 | gas-cc-ccs_mod_upgrade | 2042 | 6.1184 | 1258.6219
summ | geo_moderate_95 | gas-cc-ccs_mod_upgrade | 2044 | 6.1184 | 1295.544
summ | geo_moderate_95 | gas-cc-ccs_mod_upgrade | 2046 | 6.1184 | 1330.9631
summ | geo_moderate_95 | gas-cc-ccs_mod_upgrade | 2048 | 6.4141 | 1363.7989
summ | geo_moderate_95 | gas-cc-ccs_mod_upgrade | 2050 | 77.8571 | 1397.4676
summ | geo_moderate_95 | gas-ct | 2010 | 117.725 | 938.4144
summ | geo_moderate_95 | gas-ct | 2012 | 120.812 | 944.8844
summ | geo_moderate_95 | gas-ct | 2014 | 123.8411 | 930.6081
summ | geo_moderate_95 | gas-ct | 2016 | 124.6105 | 912.8615
summ | geo_moderate_95 | gas-ct | 2018 | 126.445 | 902.6544
summ | geo_moderate_95 | gas-ct | 2020 | 127.2604 | 894.2147
summ | geo_moderate_95 | gas-ct | 2022 | 130.2436 | 960.2723
summ | geo_moderate_95 | gas-ct | 2024 | 114.093 | 929.5301
summ | geo_moderate_95 | gas-ct | 2026 | 111.7969 | 946.4139
summ | geo_moderate_95 | gas-ct | 2028 | 112.4793 | 972.8432
summ | geo_moderate_95 | gas-ct | 2030 | 110.6209 | 1007.8844
summ | geo_moderate_95 | gas-ct | 2032 | 109.8139 | 1045.4505
summ | geo_moderate_95 | gas-ct | 2034 | 110.5764 | 1085.5015
summ | geo_moderate_95 | gas-ct | 2036 | 115.7566 | 1129.9476
summ | geo_moderate_95 | gas-ct | 2038 | 127.8816 | 1174.6385
summ | geo_moderate_95 | gas-ct | 2040 | 155.6753 | 1218.4404
summ | geo_moderate_95 | gas-ct | 2042 | 188.1297 | 1258.6219
summ | geo_moderate_95 | gas-ct | 2044 | 214.9767 | 1295.544
summ | geo_moderate_95 | gas-ct | 2046 | 246.9914 | 1330.9631
summ | geo_moderate_95 | gas-ct | 2048 | 263.3012 | 1363.7989
summ | geo_moderate_95 | gas-ct | 2050 | 202.6978 | 1397.4676
summ | geo_moderate_95 | o-g-s | 2010 | 140.2354 | 938.4144
summ | geo_moderate_95 | o-g-s | 2012 | 132.4567 | 944.8844
summ | geo_moderate_95 | o-g-s | 2014 | 123.1645 | 930.6081
summ | geo_moderate_95 | o-g-s | 2016 | 110.9605 | 912.8615
summ | geo_moderate_95 | o-g-s | 2018 | 96.372 | 902.6544
summ | geo_moderate_95 | o-g-s | 2020 | 89.885 | 894.2147
summ | geo_moderate_95 | o-g-s | 2022 | 85.1197 | 960.2723
summ | geo_moderate_95 | o-g-s | 2024 | 36.0583 | 929.5301
summ | geo_moderate_95 | o-g-s | 2026 | 33.5404 | 946.4139
summ | geo_moderate_95 | o-g-s | 2028 | 31.7332 | 972.8432
summ | geo_moderate_95 | o-g-s | 2030 | 27.3304 | 1007.8844
summ | geo_moderate_95 | o-g-s | 2032 | 26.1752 | 1045.4505
summ | geo_moderate_95 | o-g-s | 2034 | 24.6115 | 1085.5015
summ | geo_moderate_95 | o-g-s | 2036 | 24.0111 | 1129.9476
summ | geo_moderate_95 | o-g-s | 2038 | 22.5814 | 1174.6385
summ | geo_moderate_95 | o-g-s | 2040 | 21.647 | 1218.4404
summ | geo_moderate_95 | o-g-s | 2042 | 20.2418 | 1258.6219
summ | geo_moderate_95 | o-g-s | 2044 | 18.2247 | 1295.544
summ | geo_moderate_95 | o-g-s | 2046 | 16.2236 | 1330.9631
summ | geo_moderate_95 | o-g-s | 2048 | 12.5562 | 1363.7989
summ | geo_moderate_95 | o-g-s | 2050 | 2.0853 | 1397.4676
summ | geo_moderate_95 | hydro | 2010 | 56.4135 | 938.4144
summ | geo_moderate_95 | hydro | 2012 | 55.7477 | 944.8844
summ | geo_moderate_95 | hydro | 2014 | 55.2791 | 930.6081
summ | geo_moderate_95 | hydro | 2016 | 54.6339 | 912.8615
summ | geo_moderate_95 | hydro | 2018 | 56.9526 | 902.6544
summ | geo_moderate_95 | hydro | 2020 | 57.2894 | 894.2147
summ | geo_moderate_95 | hydro | 2022 | 57.3574 | 960.2723
summ | geo_moderate_95 | hydro | 2024 | 57.3797 | 929.5301
summ | geo_moderate_95 | hydro | 2026 | 58.5644 | 946.4139
summ | geo_moderate_95 | hydro | 2028 | 59.7221 | 972.8432
summ | geo_moderate_95 | hydro | 2030 | 59.7855 | 1007.8844
summ | geo_moderate_95 | hydro | 2032 | 59.887 | 1045.4505
summ | geo_moderate_95 | hydro | 2034 | 60.0038 | 1085.5015
summ | geo_moderate_95 | hydro | 2036 | 60.1299 | 1129.9476
summ | geo_moderate_95 | hydro | 2038 | 60.3551 | 1174.6385
summ | geo_moderate_95 | hydro | 2040 | 60.5139 | 1218.4404
summ | geo_moderate_95 | hydro | 2042 | 60.6657 | 1258.6219
summ | geo_moderate_95 | hydro | 2044 | 60.8263 | 1295.544
summ | geo_moderate_95 | hydro | 2046 | 61.0064 | 1330.9631
summ | geo_moderate_95 | hydro | 2048 | 61.1596 | 1363.7989
summ | geo_moderate_95 | hydro | 2050 | 61.6282 | 1397.4676
summ | geo_moderate_95 | geothermal | 2010 | 2.6812 | 938.4144
summ | geo_moderate_95 | geothermal | 2012 | 2.8162 | 944.8844
summ | geo_moderate_95 | geothermal | 2014 | 2.9016 | 930.6081
summ | geo_moderate_95 | geothermal | 2016 | 2.9516 | 912.8615
summ | geo_moderate_95 | geothermal | 2018 | 3.0119 | 902.6544
summ | geo_moderate_95 | geothermal | 2020 | 4.1588 | 894.2147
summ | geo_moderate_95 | geothermal | 2022 | 4.2008 | 960.2723
summ | geo_moderate_95 | geothermal | 2024 | 4.2008 | 929.5301
summ | geo_moderate_95 | geothermal | 2026 | 4.2008 | 946.4139
summ | geo_moderate_95 | geothermal | 2028 | 5.0158 | 972.8432
summ | geo_moderate_95 | geothermal | 2030 | 5.0158 | 1007.8844
summ | geo_moderate_95 | geothermal | 2032 | 5.0158 | 1045.4505
summ | geo_moderate_95 | geothermal | 2034 | 5.0158 | 1085.5015
summ | geo_moderate_95 | geothermal | 2036 | 5.0158 | 1129.9476
summ | geo_moderate_95 | geothermal | 2038 | 5.0158 | 1174.6385
summ | geo_moderate_95 | geothermal | 2040 | 4.8196 | 1218.4404
summ | geo_moderate_95 | geothermal | 2042 | 5.352 | 1258.6219
summ | geo_moderate_95 | geothermal | 2044 | 5.2666 | 1295.544
summ | geo_moderate_95 | geothermal | 2046 | 5.2166 | 1330.9631
summ | geo_moderate_95 | geothermal | 2048 | 5.974 | 1363.7989
summ | geo_moderate_95 | geothermal | 2050 | 7.6246 | 1397.4676
summ | geo_moderate_95 | biopower | 2010 | 2.8885 | 938.4144
summ | geo_moderate_95 | biopower | 2012 | 2.9776 | 944.8844
summ | geo_moderate_95 | biopower | 2014 | 3.4299 | 930.6081
summ | geo_moderate_95 | biopower | 2016 | 3.2245 | 912.8615
summ | geo_moderate_95 | biopower | 2018 | 3.184 | 902.6544
summ | geo_moderate_95 | biopower | 2020 | 3.0193 | 894.2147
summ | geo_moderate_95 | biopower | 2022 | 2.8851 | 960.2723
summ | geo_moderate_95 | biopower | 2024 | 2.8881 | 929.5301
summ | geo_moderate_95 | biopower | 2026 | 2.8881 | 946.4139
summ | geo_moderate_95 | biopower | 2028 | 2.6292 | 972.8432
summ | geo_moderate_95 | biopower | 2030 | 2.393 | 1007.8844
summ | geo_moderate_95 | biopower | 2032 | 2.0992 | 1045.4505
summ | geo_moderate_95 | biopower | 2034 | 1.7199 | 1085.5015
summ | geo_moderate_95 | biopower | 2036 | 1.5139 | 1129.9476
summ | geo_moderate_95 | biopower | 2038 | 1.3738 | 1174.6385
summ | geo_moderate_95 | biopower | 2040 | 1.3388 | 1218.4404
summ | geo_moderate_95 | biopower | 2042 | 1.2559 | 1258.6219
summ | geo_moderate_95 | biopower | 2044 | 1.1709 | 1295.544
summ | geo_moderate_95 | biopower | 2046 | 1.1659 | 1330.9631
summ | geo_moderate_95 | biopower | 2048 | 1.1329 | 1363.7989
summ | geo_moderate_95 | biopower | 2050 | 1.1286 | 1397.4676
summ | geo_moderate_95 | lfill-gas | 2010 | 3.4027 | 938.4144
summ | geo_moderate_95 | lfill-gas | 2012 | 3.6413 | 944.8844
summ | geo_moderate_95 | lfill-gas | 2014 | 3.7416 | 930.6081
summ | geo_moderate_95 | lfill-gas | 2016 | 3.7374 | 912.8615
summ | geo_moderate_95 | lfill-gas | 2018 | 3.6803 | 902.6544
summ | geo_moderate_95 | lfill-gas | 2020 | 3.5039 | 894.2147
summ | geo_moderate_95 | lfill-gas | 2022 | 3.5006 | 960.2723
summ | geo_moderate_95 | lfill-gas | 2024 | 3.5006 | 929.5301
summ | geo_moderate_95 | lfill-gas | 2026 | 3.5006 | 946.4139
summ | geo_moderate_95 | lfill-gas | 2028 | 3.4646 | 972.8432
summ | geo_moderate_95 | lfill-gas | 2030 | 3.4646 | 1007.8844
summ | geo_moderate_95 | lfill-gas | 2032 | 3.4646 | 1045.4505
summ | geo_moderate_95 | lfill-gas | 2034 | 3.4646 | 1085.5015
summ | geo_moderate_95 | lfill-gas | 2036 | 3.4646 | 1129.9476
summ | geo_moderate_95 | lfill-gas | 2038 | 3.4646 | 1174.6385
summ | geo_moderate_95 | lfill-gas | 2040 | 3.4646 | 1218.4404
summ | geo_moderate_95 | lfill-gas | 2042 | 3.4646 | 1258.6219
summ | geo_moderate_95 | lfill-gas | 2044 | 3.4646 | 1295.544
summ | geo_moderate_95 | lfill-gas | 2046 | 3.4646 | 1330.9631
summ | geo_moderate_95 | lfill-gas | 2048 | 3.4646 | 1363.7989
summ | geo_moderate_95 | lfill-gas | 2050 | 3.4646 | 1397.4676
summ | geo_moderate_95 | wind-ons | 2010 | 1.6374 | 938.4144
summ | geo_moderate_95 | wind-ons | 2012 | 7.4807 | 944.8844
summ | geo_moderate_95 | wind-ons | 2014 | 2.3639 | 930.6081
summ | geo_moderate_95 | wind-ons | 2016 | 7.1303 | 912.8615
summ | geo_moderate_95 | wind-ons | 2018 | 5.3022 | 902.6544
summ | geo_moderate_95 | wind-ons | 2020 | 10.5042 | 894.2147
summ | geo_moderate_95 | wind-ons | 2022 | 21.4135 | 960.2723
summ | geo_moderate_95 | wind-ons | 2024 | 29.5842 | 929.5301
summ | geo_moderate_95 | wind-ons | 2026 | 36.9982 | 946.4139
summ | geo_moderate_95 | wind-ons | 2028 | 45.6968 | 972.8432
summ | geo_moderate_95 | wind-ons | 2030 | 56.9787 | 1007.8844
summ | geo_moderate_95 | wind-ons | 2032 | 62.5176 | 1045.4505
summ | geo_moderate_95 | wind-ons | 2034 | 67.4532 | 1085.5015
summ | geo_moderate_95 | wind-ons | 2036 | 75.8092 | 1129.9476
summ | geo_moderate_95 | wind-ons | 2038 | 79.1062 | 1174.6385
summ | geo_moderate_95 | wind-ons | 2040 | 81.2991 | 1218.4404
summ | geo_moderate_95 | wind-ons | 2042 | 81.7942 | 1258.6219
summ | geo_moderate_95 | wind-ons | 2044 | 83.6225 | 1295.544
summ | geo_moderate_95 | wind-ons | 2046 | 94.5999 | 1330.9631
summ | geo_moderate_95 | wind-ons | 2048 | 108.7264 | 1363.7989
summ | geo_moderate_95 | wind-ons | 2050 | 113.9156 | 1397.4676
summ | geo_moderate_95 | wind-ofs | 2010 | 0 | 938.4144
summ | geo_moderate_95 | wind-ofs | 2012 | 0 | 944.8844
summ | geo_moderate_95 | wind-ofs | 2014 | 0 | 930.6081
summ | geo_moderate_95 | wind-ofs | 2016 | 0.011941 | 912.8615
summ | geo_moderate_95 | wind-ofs | 2018 | 0 | 902.6544
summ | geo_moderate_95 | wind-ofs | 2020 | 0.0048828 | 894.2147
summ | geo_moderate_95 | wind-ofs | 2022 | 0.017192 | 960.2723
summ | geo_moderate_95 | wind-ofs | 2024 | 1.1283 | 929.5301
summ | geo_moderate_95 | wind-ofs | 2026 | 2.5879 | 946.4139
summ | geo_moderate_95 | wind-ofs | 2028 | 4.5206 | 972.8432
summ | geo_moderate_95 | wind-ofs | 2030 | 5.8732 | 1007.8844
summ | geo_moderate_95 | wind-ofs | 2032 | 7.3896 | 1045.4505
summ | geo_moderate_95 | wind-ofs | 2034 | 8.9865 | 1085.5015
summ | geo_moderate_95 | wind-ofs | 2036 | 12.1905 | 1129.9476
summ | geo_moderate_95 | wind-ofs | 2038 | 13.0472 | 1174.6385
summ | geo_moderate_95 | wind-ofs | 2040 | 14.0545 | 1218.4404
summ | geo_moderate_95 | wind-ofs | 2042 | 14.556 | 1258.6219
summ | geo_moderate_95 | wind-ofs | 2044 | 16.0498 | 1295.544
summ | geo_moderate_95 | wind-ofs | 2046 | 15.6565 | 1330.9631
summ | geo_moderate_95 | wind-ofs | 2048 | 15.975 | 1363.7989
summ | geo_moderate_95 | wind-ofs | 2050 | 15.5145 | 1397.4676
summ | geo_moderate_95 | csp | 2010 | 0 | 938.4144
summ | geo_moderate_95 | csp | 2012 | 0 | 944.8844
summ | geo_moderate_95 | csp | 2014 | 0 | 930.6081
summ | geo_moderate_95 | csp | 2016 | 0 | 912.8615
summ | geo_moderate_95 | csp | 2018 | 0 | 902.6544
summ | geo_moderate_95 | csp | 2020 | 0 | 894.2147
summ | geo_moderate_95 | csp | 2022 | 0 | 960.2723
summ | geo_moderate_95 | csp | 2024 | 0 | 929.5301
summ | geo_moderate_95 | csp | 2026 | 0 | 946.4139
summ | geo_moderate_95 | csp | 2028 | 0 | 972.8432
summ | geo_moderate_95 | csp | 2030 | 0 | 1007.8844
summ | geo_moderate_95 | csp | 2032 | 0 | 1045.4505
summ | geo_moderate_95 | csp | 2034 | 0 | 1085.5015
summ | geo_moderate_95 | csp | 2036 | 0 | 1129.9476
summ | geo_moderate_95 | csp | 2038 | 0 | 1174.6385
summ | geo_moderate_95 | csp | 2040 | 0 | 1218.4404
summ | geo_moderate_95 | csp | 2042 | 0 | 1258.6219
summ | geo_moderate_95 | csp | 2044 | 0 | 1295.544
summ | geo_moderate_95 | csp | 2046 | 0 | 1330.9631
summ | geo_moderate_95 | csp | 2048 | 0.21449 | 1363.7989
summ | geo_moderate_95 | csp | 2050 | 1.2649 | 1397.4676
summ | geo_moderate_95 | upv | 2010 | 0.044077 | 938.4144
summ | geo_moderate_95 | upv | 2012 | 0.54147 | 944.8844
summ | geo_moderate_95 | upv | 2014 | 1.5511 | 930.6081
summ | geo_moderate_95 | upv | 2016 | 2.7598 | 912.8615
summ | geo_moderate_95 | upv | 2018 | 2.2559 | 902.6544
summ | geo_moderate_95 | upv | 2020 | 3.9142 | 894.2147
summ | geo_moderate_95 | upv | 2022 | 34.7461 | 960.2723
summ | geo_moderate_95 | upv | 2024 | 58.9785 | 929.5301
summ | geo_moderate_95 | upv | 2026 | 53.4153 | 946.4139
summ | geo_moderate_95 | upv | 2028 | 55.1423 | 972.8432
summ | geo_moderate_95 | upv | 2030 | 58.6907 | 1007.8844
summ | geo_moderate_95 | upv | 2032 | 62.8827 | 1045.4505
summ | geo_moderate_95 | upv | 2034 | 68.0285 | 1085.5015
summ | geo_moderate_95 | upv | 2036 | 72.3962 | 1129.9476
summ | geo_moderate_95 | upv | 2038 | 80.5183 | 1174.6385
summ | geo_moderate_95 | upv | 2040 | 82.8356 | 1218.4404
summ | geo_moderate_95 | upv | 2042 | 84.8796 | 1258.6219
summ | geo_moderate_95 | upv | 2044 | 88.7003 | 1295.544
summ | geo_moderate_95 | upv | 2046 | 100.6436 | 1330.9631
summ | geo_moderate_95 | upv | 2048 | 104.5338 | 1363.7989
summ | geo_moderate_95 | upv | 2050 | 145.0344 | 1397.4676
summ | geo_moderate_95 | dupv | 2010 | 0.015679 | 938.4144
summ | geo_moderate_95 | dupv | 2012 | 0.13235 | 944.8844
summ | geo_moderate_95 | dupv | 2014 | 0.23612 | 930.6081
summ | geo_moderate_95 | dupv | 2016 | 0.29002 | 912.8615
summ | geo_moderate_95 | dupv | 2018 | 0.35557 | 902.6544
summ | geo_moderate_95 | dupv | 2020 | 0.32678 | 894.2147
summ | geo_moderate_95 | dupv | 2022 | 1.6365 | 960.2723
summ | geo_moderate_95 | dupv | 2024 | 1.467 | 929.5301
summ | geo_moderate_95 | dupv | 2026 | 1.0203 | 946.4139
summ | geo_moderate_95 | dupv | 2028 | 0.83439 | 972.8432
summ | geo_moderate_95 | dupv | 2030 | 0.73591 | 1007.8844
summ | geo_moderate_95 | dupv | 2032 | 0.67657 | 1045.4505
summ | geo_moderate_95 | dupv | 2034 | 0.70187 | 1085.5015
summ | geo_moderate_95 | dupv | 2036 | 0.67263 | 1129.9476
summ | geo_moderate_95 | dupv | 2038 | 0.67797 | 1174.6385
summ | geo_moderate_95 | dupv | 2040 | 0.67293 | 1218.4404
summ | geo_moderate_95 | dupv | 2042 | 0.62843 | 1258.6219
summ | geo_moderate_95 | dupv | 2044 | 0.59888 | 1295.544
summ | geo_moderate_95 | dupv | 2046 | 0.51599 | 1330.9631
summ | geo_moderate_95 | dupv | 2048 | 0.34876 | 1363.7989
summ | geo_moderate_95 | dupv | 2050 | 0.24315 | 1397.4676
summ | geo_moderate_95 | distpv | 2010 | 0 | 938.4144
summ | geo_moderate_95 | distpv | 2012 | 0 | 944.8844
summ | geo_moderate_95 | distpv | 2014 | 0 | 930.6081
summ | geo_moderate_95 | distpv | 2016 | 0 | 912.8615
summ | geo_moderate_95 | distpv | 2018 | 0 | 902.6544
summ | geo_moderate_95 | distpv | 2020 | 0 | 894.2147
summ | geo_moderate_95 | distpv | 2022 | 5.5074 | 960.2723
summ | geo_moderate_95 | distpv | 2024 | 5.7774 | 929.5301
summ | geo_moderate_95 | distpv | 2026 | 5.9699 | 946.4139
summ | geo_moderate_95 | distpv | 2028 | 6.7904 | 972.8432
summ | geo_moderate_95 | distpv | 2030 | 8.5569 | 1007.8844
summ | geo_moderate_95 | distpv | 2032 | 9.5 | 1045.4505
summ | geo_moderate_95 | distpv | 2034 | 10.8422 | 1085.5015
summ | geo_moderate_95 | distpv | 2036 | 11.1859 | 1129.9476
summ | geo_moderate_95 | distpv | 2038 | 11.8562 | 1174.6385
summ | geo_moderate_95 | distpv | 2040 | 12.2759 | 1218.4404
summ | geo_moderate_95 | distpv | 2042 | 12.7916 | 1258.6219
summ | geo_moderate_95 | distpv | 2044 | 13.706 | 1295.544
summ | geo_moderate_95 | distpv | 2046 | 14.6864 | 1330.9631
summ | geo_moderate_95 | distpv | 2048 | 14.4142 | 1363.7989
summ | geo_moderate_95 | distpv | 2050 | 15.3189 | 1397.4676
summ | geo_moderate_95 | pvb | 2010 | 0 | 938.4144
summ | geo_moderate_95 | pvb | 2012 | 0 | 944.8844
summ | geo_moderate_95 | pvb | 2014 | 0 | 930.6081
summ | geo_moderate_95 | pvb | 2016 | 0 | 912.8615
summ | geo_moderate_95 | pvb | 2018 | 0 | 902.6544
summ | geo_moderate_95 | pvb | 2020 | 0 | 894.2147
summ | geo_moderate_95 | pvb | 2022 | 3.7573 | 960.2723
summ | geo_moderate_95 | pvb | 2024 | 5.7222 | 929.5301
summ | geo_moderate_95 | pvb | 2026 | 5.7521 | 946.4139
summ | geo_moderate_95 | pvb | 2028 | 5.9858 | 972.8432
summ | geo_moderate_95 | pvb | 2030 | 10.0608 | 1007.8844
summ | geo_moderate_95 | pvb | 2032 | 13.61 | 1045.4505
summ | geo_moderate_95 | pvb | 2034 | 17.8906 | 1085.5015
summ | geo_moderate_95 | pvb | 2036 | 19.6837 | 1129.9476
summ | geo_moderate_95 | pvb | 2038 | 19.3432 | 1174.6385
summ | geo_moderate_95 | pvb | 2040 | 18.9553 | 1218.4404
summ | geo_moderate_95 | pvb | 2042 | 18.7364 | 1258.6219
summ | geo_moderate_95 | pvb | 2044 | 19.1621 | 1295.544
summ | geo_moderate_95 | pvb | 2046 | 18.765 | 1330.9631
summ | geo_moderate_95 | pvb | 2048 | 17.7327 | 1363.7989
summ | geo_moderate_95 | pvb | 2050 | 17.7719 | 1397.4676
summ | geo_moderate_95 | battery_2 | 2010 | 0.00586 | 938.4144
summ | geo_moderate_95 | battery_2 | 2012 | 0 | 944.8844
summ | geo_moderate_95 | battery_2 | 2014 | 0 | 930.6081
summ | geo_moderate_95 | battery_2 | 2016 | 0 | 912.8615
summ | geo_moderate_95 | battery_2 | 2018 | 0 | 902.6544
summ | geo_moderate_95 | battery_2 | 2020 | 0 | 894.2147
summ | geo_moderate_95 | battery_2 | 2022 | 2.3692 | 960.2723
summ | geo_moderate_95 | battery_2 | 2024 | 6.0491 | 929.5301
summ | geo_moderate_95 | battery_2 | 2026 | 10.4619 | 946.4139
summ | geo_moderate_95 | battery_2 | 2028 | 13.467 | 972.8432
summ | geo_moderate_95 | battery_2 | 2030 | 15.3467 | 1007.8844
summ | geo_moderate_95 | battery_2 | 2032 | 16.5902 | 1045.4505
summ | geo_moderate_95 | battery_2 | 2034 | 16.6438 | 1085.5015
summ | geo_moderate_95 | battery_2 | 2036 | 16.258 | 1129.9476
summ | geo_moderate_95 | battery_2 | 2038 | 14.0925 | 1174.6385
summ | geo_moderate_95 | battery_2 | 2040 | 12.9235 | 1218.4404
summ | geo_moderate_95 | battery_2 | 2042 | 17.927 | 1258.6219
summ | geo_moderate_95 | battery_2 | 2044 | 23.9341 | 1295.544
summ | geo_moderate_95 | battery_2 | 2046 | 24.4115 | 1330.9631
summ | geo_moderate_95 | battery_2 | 2048 | 23.1141 | 1363.7989
summ | geo_moderate_95 | battery_2 | 2050 | 21.9691 | 1397.4676
summ | geo_moderate_95 | battery_4 | 2010 | 0 | 938.4144
summ | geo_moderate_95 | battery_4 | 2012 | 0 | 944.8844
summ | geo_moderate_95 | battery_4 | 2014 | 0 | 930.6081
summ | geo_moderate_95 | battery_4 | 2016 | 0 | 912.8615
summ | geo_moderate_95 | battery_4 | 2018 | 0 | 902.6544
summ | geo_moderate_95 | battery_4 | 2020 | 0 | 894.2147
summ | geo_moderate_95 | battery_4 | 2022 | 2.865 | 960.2723
summ | geo_moderate_95 | battery_4 | 2024 | 4.5099 | 929.5301
summ | geo_moderate_95 | battery_4 | 2026 | 22.3509 | 946.4139
summ | geo_moderate_95 | battery_4 | 2028 | 35.3519 | 972.8432
summ | geo_moderate_95 | battery_4 | 2030 | 51.7036 | 1007.8844
summ | geo_moderate_95 | battery_4 | 2032 | 60.1791 | 1045.4505
summ | geo_moderate_95 | battery_4 | 2034 | 67.5987 | 1085.5015
summ | geo_moderate_95 | battery_4 | 2036 | 77.9629 | 1129.9476
summ | geo_moderate_95 | battery_4 | 2038 | 90.7367 | 1174.6385
summ | geo_moderate_95 | battery_4 | 2040 | 95.8613 | 1218.4404
summ | geo_moderate_95 | battery_4 | 2042 | 94.3275 | 1258.6219
summ | geo_moderate_95 | battery_4 | 2044 | 97.7304 | 1295.544
summ | geo_moderate_95 | battery_4 | 2046 | 102.1332 | 1330.9631
summ | geo_moderate_95 | battery_4 | 2048 | 117.4447 | 1363.7989
summ | geo_moderate_95 | battery_4 | 2050 | 134.6485 | 1397.4676
summ | geo_moderate_95 | battery_6 | 2010 | 0 | 938.4144
summ | geo_moderate_95 | battery_6 | 2012 | 0 | 944.8844
summ | geo_moderate_95 | battery_6 | 2014 | 0 | 930.6081
summ | geo_moderate_95 | battery_6 | 2016 | 0 | 912.8615
summ | geo_moderate_95 | battery_6 | 2018 | 0 | 902.6544
summ | geo_moderate_95 | battery_6 | 2020 | 0 | 894.2147
summ | geo_moderate_95 | battery_6 | 2022 | 0.2043 | 960.2723
summ | geo_moderate_95 | battery_6 | 2024 | 0.27606 | 929.5301
summ | geo_moderate_95 | battery_6 | 2026 | 1.1229 | 946.4139
summ | geo_moderate_95 | battery_6 | 2028 | 13.5099 | 972.8432
summ | geo_moderate_95 | battery_6 | 2030 | 31.5229 | 1007.8844
summ | geo_moderate_95 | battery_6 | 2032 | 46.1149 | 1045.4505
summ | geo_moderate_95 | battery_6 | 2034 | 59.992 | 1085.5015
summ | geo_moderate_95 | battery_6 | 2036 | 66.7465 | 1129.9476
summ | geo_moderate_95 | battery_6 | 2038 | 70.5577 | 1174.6385
summ | geo_moderate_95 | battery_6 | 2040 | 72.8566 | 1218.4404
summ | geo_moderate_95 | battery_6 | 2042 | 73.9409 | 1258.6219
summ | geo_moderate_95 | battery_6 | 2044 | 64.0614 | 1295.544
summ | geo_moderate_95 | battery_6 | 2046 | 69.7066 | 1330.9631
summ | geo_moderate_95 | battery_6 | 2048 | 71.9447 | 1363.7989
summ | geo_moderate_95 | battery_6 | 2050 | 72.3664 | 1397.4676
summ | geo_moderate_95 | battery_8 | 2010 | 0 | 938.4144
summ | geo_moderate_95 | battery_8 | 2012 | 0 | 944.8844
summ | geo_moderate_95 | battery_8 | 2014 | 0 | 930.6081
summ | geo_moderate_95 | battery_8 | 2016 | 0 | 912.8615
summ | geo_moderate_95 | battery_8 | 2018 | 0 | 902.6544
summ | geo_moderate_95 | battery_8 | 2020 | 0 | 894.2147
summ | geo_moderate_95 | battery_8 | 2022 | 0 | 960.2723
summ | geo_moderate_95 | battery_8 | 2024 | 0 | 929.5301
summ | geo_moderate_95 | battery_8 | 2026 | 0 | 946.4139
summ | geo_moderate_95 | battery_8 | 2028 | 0 | 972.8432
summ | geo_moderate_95 | battery_8 | 2030 | 1.4269 | 1007.8844
summ | geo_moderate_95 | battery_8 | 2032 | 3.7807 | 1045.4505
summ | geo_moderate_95 | battery_8 | 2034 | 12.5063 | 1085.5015
summ | geo_moderate_95 | battery_8 | 2036 | 21.8871 | 1129.9476
summ | geo_moderate_95 | battery_8 | 2038 | 26.8141 | 1174.6385
summ | geo_moderate_95 | battery_8 | 2040 | 27.3913 | 1218.4404
summ | geo_moderate_95 | battery_8 | 2042 | 27.8721 | 1258.6219
summ | geo_moderate_95 | battery_8 | 2044 | 28.1008 | 1295.544
summ | geo_moderate_95 | battery_8 | 2046 | 26.2672 | 1330.9631
summ | geo_moderate_95 | battery_8 | 2048 | 28.4469 | 1363.7989
summ | geo_moderate_95 | battery_8 | 2050 | 62.0646 | 1397.4676
summ | geo_moderate_95 | battery_10 | 2010 | 0 | 938.4144
summ | geo_moderate_95 | battery_10 | 2012 | 0 | 944.8844
summ | geo_moderate_95 | battery_10 | 2014 | 0 | 930.6081
summ | geo_moderate_95 | battery_10 | 2016 | 0 | 912.8615
summ | geo_moderate_95 | battery_10 | 2018 | 0 | 902.6544
summ | geo_moderate_95 | battery_10 | 2020 | 0 | 894.2147
summ | geo_moderate_95 | battery_10 | 2022 | 0 | 960.2723
summ | geo_moderate_95 | battery_10 | 2024 | 0 | 929.5301
summ | geo_moderate_95 | battery_10 | 2026 | 0 | 946.4139
summ | geo_moderate_95 | battery_10 | 2028 | 0 | 972.8432
summ | geo_moderate_95 | battery_10 | 2030 | 0 | 1007.8844
summ | geo_moderate_95 | battery_10 | 2032 | 0 | 1045.4505
summ | geo_moderate_95 | battery_10 | 2034 | 0 | 1085.5015
summ | geo_moderate_95 | battery_10 | 2036 | 0 | 1129.9476
summ | geo_moderate_95 | battery_10 | 2038 | 0 | 1174.6385
summ | geo_moderate_95 | battery_10 | 2040 | 0 | 1218.4404
summ | geo_moderate_95 | battery_10 | 2042 | 0 | 1258.6219
summ | geo_moderate_95 | battery_10 | 2044 | 0 | 1295.544
summ | geo_moderate_95 | battery_10 | 2046 | 0 | 1330.9631
summ | geo_moderate_95 | battery_10 | 2048 | 0 | 1363.7989
summ | geo_moderate_95 | battery_10 | 2050 | 24.9033 | 1397.4676
summ | geo_moderate_95 | pumped-hydro | 2010 | 5.8803 | 938.4144
summ | geo_moderate_95 | pumped-hydro | 2012 | 0 | 944.8844
summ | geo_moderate_95 | pumped-hydro | 2014 | 0 | 930.6081
summ | geo_moderate_95 | pumped-hydro | 2016 | 0 | 912.8615
summ | geo_moderate_95 | pumped-hydro | 2018 | 0 | 902.6544
summ | geo_moderate_95 | pumped-hydro | 2020 | 0 | 894.2147
summ | geo_moderate_95 | pumped-hydro | 2022 | 16.7404 | 960.2723
summ | geo_moderate_95 | pumped-hydro | 2024 | 23.0612 | 929.5301
summ | geo_moderate_95 | pumped-hydro | 2026 | 25.2175 | 946.4139
summ | geo_moderate_95 | pumped-hydro | 2028 | 25.9246 | 972.8432
summ | geo_moderate_95 | pumped-hydro | 2030 | 25.9171 | 1007.8844
summ | geo_moderate_95 | pumped-hydro | 2032 | 27.0367 | 1045.4505
summ | geo_moderate_95 | pumped-hydro | 2034 | 28.3043 | 1085.5015
summ | geo_moderate_95 | pumped-hydro | 2036 | 28.4212 | 1129.9476
summ | geo_moderate_95 | pumped-hydro | 2038 | 27.1014 | 1174.6385
summ | geo_moderate_95 | pumped-hydro | 2040 | 26.9818 | 1218.4404
summ | geo_moderate_95 | pumped-hydro | 2042 | 27.5639 | 1258.6219
summ | geo_moderate_95 | pumped-hydro | 2044 | 27.3273 | 1295.544
summ | geo_moderate_95 | pumped-hydro | 2046 | 27.5543 | 1330.9631
summ | geo_moderate_95 | pumped-hydro | 2048 | 26.5583 | 1363.7989
summ | geo_moderate_95 | pumped-hydro | 2050 | 23.7569 | 1397.4676
summ | geo_moderate_95 | Canada | 2010 | 5.7897 | 938.4144
summ | geo_moderate_95 | Canada | 2012 | 7.5475 | 944.8844
summ | geo_moderate_95 | Canada | 2014 | 7.6689 | 930.6081
summ | geo_moderate_95 | Canada | 2016 | 9.3983 | 912.8615
summ | geo_moderate_95 | Canada | 2018 | 9.7098 | 902.6544
summ | geo_moderate_95 | Canada | 2020 | 9.3126 | 894.2147
summ | geo_moderate_95 | Canada | 2022 | 8.3152 | 960.2723
summ | geo_moderate_95 | Canada | 2024 | 8.3747 | 929.5301
summ | geo_moderate_95 | Canada | 2026 | 9.4089 | 946.4139
summ | geo_moderate_95 | Canada | 2028 | 10.4838 | 972.8432
summ | geo_moderate_95 | Canada | 2030 | 10.7558 | 1007.8844
summ | geo_moderate_95 | Canada | 2032 | 10.6683 | 1045.4505
summ | geo_moderate_95 | Canada | 2034 | 10.5939 | 1085.5015
summ | geo_moderate_95 | Canada | 2036 | 10.3455 | 1129.9476
summ | geo_moderate_95 | Canada | 2038 | 10.2286 | 1174.6385
summ | geo_moderate_95 | Canada | 2040 | 10.1407 | 1218.4404
summ | geo_moderate_95 | Canada | 2042 | 10.1407 | 1258.6219
summ | geo_moderate_95 | Canada | 2044 | 10.1407 | 1295.544
summ | geo_moderate_95 | Canada | 2046 | 10.1407 | 1330.9631
summ | geo_moderate_95 | Canada | 2048 | 10.1407 | 1363.7989
summ | geo_moderate_95 | Canada | 2050 | 10.1407 | 1397.4676
wint | geo_moderate_95 | nuclear | 2010 | 106.3046 | 980.0132
wint | geo_moderate_95 | nuclear | 2012 | 106.3046 | 987.5821
wint | geo_moderate_95 | nuclear | 2014 | 102.1081 | 974.1468
wint | geo_moderate_95 | nuclear | 2016 | 102.7753 | 956.5409
wint | geo_moderate_95 | nuclear | 2018 | 102.1634 | 947.9438
wint | geo_moderate_95 | nuclear | 2020 | 98.9443 | 939.9829
wint | geo_moderate_95 | nuclear | 2022 | 99.2936 | 957.1567
wint | geo_moderate_95 | nuclear | 2024 | 99.2936 | 886.9178
wint | geo_moderate_95 | nuclear | 2026 | 99.2936 | 889.4154
wint | geo_moderate_95 | nuclear | 2028 | 99.2936 | 887.7819
wint | geo_moderate_95 | nuclear | 2030 | 97.0536 | 888.8224
wint | geo_moderate_95 | nuclear | 2032 | 97.0536 | 900.5532
wint | geo_moderate_95 | nuclear | 2034 | 93.9115 | 916.2679
wint | geo_moderate_95 | nuclear | 2036 | 91.0622 | 939.0186
wint | geo_moderate_95 | nuclear | 2038 | 91.0622 | 969.6356
wint | geo_moderate_95 | nuclear | 2040 | 91.0622 | 1017.9558
wint | geo_moderate_95 | nuclear | 2042 | 91.0622 | 1069.7485
wint | geo_moderate_95 | nuclear | 2044 | 91.0622 | 1098.2287
wint | geo_moderate_95 | nuclear | 2046 | 91.0622 | 1121.2345
wint | geo_moderate_95 | nuclear | 2048 | 91.0622 | 1142.3496
wint | geo_moderate_95 | nuclear | 2050 | 88.2257 | 1143.7178
wint | geo_moderate_95 | coal | 2010 | 299.2654 | 980.0132
wint | geo_moderate_95 | coal | 2012 | 293.6306 | 987.5821
wint | geo_moderate_95 | coal | 2014 | 283.5106 | 974.1468
wint | geo_moderate_95 | coal | 2016 | 260.7049 | 956.5409
wint | geo_moderate_95 | coal | 2018 | 239.5367 | 947.9438
wint | geo_moderate_95 | coal | 2020 | 221.8607 | 939.9829
wint | geo_moderate_95 | coal | 2022 | 203.2747 | 957.1567
wint | geo_moderate_95 | coal | 2024 | 189.903 | 886.9178
wint | geo_moderate_95 | coal | 2026 | 179.6056 | 889.4154
wint | geo_moderate_95 | coal | 2028 | 160.5294 | 887.7819
wint | geo_moderate_95 | coal | 2030 | 147.418 | 888.8224
wint | geo_moderate_95 | coal | 2032 | 145.2519 | 900.5532
wint | geo_moderate_95 | coal | 2034 | 141.0263 | 916.2679
wint | geo_moderate_95 | coal | 2036 | 139.6274 | 939.0186
wint | geo_moderate_95 | coal | 2038 | 137.9269 | 969.6356
wint | geo_moderate_95 | coal | 2040 | 135.0388 | 1017.9558
wint | geo_moderate_95 | coal | 2042 | 130.4323 | 1069.7485
wint | geo_moderate_95 | coal | 2044 | 120.7625 | 1098.2287
wint | geo_moderate_95 | coal | 2046 | 105.9074 | 1121.2345
wint | geo_moderate_95 | coal | 2048 | 91.4474 | 1142.3496
wint | geo_moderate_95 | coal | 2050 | 0 | 1143.7178
wint | geo_moderate_95 | gas-cc | 2010 | 216.3834 | 980.0132
wint | geo_moderate_95 | gas-cc | 2012 | 232.0553 | 987.5821
wint | geo_moderate_95 | gas-cc | 2014 | 242.6941 | 974.1468
wint | geo_moderate_95 | gas-cc | 2016 | 252.0571 | 956.5409
wint | geo_moderate_95 | gas-cc | 2018 | 277.6231 | 947.9438
wint | geo_moderate_95 | gas-cc | 2020 | 288.7346 | 939.9829
wint | geo_moderate_95 | gas-cc | 2022 | 301.8507 | 957.1567
wint | geo_moderate_95 | gas-cc | 2024 | 302.1995 | 886.9178
wint | geo_moderate_95 | gas-cc | 2026 | 303.5998 | 889.4154
wint | geo_moderate_95 | gas-cc | 2028 | 298.2815 | 887.7819
wint | geo_moderate_95 | gas-cc | 2030 | 294.9096 | 888.8224
wint | geo_moderate_95 | gas-cc | 2032 | 293.3103 | 900.5532
wint | geo_moderate_95 | gas-cc | 2034 | 293.0747 | 916.2679
wint | geo_moderate_95 | gas-cc | 2036 | 293.2091 | 939.0186
wint | geo_moderate_95 | gas-cc | 2038 | 298.7044 | 969.6356
wint | geo_moderate_95 | gas-cc | 2040 | 306.9911 | 1017.9558
wint | geo_moderate_95 | gas-cc | 2042 | 311.5712 | 1069.7485
wint | geo_moderate_95 | gas-cc | 2044 | 326.4756 | 1098.2287
wint | geo_moderate_95 | gas-cc | 2046 | 313.4558 | 1121.2345
wint | geo_moderate_95 | gas-cc | 2048 | 312.1688 | 1142.3496
wint | geo_moderate_95 | gas-cc | 2050 | 318.1933 | 1143.7178
wint | geo_moderate_95 | gas-cc-ccs_mod_upgrade | 2010 | 0 | 980.0132
wint | geo_moderate_95 | gas-cc-ccs_mod_upgrade | 2012 | 0 | 987.5821
wint | geo_moderate_95 | gas-cc-ccs_mod_upgrade | 2014 | 0 | 974.1468
wint | geo_moderate_95 | gas-cc-ccs_mod_upgrade | 2016 | 0 | 956.5409
wint | geo_moderate_95 | gas-cc-ccs_mod_upgrade | 2018 | 0 | 947.9438
wint | geo_moderate_95 | gas-cc-ccs_mod_upgrade | 2020 | 0 | 939.9829
wint | geo_moderate_95 | gas-cc-ccs_mod_upgrade | 2022 | 0 | 957.1567
wint | geo_moderate_95 | gas-cc-ccs_mod_upgrade | 2024 | 0 | 886.9178
wint | geo_moderate_95 | gas-cc-ccs_mod_upgrade | 2026 | 0 | 889.4154
wint | geo_moderate_95 | gas-cc-ccs_mod_upgrade | 2028 | 6.5956 | 887.7819
wint | geo_moderate_95 | gas-cc-ccs_mod_upgrade | 2030 | 6.5956 | 888.8224
wint | geo_moderate_95 | gas-cc-ccs_mod_upgrade | 2032 | 6.5956 | 900.5532
wint | geo_moderate_95 | gas-cc-ccs_mod_upgrade | 2034 | 6.5956 | 916.2679
wint | geo_moderate_95 | gas-cc-ccs_mod_upgrade | 2036 | 6.5956 | 939.0186
wint | geo_moderate_95 | gas-cc-ccs_mod_upgrade | 2038 | 6.5956 | 969.6356
wint | geo_moderate_95 | gas-cc-ccs_mod_upgrade | 2040 | 6.5956 | 1017.9558
wint | geo_moderate_95 | gas-cc-ccs_mod_upgrade | 2042 | 6.5956 | 1069.7485
wint | geo_moderate_95 | gas-cc-ccs_mod_upgrade | 2044 | 6.5956 | 1098.2287
wint | geo_moderate_95 | gas-cc-ccs_mod_upgrade | 2046 | 6.5956 | 1121.2345
wint | geo_moderate_95 | gas-cc-ccs_mod_upgrade | 2048 | 6.9144 | 1142.3496
wint | geo_moderate_95 | gas-cc-ccs_mod_upgrade | 2050 | 83.9299 | 1143.7178
wint | geo_moderate_95 | gas-ct | 2010 | 134.4616 | 980.0132
wint | geo_moderate_95 | gas-ct | 2012 | 138.0293 | 987.5821
wint | geo_moderate_95 | gas-ct | 2014 | 141.5797 | 974.1468
wint | geo_moderate_95 | gas-ct | 2016 | 142.5145 | 956.5409
wint | geo_moderate_95 | gas-ct | 2018 | 144.6839 | 947.9438
wint | geo_moderate_95 | gas-ct | 2020 | 145.6734 | 939.9829
wint | geo_moderate_95 | gas-ct | 2022 | 149.1418 | 957.1567
wint | geo_moderate_95 | gas-ct | 2024 | 130.4284 | 886.9178
wint | geo_moderate_95 | gas-ct | 2026 | 127.6532 | 889.4154
wint | geo_moderate_95 | gas-ct | 2028 | 128.4117 | 887.7819
wint | geo_moderate_95 | gas-ct | 2030 | 126.3013 | 888.8224
wint | geo_moderate_95 | gas-ct | 2032 | 125.4517 | 900.5532
wint | geo_moderate_95 | gas-ct | 2034 | 126.3587 | 916.2679
wint | geo_moderate_95 | gas-ct | 2036 | 132.3737 | 939.0186
wint | geo_moderate_95 | gas-ct | 2038 | 146.3257 | 969.6356
wint | geo_moderate_95 | gas-ct | 2040 | 178.3186 | 1017.9558
wint | geo_moderate_95 | gas-ct | 2042 | 215.6836 | 1069.7485
wint | geo_moderate_95 | gas-ct | 2044 | 246.5531 | 1098.2287
wint | geo_moderate_95 | gas-ct | 2046 | 283.1691 | 1121.2345
wint | geo_moderate_95 | gas-ct | 2048 | 301.8365 | 1142.3496
wint | geo_moderate_95 | gas-ct | 2050 | 232.257 | 1143.7178
wint | geo_moderate_95 | o-g-s | 2010 | 145.2228 | 980.0132
wint | geo_moderate_95 | o-g-s | 2012 | 137.0404 | 987.5821
wint | geo_moderate_95 | o-g-s | 2014 | 127.448 | 974.1468
wint | geo_moderate_95 | o-g-s | 2016 | 114.7112 | 956.5409
wint | geo_moderate_95 | o-g-s | 2018 | 99.8464 | 947.9438
wint | geo_moderate_95 | o-g-s | 2020 | 93.1007 | 939.9829
wint | geo_moderate_95 | o-g-s | 2022 | 87.97 | 957.1567
wint | geo_moderate_95 | o-g-s | 2024 | 37.3699 | 886.9178
wint | geo_moderate_95 | o-g-s | 2026 | 34.7584 | 889.4154
wint | geo_moderate_95 | o-g-s | 2028 | 32.7907 | 887.7819
wint | geo_moderate_95 | o-g-s | 2030 | 27.9312 | 888.8224
wint | geo_moderate_95 | o-g-s | 2032 | 26.7556 | 900.5532
wint | geo_moderate_95 | o-g-s | 2034 | 25.164 | 916.2679
wint | geo_moderate_95 | o-g-s | 2036 | 24.551 | 939.0186
wint | geo_moderate_95 | o-g-s | 2038 | 23.1001 | 969.6356
wint | geo_moderate_95 | o-g-s | 2040 | 22.0998 | 1017.9558
wint | geo_moderate_95 | o-g-s | 2042 | 20.6608 | 1069.7485
wint | geo_moderate_95 | o-g-s | 2044 | 18.6022 | 1098.2287
wint | geo_moderate_95 | o-g-s | 2046 | 16.5765 | 1121.2345
wint | geo_moderate_95 | o-g-s | 2048 | 12.8856 | 1142.3496
wint | geo_moderate_95 | o-g-s | 2050 | 2.1742 | 1143.7178
wint | geo_moderate_95 | hydro | 2010 | 56.0022 | 980.0132
wint | geo_moderate_95 | hydro | 2012 | 55.3364 | 987.5821
wint | geo_moderate_95 | hydro | 2014 | 54.867 | 974.1468
wint | geo_moderate_95 | hydro | 2016 | 54.2219 | 956.5409
wint | geo_moderate_95 | hydro | 2018 | 56.5406 | 947.9438
wint | geo_moderate_95 | hydro | 2020 | 56.8774 | 939.9829
wint | geo_moderate_95 | hydro | 2022 | 56.9454 | 957.1567
wint | geo_moderate_95 | hydro | 2024 | 56.9677 | 886.9178
wint | geo_moderate_95 | hydro | 2026 | 58.1489 | 889.4154
wint | geo_moderate_95 | hydro | 2028 | 59.2455 | 887.7819
wint | geo_moderate_95 | hydro | 2030 | 59.3039 | 888.8224
wint | geo_moderate_95 | hydro | 2032 | 59.3944 | 900.5532
wint | geo_moderate_95 | hydro | 2034 | 59.4999 | 916.2679
wint | geo_moderate_95 | hydro | 2036 | 59.6148 | 939.0186
wint | geo_moderate_95 | hydro | 2038 | 59.8176 | 969.6356
wint | geo_moderate_95 | hydro | 2040 | 59.9637 | 1017.9558
wint | geo_moderate_95 | hydro | 2042 | 60.1031 | 1069.7485
wint | geo_moderate_95 | hydro | 2044 | 60.2525 | 1098.2287
wint | geo_moderate_95 | hydro | 2046 | 60.4199 | 1121.2345
wint | geo_moderate_95 | hydro | 2048 | 60.5604 | 1142.3496
wint | geo_moderate_95 | hydro | 2050 | 61.0163 | 1143.7178
wint | geo_moderate_95 | geothermal | 2010 | 2.6812 | 980.0132
wint | geo_moderate_95 | geothermal | 2012 | 2.8162 | 987.5821
wint | geo_moderate_95 | geothermal | 2014 | 2.9016 | 974.1468
wint | geo_moderate_95 | geothermal | 2016 | 2.9516 | 956.5409
wint | geo_moderate_95 | geothermal | 2018 | 3.0119 | 947.9438
wint | geo_moderate_95 | geothermal | 2020 | 4.1588 | 939.9829
wint | geo_moderate_95 | geothermal | 2022 | 4.2008 | 957.1567
wint | geo_moderate_95 | geothermal | 2024 | 4.2008 | 886.9178
wint | geo_moderate_95 | geothermal | 2026 | 4.2008 | 889.4154
wint | geo_moderate_95 | geothermal | 2028 | 5.0158 | 887.7819
wint | geo_moderate_95 | geothermal | 2030 | 5.0158 | 888.8224
wint | geo_moderate_95 | geothermal | 2032 | 5.0158 | 900.5532
wint | geo_moderate_95 | geothermal | 2034 | 5.0158 | 916.2679
wint | geo_moderate_95 | geothermal | 2036 | 5.0158 | 939.0186
wint | geo_moderate_95 | geothermal | 2038 | 5.0158 | 969.6356
wint | geo_moderate_95 | geothermal | 2040 | 4.8196 | 1017.9558
wint | geo_moderate_95 | geothermal | 2042 | 5.352 | 1069.7485
wint | geo_moderate_95 | geothermal | 2044 | 5.2666 | 1098.2287
wint | geo_moderate_95 | geothermal | 2046 | 5.2166 | 1121.2345
wint | geo_moderate_95 | geothermal | 2048 | 5.974 | 1142.3496
wint | geo_moderate_95 | geothermal | 2050 | 7.6246 | 1143.7178
wint | geo_moderate_95 | biopower | 2010 | 2.8796 | 980.0132
wint | geo_moderate_95 | biopower | 2012 | 2.9889 | 987.5821
wint | geo_moderate_95 | biopower | 2014 | 3.438 | 974.1468
wint | geo_moderate_95 | biopower | 2016 | 3.236 | 956.5409
wint | geo_moderate_95 | biopower | 2018 | 3.1947 | 947.9438
wint | geo_moderate_95 | biopower | 2020 | 3.0294 | 939.9829
wint | geo_moderate_95 | biopower | 2022 | 2.8952 | 957.1567
wint | geo_moderate_95 | biopower | 2024 | 2.8982 | 886.9178
wint | geo_moderate_95 | biopower | 2026 | 2.8982 | 889.4154
wint | geo_moderate_95 | biopower | 2028 | 2.6382 | 887.7819
wint | geo_moderate_95 | biopower | 2030 | 2.4007 | 888.8224
wint | geo_moderate_95 | biopower | 2032 | 2.1056 | 900.5532
wint | geo_moderate_95 | biopower | 2034 | 1.724 | 916.2679
wint | geo_moderate_95 | biopower | 2036 | 1.508 | 939.0186
wint | geo_moderate_95 | biopower | 2038 | 1.3677 | 969.6356
wint | geo_moderate_95 | biopower | 2040 | 1.3327 | 1017.9558
wint | geo_moderate_95 | biopower | 2042 | 1.2498 | 1069.7485
wint | geo_moderate_95 | biopower | 2044 | 1.1648 | 1098.2287
wint | geo_moderate_95 | biopower | 2046 | 1.1586 | 1121.2345
wint | geo_moderate_95 | biopower | 2048 | 1.1336 | 1142.3496
wint | geo_moderate_95 | biopower | 2050 | 1.1293 | 1143.7178
wint | geo_moderate_95 | lfill-gas | 2010 | 3.4394 | 980.0132
wint | geo_moderate_95 | lfill-gas | 2012 | 3.6782 | 987.5821
wint | geo_moderate_95 | lfill-gas | 2014 | 3.7798 | 974.1468
wint | geo_moderate_95 | lfill-gas | 2016 | 3.7778 | 956.5409
wint | geo_moderate_95 | lfill-gas | 2018 | 3.7196 | 947.9438
wint | geo_moderate_95 | lfill-gas | 2020 | 3.541 | 939.9829
wint | geo_moderate_95 | lfill-gas | 2022 | 3.5376 | 957.1567
wint | geo_moderate_95 | lfill-gas | 2024 | 3.5376 | 886.9178
wint | geo_moderate_95 | lfill-gas | 2026 | 3.5376 | 889.4154
wint | geo_moderate_95 | lfill-gas | 2028 | 3.5016 | 887.7819
wint | geo_moderate_95 | lfill-gas | 2030 | 3.5016 | 888.8224
wint | geo_moderate_95 | lfill-gas | 2032 | 3.5016 | 900.5532
wint | geo_moderate_95 | lfill-gas | 2034 | 3.5016 | 916.2679
wint | geo_moderate_95 | lfill-gas | 2036 | 3.5016 | 939.0186
wint | geo_moderate_95 | lfill-gas | 2038 | 3.5016 | 969.6356
wint | geo_moderate_95 | lfill-gas | 2040 | 3.5016 | 1017.9558
wint | geo_moderate_95 | lfill-gas | 2042 | 3.5016 | 1069.7485
wint | geo_moderate_95 | lfill-gas | 2044 | 3.5016 | 1098.2287
wint | geo_moderate_95 | lfill-gas | 2046 | 3.5016 | 1121.2345
wint | geo_moderate_95 | lfill-gas | 2048 | 3.5016 | 1142.3496
wint | geo_moderate_95 | lfill-gas | 2050 | 3.5016 | 1143.7178
wint | geo_moderate_95 | wind-ons | 2010 | 1.6374 | 980.0132
wint | geo_moderate_95 | wind-ons | 2012 | 7.4807 | 987.5821
wint | geo_moderate_95 | wind-ons | 2014 | 2.3639 | 974.1468
wint | geo_moderate_95 | wind-ons | 2016 | 7.1303 | 956.5409
wint | geo_moderate_95 | wind-ons | 2018 | 5.3022 | 947.9438
wint | geo_moderate_95 | wind-ons | 2020 | 10.5042 | 939.9829
wint | geo_moderate_95 | wind-ons | 2022 | 33.182 | 957.1567
wint | geo_moderate_95 | wind-ons | 2024 | 39.0258 | 886.9178
wint | geo_moderate_95 | wind-ons | 2026 | 45.2858 | 889.4154
wint | geo_moderate_95 | wind-ons | 2028 | 55.3694 | 887.7819
wint | geo_moderate_95 | wind-ons | 2030 | 68.2839 | 888.8224
wint | geo_moderate_95 | wind-ons | 2032 | 75.0699 | 900.5532
wint | geo_moderate_95 | wind-ons | 2034 | 79.5695 | 916.2679
wint | geo_moderate_95 | wind-ons | 2036 | 83.7144 | 939.0186
wint | geo_moderate_95 | wind-ons | 2038 | 86.9628 | 969.6356
wint | geo_moderate_95 | wind-ons | 2040 | 87.2396 | 1017.9558
wint | geo_moderate_95 | wind-ons | 2042 | 86.4481 | 1069.7485
wint | geo_moderate_95 | wind-ons | 2044 | 88.3308 | 1098.2287
wint | geo_moderate_95 | wind-ons | 2046 | 97.8814 | 1121.2345
wint | geo_moderate_95 | wind-ons | 2048 | 112.1792 | 1142.3496
wint | geo_moderate_95 | wind-ons | 2050 | 118.9354 | 1143.7178
wint | geo_moderate_95 | wind-ofs | 2010 | 0 | 980.0132
wint | geo_moderate_95 | wind-ofs | 2012 | 0 | 987.5821
wint | geo_moderate_95 | wind-ofs | 2014 | 0 | 974.1468
wint | geo_moderate_95 | wind-ofs | 2016 | 0.011941 | 956.5409
wint | geo_moderate_95 | wind-ofs | 2018 | 0 | 947.9438
wint | geo_moderate_95 | wind-ofs | 2020 | 0.0048828 | 939.9829
wint | geo_moderate_95 | wind-ofs | 2022 | 0.023472 | 957.1567
wint | geo_moderate_95 | wind-ofs | 2024 | 1.3865 | 886.9178
wint | geo_moderate_95 | wind-ofs | 2026 | 2.8721 | 889.4154
wint | geo_moderate_95 | wind-ofs | 2028 | 5.2221 | 887.7819
wint | geo_moderate_95 | wind-ofs | 2030 | 7.1146 | 888.8224
wint | geo_moderate_95 | wind-ofs | 2032 | 7.6949 | 900.5532
wint | geo_moderate_95 | wind-ofs | 2034 | 9.352 | 916.2679
wint | geo_moderate_95 | wind-ofs | 2036 | 11.4309 | 939.0186
wint | geo_moderate_95 | wind-ofs | 2038 | 11.9177 | 969.6356
wint | geo_moderate_95 | wind-ofs | 2040 | 11.6713 | 1017.9558
wint | geo_moderate_95 | wind-ofs | 2042 | 11.9151 | 1069.7485
wint | geo_moderate_95 | wind-ofs | 2044 | 12.3587 | 1098.2287
wint | geo_moderate_95 | wind-ofs | 2046 | 12.4471 | 1121.2345
wint | geo_moderate_95 | wind-ofs | 2048 | 12.439 | 1142.3496
wint | geo_moderate_95 | wind-ofs | 2050 | 12.1486 | 1143.7178
wint | geo_moderate_95 | csp | 2010 | 0 | 980.0132
wint | geo_moderate_95 | csp | 2012 | 0 | 987.5821
wint | geo_moderate_95 | csp | 2014 | 0 | 974.1468
wint | geo_moderate_95 | csp | 2016 | 0 | 956.5409
wint | geo_moderate_95 | csp | 2018 | 0 | 947.9438
wint | geo_moderate_95 | csp | 2020 | 0 | 939.9829
wint | geo_moderate_95 | csp | 2022 | 0 | 957.1567
wint | geo_moderate_95 | csp | 2024 | 0 | 886.9178
wint | geo_moderate_95 | csp | 2026 | 0 | 889.4154
wint | geo_moderate_95 | csp | 2028 | 0 | 887.7819
wint | geo_moderate_95 | csp | 2030 | 0 | 888.8224
wint | geo_moderate_95 | csp | 2032 | 0 | 900.5532
wint | geo_moderate_95 | csp | 2034 | 0 | 916.2679
wint | geo_moderate_95 | csp | 2036 | 0 | 939.0186
wint | geo_moderate_95 | csp | 2038 | 0 | 969.6356
wint | geo_moderate_95 | csp | 2040 | 0 | 1017.9558
wint | geo_moderate_95 | csp | 2042 | 0 | 1069.7485
wint | geo_moderate_95 | csp | 2044 | 0 | 1098.2287
wint | geo_moderate_95 | csp | 2046 | 0 | 1121.2345
wint | geo_moderate_95 | csp | 2048 | 0.084129 | 1142.3496
wint | geo_moderate_95 | csp | 2050 | 0.54614 | 1143.7178
wint | geo_moderate_95 | upv | 2010 | 0.044077 | 980.0132
wint | geo_moderate_95 | upv | 2012 | 0.54147 | 987.5821
wint | geo_moderate_95 | upv | 2014 | 1.5511 | 974.1468
wint | geo_moderate_95 | upv | 2016 | 2.7598 | 956.5409
wint | geo_moderate_95 | upv | 2018 | 2.2559 | 947.9438
wint | geo_moderate_95 | upv | 2020 | 3.9142 | 939.9829
wint | geo_moderate_95 | upv | 2022 | 1.6617 | 957.1567
wint | geo_moderate_95 | upv | 2024 | 2.7221 | 886.9178
wint | geo_moderate_95 | upv | 2026 | 2.0552 | 889.4154
wint | geo_moderate_95 | upv | 2028 | 1.8931 | 887.7819
wint | geo_moderate_95 | upv | 2030 | 0.83515 | 888.8224
wint | geo_moderate_95 | upv | 2032 | 0.97334 | 900.5532
wint | geo_moderate_95 | upv | 2034 | 0.48161 | 916.2679
wint | geo_moderate_95 | upv | 2036 | 0.17584 | 939.0186
wint | geo_moderate_95 | upv | 2038 | 0.1978 | 969.6356
wint | geo_moderate_95 | upv | 2040 | 0.19471 | 1017.9558
wint | geo_moderate_95 | upv | 2042 | 0.1906 | 1069.7485
wint | geo_moderate_95 | upv | 2044 | 0.18794 | 1098.2287
wint | geo_moderate_95 | upv | 2046 | 0.18174 | 1121.2345
wint | geo_moderate_95 | upv | 2048 | 0.20379 | 1142.3496
wint | geo_moderate_95 | upv | 2050 | 0.38797 | 1143.7178
wint | geo_moderate_95 | dupv | 2010 | 0.015679 | 980.0132
wint | geo_moderate_95 | dupv | 2012 | 0.13235 | 987.5821
wint | geo_moderate_95 | dupv | 2014 | 0.23612 | 974.1468
wint | geo_moderate_95 | dupv | 2016 | 0.29002 | 956.5409
wint | geo_moderate_95 | dupv | 2018 | 0.35557 | 947.9438
wint | geo_moderate_95 | dupv | 2020 | 0.32678 | 939.9829
wint | geo_moderate_95 | dupv | 2022 | 0.085978 | 957.1567
wint | geo_moderate_95 | dupv | 2024 | 0.080231 | 886.9178
wint | geo_moderate_95 | dupv | 2026 | 0.048141 | 889.4154
wint | geo_moderate_95 | dupv | 2028 | 0.031372 | 887.7819
wint | geo_moderate_95 | dupv | 2030 | 0.018605 | 888.8224
wint | geo_moderate_95 | dupv | 2032 | 0.02038 | 900.5532
wint | geo_moderate_95 | dupv | 2034 | 0.0056036 | 916.2679
wint | geo_moderate_95 | dupv | 2036 | 0.005414 | 939.0186
wint | geo_moderate_95 | dupv | 2038 | 0.0003667 | 969.6356
wint | geo_moderate_95 | dupv | 2040 | 0.00029068 | 1017.9558
wint | geo_moderate_95 | dupv | 2042 | 0.00019859 | 1069.7485
wint | geo_moderate_95 | dupv | 2044 | 0.0001623 | 1098.2287
wint | geo_moderate_95 | dupv | 2046 | 0.0001421 | 1121.2345
wint | geo_moderate_95 | dupv | 2048 | 7.623e-05 | 1142.3496
wint | geo_moderate_95 | dupv | 2050 | 8.138e-05 | 1143.7178
wint | geo_moderate_95 | distpv | 2010 | 0 | 980.0132
wint | geo_moderate_95 | distpv | 2012 | 0 | 987.5821
wint | geo_moderate_95 | distpv | 2014 | 0 | 974.1468
wint | geo_moderate_95 | distpv | 2016 | 0 | 956.5409
wint | geo_moderate_95 | distpv | 2018 | 0 | 947.9438
wint | geo_moderate_95 | distpv | 2020 | 0 | 939.9829
wint | geo_moderate_95 | distpv | 2022 | 0.36951 | 957.1567
wint | geo_moderate_95 | distpv | 2024 | 0.37099 | 886.9178
wint | geo_moderate_95 | distpv | 2026 | 0.34209 | 889.4154
wint | geo_moderate_95 | distpv | 2028 | 0.40699 | 887.7819
wint | geo_moderate_95 | distpv | 2030 | 0.36382 | 888.8224
wint | geo_moderate_95 | distpv | 2032 | 0.48011 | 900.5532
wint | geo_moderate_95 | distpv | 2034 | 0.38096 | 916.2679
wint | geo_moderate_95 | distpv | 2036 | 0.16087 | 939.0186
wint | geo_moderate_95 | distpv | 2038 | 0.115 | 969.6356
wint | geo_moderate_95 | distpv | 2040 | 0.09139 | 1017.9558
wint | geo_moderate_95 | distpv | 2042 | 0.095345 | 1069.7485
wint | geo_moderate_95 | distpv | 2044 | 0.10073 | 1098.2287
wint | geo_moderate_95 | distpv | 2046 | 0.10602 | 1121.2345
wint | geo_moderate_95 | distpv | 2048 | 0.11033 | 1142.3496
wint | geo_moderate_95 | distpv | 2050 | 0.13802 | 1143.7178
wint | geo_moderate_95 | pvb | 2010 | 0 | 980.0132
wint | geo_moderate_95 | pvb | 2012 | 0 | 987.5821
wint | geo_moderate_95 | pvb | 2014 | 0 | 974.1468
wint | geo_moderate_95 | pvb | 2016 | 0 | 956.5409
wint | geo_moderate_95 | pvb | 2018 | 0 | 947.9438
wint | geo_moderate_95 | pvb | 2020 | 0 | 939.9829
wint | geo_moderate_95 | pvb | 2022 | 0.47095 | 957.1567
wint | geo_moderate_95 | pvb | 2024 | 0.064749 | 886.9178
wint | geo_moderate_95 | pvb | 2026 | 0.55813 | 889.4154
wint | geo_moderate_95 | pvb | 2028 | 0.6358 | 887.7819
wint | geo_moderate_95 | pvb | 2030 | 0.32693 | 888.8224
wint | geo_moderate_95 | pvb | 2032 | 1.2393 | 900.5532
wint | geo_moderate_95 | pvb | 2034 | 1.4318 | 916.2679
wint | geo_moderate_95 | pvb | 2036 | 3.237 | 939.0186
wint | geo_moderate_95 | pvb | 2038 | 0.70797 | 969.6356
wint | geo_moderate_95 | pvb | 2040 | 2.9098 | 1017.9558
wint | geo_moderate_95 | pvb | 2042 | 0.82437 | 1069.7485
wint | geo_moderate_95 | pvb | 2044 | 0.88429 | 1098.2287
wint | geo_moderate_95 | pvb | 2046 | 2.1222 | 1121.2345
wint | geo_moderate_95 | pvb | 2048 | 2.0677 | 1142.3496
wint | geo_moderate_95 | pvb | 2050 | 6.7131 | 1143.7178
wint | geo_moderate_95 | battery_2 | 2010 | 0.00586 | 980.0132
wint | geo_moderate_95 | battery_2 | 2012 | 0 | 987.5821
wint | geo_moderate_95 | battery_2 | 2014 | 0 | 974.1468
wint | geo_moderate_95 | battery_2 | 2016 | 0 | 956.5409
wint | geo_moderate_95 | battery_2 | 2018 | 0 | 947.9438
wint | geo_moderate_95 | battery_2 | 2020 | 0 | 939.9829
wint | geo_moderate_95 | battery_2 | 2022 | 1.5834 | 957.1567
wint | geo_moderate_95 | battery_2 | 2024 | 0.0066631 | 886.9178
wint | geo_moderate_95 | battery_2 | 2026 | 0.37046 | 889.4154
wint | geo_moderate_95 | battery_2 | 2028 | 2.2219 | 887.7819
wint | geo_moderate_95 | battery_2 | 2030 | 0.54437 | 888.8224
wint | geo_moderate_95 | battery_2 | 2032 | 1.7198 | 900.5532
wint | geo_moderate_95 | battery_2 | 2034 | 0.64374 | 916.2679
wint | geo_moderate_95 | battery_2 | 2036 | 2.0447 | 939.0186
wint | geo_moderate_95 | battery_2 | 2038 | 2.7039 | 969.6356
wint | geo_moderate_95 | battery_2 | 2040 | 2.1026 | 1017.9558
wint | geo_moderate_95 | battery_2 | 2042 | 2.6905 | 1069.7485
wint | geo_moderate_95 | battery_2 | 2044 | 3.8234 | 1098.2287
wint | geo_moderate_95 | battery_2 | 2046 | 3.0095 | 1121.2345
wint | geo_moderate_95 | battery_2 | 2048 | 3.766 | 1142.3496
wint | geo_moderate_95 | battery_2 | 2050 | 7.3308 | 1143.7178
wint | geo_moderate_95 | battery_4 | 2010 | 0 | 980.0132
wint | geo_moderate_95 | battery_4 | 2012 | 0 | 987.5821
wint | geo_moderate_95 | battery_4 | 2014 | 0 | 974.1468
wint | geo_moderate_95 | battery_4 | 2016 | 0 | 956.5409
wint | geo_moderate_95 | battery_4 | 2018 | 0 | 947.9438
wint | geo_moderate_95 | battery_4 | 2020 | 0 | 939.9829
wint | geo_moderate_95 | battery_4 | 2022 | 0.96097 | 957.1567
wint | geo_moderate_95 | battery_4 | 2024 | 1.7853 | 886.9178
wint | geo_moderate_95 | battery_4 | 2026 | 6.1176 | 889.4154
wint | geo_moderate_95 | battery_4 | 2028 | 8.8304 | 887.7819
wint | geo_moderate_95 | battery_4 | 2030 | 15.7991 | 888.8224
wint | geo_moderate_95 | battery_4 | 2032 | 16.9335 | 900.5532
wint | geo_moderate_95 | battery_4 | 2034 | 28.8379 | 916.2679
wint | geo_moderate_95 | battery_4 | 2036 | 26.5606 | 939.0186
wint | geo_moderate_95 | battery_4 | 2038 | 25.8099 | 969.6356
wint | geo_moderate_95 | battery_4 | 2040 | 33.0319 | 1017.9558
wint | geo_moderate_95 | battery_4 | 2042 | 39.2882 | 1069.7485
wint | geo_moderate_95 | battery_4 | 2044 | 47.1989 | 1098.2287
wint | geo_moderate_95 | battery_4 | 2046 | 48.7584 | 1121.2345
wint | geo_moderate_95 | battery_4 | 2048 | 53.6952 | 1142.3496
wint | geo_moderate_95 | battery_4 | 2050 | 73.8034 | 1143.7178
wint | geo_moderate_95 | battery_6 | 2010 | 0 | 980.0132
wint | geo_moderate_95 | battery_6 | 2012 | 0 | 987.5821
wint | geo_moderate_95 | battery_6 | 2014 | 0 | 974.1468
wint | geo_moderate_95 | battery_6 | 2016 | 0 | 956.5409
wint | geo_moderate_95 | battery_6 | 2018 | 0 | 947.9438
wint | geo_moderate_95 | battery_6 | 2020 | 0 | 939.9829
wint | geo_moderate_95 | battery_6 | 2022 | 0 | 957.1567
wint | geo_moderate_95 | battery_6 | 2024 | 0 | 886.9178
wint | geo_moderate_95 | battery_6 | 2026 | 0.10794 | 889.4154
wint | geo_moderate_95 | battery_6 | 2028 | 3.4998 | 887.7819
wint | geo_moderate_95 | battery_6 | 2030 | 8.999 | 888.8224
wint | geo_moderate_95 | battery_6 | 2032 | 12.7823 | 900.5532
wint | geo_moderate_95 | battery_6 | 2034 | 13.5773 | 916.2679
wint | geo_moderate_95 | battery_6 | 2036 | 25.8692 | 939.0186
wint | geo_moderate_95 | battery_6 | 2038 | 35.0507 | 969.6356
wint | geo_moderate_95 | battery_6 | 2040 | 35.7674 | 1017.9558
wint | geo_moderate_95 | battery_6 | 2042 | 40.9548 | 1069.7485
wint | geo_moderate_95 | battery_6 | 2044 | 27.383 | 1098.2287
wint | geo_moderate_95 | battery_6 | 2046 | 31.7381 | 1121.2345
wint | geo_moderate_95 | battery_6 | 2048 | 35.5131 | 1142.3496
wint | geo_moderate_95 | battery_6 | 2050 | 38.7237 | 1143.7178
wint | geo_moderate_95 | battery_8 | 2010 | 0 | 980.0132
wint | geo_moderate_95 | battery_8 | 2012 | 0 | 987.5821
wint | geo_moderate_95 | battery_8 | 2014 | 0 | 974.1468
wint | geo_moderate_95 | battery_8 | 2016 | 0 | 956.5409
wint | geo_moderate_95 | battery_8 | 2018 | 0 | 947.9438
wint | geo_moderate_95 | battery_8 | 2020 | 0 | 939.9829
wint | geo_moderate_95 | battery_8 | 2022 | 0 | 957.1567
wint | geo_moderate_95 | battery_8 | 2024 | 0 | 886.9178
wint | geo_moderate_95 | battery_8 | 2026 | 0 | 889.4154
wint | geo_moderate_95 | battery_8 | 2028 | 0 | 887.7819
wint | geo_moderate_95 | battery_8 | 2030 | 0 | 888.8224
wint | geo_moderate_95 | battery_8 | 2032 | 0 | 900.5532
wint | geo_moderate_95 | battery_8 | 2034 | 5.2265 | 916.2679
wint | geo_moderate_95 | battery_8 | 2036 | 4.0725 | 939.0186
wint | geo_moderate_95 | battery_8 | 2038 | 13.3718 | 969.6356
wint | geo_moderate_95 | battery_8 | 2040 | 9.6607 | 1017.9558
wint | geo_moderate_95 | battery_8 | 2042 | 14.9836 | 1069.7485
wint | geo_moderate_95 | battery_8 | 2044 | 11.2748 | 1098.2287
wint | geo_moderate_95 | battery_8 | 2046 | 8.1878 | 1121.2345
wint | geo_moderate_95 | battery_8 | 2048 | 10.85 | 1142.3496
wint | geo_moderate_95 | battery_8 | 2050 | 41.1754 | 1143.7178
wint | geo_moderate_95 | battery_10 | 2010 | 0 | 980.0132
wint | geo_moderate_95 | battery_10 | 2012 | 0 | 987.5821
wint | geo_moderate_95 | battery_10 | 2014 | 0 | 974.1468
wint | geo_moderate_95 | battery_10 | 2016 | 0 | 956.5409
wint | geo_moderate_95 | battery_10 | 2018 | 0 | 947.9438
wint | geo_moderate_95 | battery_10 | 2020 | 0 | 939.9829
wint | geo_moderate_95 | battery_10 | 2022 | 0 | 957.1567
wint | geo_moderate_95 | battery_10 | 2024 | 0 | 886.9178
wint | geo_moderate_95 | battery_10 | 2026 | 0 | 889.4154
wint | geo_moderate_95 | battery_10 | 2028 | 0 | 887.7819
wint | geo_moderate_95 | battery_10 | 2030 | 0 | 888.8224
wint | geo_moderate_95 | battery_10 | 2032 | 0 | 900.5532
wint | geo_moderate_95 | battery_10 | 2034 | 0 | 916.2679
wint | geo_moderate_95 | battery_10 | 2036 | 0 | 939.0186
wint | geo_moderate_95 | battery_10 | 2038 | 0 | 969.6356
wint | geo_moderate_95 | battery_10 | 2040 | 0 | 1017.9558
wint | geo_moderate_95 | battery_10 | 2042 | 0 | 1069.7485
wint | geo_moderate_95 | battery_10 | 2044 | 0 | 1098.2287
wint | geo_moderate_95 | battery_10 | 2046 | 0 | 1121.2345
wint | geo_moderate_95 | battery_10 | 2048 | 0 | 1142.3496
wint | geo_moderate_95 | battery_10 | 2050 | 17.0281 | 1143.7178
wint | geo_moderate_95 | pumped-hydro | 2010 | 5.8803 | 980.0132
wint | geo_moderate_95 | pumped-hydro | 2012 | 0 | 987.5821
wint | geo_moderate_95 | pumped-hydro | 2014 | 0 | 974.1468
wint | geo_moderate_95 | pumped-hydro | 2016 | 0 | 956.5409
wint | geo_moderate_95 | pumped-hydro | 2018 | 0 | 947.9438
wint | geo_moderate_95 | pumped-hydro | 2020 | 0 | 939.9829
wint | geo_moderate_95 | pumped-hydro | 2022 | 1.3937 | 957.1567
wint | geo_moderate_95 | pumped-hydro | 2024 | 6.302 | 886.9178
wint | geo_moderate_95 | pumped-hydro | 2026 | 8.5529 | 889.4154
wint | geo_moderate_95 | pumped-hydro | 2028 | 2.8837 | 887.7819
wint | geo_moderate_95 | pumped-hydro | 2030 | 5.3498 | 888.8224
wint | geo_moderate_95 | pumped-hydro | 2032 | 8.5353 | 900.5532
wint | geo_moderate_95 | pumped-hydro | 2034 | 10.295 | 916.2679
wint | geo_moderate_95 | pumped-hydro | 2036 | 14.3424 | 939.0186
wint | geo_moderate_95 | pumped-hydro | 2038 | 9.1513 | 969.6356
wint | geo_moderate_95 | pumped-hydro | 2040 | 15.4218 | 1017.9558
wint | geo_moderate_95 | pumped-hydro | 2042 | 16.0048 | 1069.7485
wint | geo_moderate_95 | pumped-hydro | 2044 | 16.3086 | 1098.2287
wint | geo_moderate_95 | pumped-hydro | 2046 | 19.5981 | 1121.2345
wint | geo_moderate_95 | pumped-hydro | 2048 | 13.8157 | 1142.3496
wint | geo_moderate_95 | pumped-hydro | 2050 | 18.5945 | 1143.7178
wint | geo_moderate_95 | Canada | 2010 | 5.7897 | 980.0132
wint | geo_moderate_95 | Canada | 2012 | 7.5475 | 987.5821
wint | geo_moderate_95 | Canada | 2014 | 7.6689 | 974.1468
wint | geo_moderate_95 | Canada | 2016 | 9.3983 | 956.5409
wint | geo_moderate_95 | Canada | 2018 | 9.7098 | 947.9438
wint | geo_moderate_95 | Canada | 2020 | 9.3126 | 939.9829
wint | geo_moderate_95 | Canada | 2022 | 8.3152 | 957.1567
wint | geo_moderate_95 | Canada | 2024 | 8.3747 | 886.9178
wint | geo_moderate_95 | Canada | 2026 | 9.4089 | 889.4154
wint | geo_moderate_95 | Canada | 2028 | 10.4838 | 887.7819
wint | geo_moderate_95 | Canada | 2030 | 10.7558 | 888.8224
wint | geo_moderate_95 | Canada | 2032 | 10.6683 | 900.5532
wint | geo_moderate_95 | Canada | 2034 | 10.5939 | 916.2679
wint | geo_moderate_95 | Canada | 2036 | 10.3455 | 939.0186
wint | geo_moderate_95 | Canada | 2038 | 10.2286 | 969.6356
wint | geo_moderate_95 | Canada | 2040 | 10.1407 | 1017.9558
wint | geo_moderate_95 | Canada | 2042 | 10.1407 | 1069.7485
wint | geo_moderate_95 | Canada | 2044 | 10.1407 | 1098.2287
wint | geo_moderate_95 | Canada | 2046 | 10.1407 | 1121.2345
wint | geo_moderate_95 | Canada | 2048 | 10.1407 | 1142.3496
wint | geo_moderate_95 | Canada | 2050 | 10.1407 | 1143.7178

## 12_Curtailment Rate
scenario | year | Curt Rate
geo_moderate_95 | 2010 | -1.6553e-17
geo_moderate_95 | 2012 | -8.4248e-18
geo_moderate_95 | 2014 | -1.6362e-17
geo_moderate_95 | 2016 | 0.001067
geo_moderate_95 | 2018 | 0.0050265
geo_moderate_95 | 2020 | 0.0069157
geo_moderate_95 | 2022 | 0.1914
geo_moderate_95 | 2024 | 0.041292
geo_moderate_95 | 2026 | 0.048633
geo_moderate_95 | 2028 | 0.037032
geo_moderate_95 | 2030 | 0.047608
geo_moderate_95 | 2032 | 0.051138
geo_moderate_95 | 2034 | 0.05603
geo_moderate_95 | 2036 | 0.057666
geo_moderate_95 | 2038 | 0.051358
geo_moderate_95 | 2040 | 0.042158
geo_moderate_95 | 2042 | 0.032626
geo_moderate_95 | 2044 | 0.025156
geo_moderate_95 | 2046 | 0.021
geo_moderate_95 | 2048 | 0.025384
geo_moderate_95 | 2050 | 0.034873

## 13_Losses (fraction of load)
type | scenario | year | Amount (TWh)
curt | geo_moderate_95 | 2010 | -4.8163e-19
curt | geo_moderate_95 | 2012 | -4.1367e-19
curt | geo_moderate_95 | 2014 | -9.7811e-19
curt | geo_moderate_95 | 2016 | 9.1707e-05
curt | geo_moderate_95 | 2018 | 0.00053393
curt | geo_moderate_95 | 2020 | 0.00094622
curt | geo_moderate_95 | 2022 | 0.047182
curt | geo_moderate_95 | 2024 | 0.015014
curt | geo_moderate_95 | 2026 | 0.021924
curt | geo_moderate_95 | 2028 | 0.019799
curt | geo_moderate_95 | 2030 | 0.030186
curt | geo_moderate_95 | 2032 | 0.03415
curt | geo_moderate_95 | 2034 | 0.039921
curt | geo_moderate_95 | 2036 | 0.042636
curt | geo_moderate_95 | 2038 | 0.037775
curt | geo_moderate_95 | 2040 | 0.029627
curt | geo_moderate_95 | 2042 | 0.021995
curt | geo_moderate_95 | 2044 | 0.016729
curt | geo_moderate_95 | 2046 | 0.015089
curt | geo_moderate_95 | 2048 | 0.01997
curt | geo_moderate_95 | 2050 | 0.029421
storage | geo_moderate_95 | 2010 | 0.0014237
storage | geo_moderate_95 | 2012 | 0.0011455
storage | geo_moderate_95 | 2014 | 0.0011266
storage | geo_moderate_95 | 2016 | 0.0011382
storage | geo_moderate_95 | 2018 | 0.0010613
storage | geo_moderate_95 | 2020 | 0.0012172
storage | geo_moderate_95 | 2022 | 0.0021068
storage | geo_moderate_95 | 2024 | 0.0022588
storage | geo_moderate_95 | 2026 | 0.0042742
storage | geo_moderate_95 | 2028 | 0.0059425
storage | geo_moderate_95 | 2030 | 0.0085446
storage | geo_moderate_95 | 2032 | 0.0094244
storage | geo_moderate_95 | 2034 | 0.01073
storage | geo_moderate_95 | 2036 | 0.011224
storage | geo_moderate_95 | 2038 | 0.011383
storage | geo_moderate_95 | 2040 | 0.010119
storage | geo_moderate_95 | 2042 | 0.010074
storage | geo_moderate_95 | 2044 | 0.0093524
storage | geo_moderate_95 | 2046 | 0.010509
storage | geo_moderate_95 | 2048 | 0.011751
storage | geo_moderate_95 | 2050 | 0.015707
trans | geo_moderate_95 | 2010 | 0.0092051
trans | geo_moderate_95 | 2012 | 0.0097959
trans | geo_moderate_95 | 2014 | 0.0095763
trans | geo_moderate_95 | 2016 | 0.008889
trans | geo_moderate_95 | 2018 | 0.0078484
trans | geo_moderate_95 | 2020 | 0.0085157
trans | geo_moderate_95 | 2022 | 0.0068783
trans | geo_moderate_95 | 2024 | 0.010054
trans | geo_moderate_95 | 2026 | 0.010427
trans | geo_moderate_95 | 2028 | 0.013229
trans | geo_moderate_95 | 2030 | 0.014999
trans | geo_moderate_95 | 2032 | 0.015899
trans | geo_moderate_95 | 2034 | 0.016288
trans | geo_moderate_95 | 2036 | 0.01732
trans | geo_moderate_95 | 2038 | 0.017774
trans | geo_moderate_95 | 2040 | 0.01686
trans | geo_moderate_95 | 2042 | 0.015656
trans | geo_moderate_95 | 2044 | 0.014725
trans | geo_moderate_95 | 2046 | 0.016989
trans | geo_moderate_95 | 2048 | 0.018719
trans | geo_moderate_95 | 2050 | 0.021626

## 14_Transmission (GW-mi)
scenario | trtype | year | Amount (GW-mi) | Net Level Amount (GW-mi)
geo_moderate_95 | B2B | 2010 | 434.7703 | 152666.833
geo_moderate_95 | B2B | 2012 | 434.7703 | 152764.5987
geo_moderate_95 | B2B | 2014 | 434.7703 | 152810.2746
geo_moderate_95 | B2B | 2016 | 434.7703 | 152918.5953
geo_moderate_95 | B2B | 2018 | 434.7703 | 153001.4549
geo_moderate_95 | B2B | 2020 | 434.7703 | 153148.1785
geo_moderate_95 | B2B | 2022 | 434.7703 | 153707.8696
geo_moderate_95 | B2B | 2024 | 434.7703 | 157140.3891
geo_moderate_95 | B2B | 2026 | 434.7703 | 160449.2874
geo_moderate_95 | B2B | 2028 | 434.7703 | 171013.3449
geo_moderate_95 | B2B | 2030 | 434.7703 | 182259.7789
geo_moderate_95 | B2B | 2032 | 434.7703 | 195345.6374
geo_moderate_95 | B2B | 2034 | 434.7703 | 209039.846
geo_moderate_95 | B2B | 2036 | 434.7703 | 223463.1087
geo_moderate_95 | B2B | 2038 | 434.7703 | 238422.1323
geo_moderate_95 | B2B | 2040 | 434.7703 | 256846.6237
geo_moderate_95 | B2B | 2042 | 434.7703 | 276169.148
geo_moderate_95 | B2B | 2044 | 434.7703 | 297726.666
geo_moderate_95 | B2B | 2046 | 434.7703 | 321779.6828
geo_moderate_95 | B2B | 2048 | 434.7703 | 347729.1992
geo_moderate_95 | B2B | 2050 | 434.7703 | 372034.7066
geo_moderate_95 | AC | 2010 | 147705.0304 | 152666.833
geo_moderate_95 | AC | 2012 | 147705.0304 | 152764.5987
geo_moderate_95 | AC | 2014 | 147705.0304 | 152810.2746
geo_moderate_95 | AC | 2016 | 147705.0304 | 152918.5953
geo_moderate_95 | AC | 2018 | 147705.0304 | 153001.4549
geo_moderate_95 | AC | 2020 | 147705.0304 | 153148.1785
geo_moderate_95 | AC | 2022 | 147705.0304 | 153707.8696
geo_moderate_95 | AC | 2024 | 150505.0304 | 157140.3891
geo_moderate_95 | AC | 2026 | 153305.0304 | 160449.2874
geo_moderate_95 | AC | 2028 | 163180.9311 | 171013.3449
geo_moderate_95 | AC | 2030 | 173723.1754 | 182259.7789
geo_moderate_95 | AC | 2032 | 186234.9175 | 195345.6374
geo_moderate_95 | AC | 2034 | 199307.9891 | 209039.846
geo_moderate_95 | AC | 2036 | 213269.5089 | 223463.1087
geo_moderate_95 | AC | 2038 | 227708.3913 | 238422.1323
geo_moderate_95 | AC | 2040 | 245379.823 | 256846.6237
geo_moderate_95 | AC | 2042 | 263798.1704 | 276169.148
geo_moderate_95 | AC | 2044 | 284487.924 | 297726.666
geo_moderate_95 | AC | 2046 | 307625.7506 | 321779.6828
geo_moderate_95 | AC | 2048 | 332596.8155 | 347729.1992
geo_moderate_95 | AC | 2050 | 356167.2371 | 372034.7066
geo_moderate_95 | DC, LCC | 2010 | 4506.323 | 152666.833
geo_moderate_95 | DC, LCC | 2012 | 4506.323 | 152764.5987
geo_moderate_95 | DC, LCC | 2014 | 4506.323 | 152810.2746
geo_moderate_95 | DC, LCC | 2016 | 4506.323 | 152918.5953
geo_moderate_95 | DC, LCC | 2018 | 4506.323 | 153001.4549
geo_moderate_95 | DC, LCC | 2020 | 4506.323 | 153148.1785
geo_moderate_95 | DC, LCC | 2022 | 4506.323 | 153707.8696
geo_moderate_95 | DC, LCC | 2024 | 4506.323 | 157140.3891
geo_moderate_95 | DC, LCC | 2026 | 4506.323 | 160449.2874
geo_moderate_95 | DC, LCC | 2028 | 4725.0512 | 171013.3449
geo_moderate_95 | DC, LCC | 2030 | 4870.9055 | 182259.7789
geo_moderate_95 | DC, LCC | 2032 | 5224.8028 | 195345.6374
geo_moderate_95 | DC, LCC | 2034 | 5545.2633 | 209039.846
geo_moderate_95 | DC, LCC | 2036 | 5718.3828 | 223463.1087
geo_moderate_95 | DC, LCC | 2038 | 6123.9979 | 238422.1323
geo_moderate_95 | DC, LCC | 2040 | 6853.7064 | 256846.6237
geo_moderate_95 | DC, LCC | 2042 | 7721.9539 | 276169.148
geo_moderate_95 | DC, LCC | 2044 | 8555.7512 | 297726.666
geo_moderate_95 | DC, LCC | 2046 | 9003.0017 | 321779.6828
geo_moderate_95 | DC, LCC | 2048 | 9348.0581 | 347729.1992
geo_moderate_95 | DC, LCC | 2050 | 9348.0581 | 372034.7066
geo_moderate_95 | Spur | 2010 | 20.7093 | 152666.833
geo_moderate_95 | Spur | 2012 | 118.475 | 152764.5987
geo_moderate_95 | Spur | 2014 | 164.1509 | 152810.2746
geo_moderate_95 | Spur | 2016 | 272.4716 | 152918.5953
geo_moderate_95 | Spur | 2018 | 355.3313 | 153001.4549
geo_moderate_95 | Spur | 2020 | 502.0548 | 153148.1785
geo_moderate_95 | Spur | 2022 | 1061.7459 | 153707.8696
geo_moderate_95 | Spur | 2024 | 1694.2654 | 157140.3891
geo_moderate_95 | Spur | 2026 | 2203.1638 | 160449.2874
geo_moderate_95 | Spur | 2028 | 2672.5924 | 171013.3449
geo_moderate_95 | Spur | 2030 | 3230.9277 | 182259.7789
geo_moderate_95 | Spur | 2032 | 3451.1469 | 195345.6374
geo_moderate_95 | Spur | 2034 | 3751.8234 | 209039.846
geo_moderate_95 | Spur | 2036 | 4040.4467 | 223463.1087
geo_moderate_95 | Spur | 2038 | 4154.9728 | 238422.1323
geo_moderate_95 | Spur | 2040 | 4178.3241 | 256846.6237
geo_moderate_95 | Spur | 2042 | 4214.2535 | 276169.148
geo_moderate_95 | Spur | 2044 | 4248.2205 | 297726.666
geo_moderate_95 | Spur | 2046 | 4716.1602 | 321779.6828
geo_moderate_95 | Spur | 2048 | 5349.5552 | 347729.1992
geo_moderate_95 | Spur | 2050 | 6084.6411 | 372034.7066

## 15_Transmission (PRM) (GW-mi)
scenario | trtype | year | Trans cap, PRM (GW-mi) | Net Level Trans cap, PRM (GW-mi)
geo_moderate_95 | B2B | 2010 | 434.7703 | 92630.5352
geo_moderate_95 | B2B | 2012 | 434.7703 | 92630.5352
geo_moderate_95 | B2B | 2014 | 434.7703 | 92630.5352
geo_moderate_95 | B2B | 2016 | 434.7703 | 92630.5352
geo_moderate_95 | B2B | 2018 | 434.7703 | 92630.5352
geo_moderate_95 | B2B | 2020 | 434.7703 | 92630.5352
geo_moderate_95 | B2B | 2022 | 434.7703 | 92630.5352
geo_moderate_95 | B2B | 2024 | 434.7703 | 95010.5352
geo_moderate_95 | B2B | 2026 | 434.7703 | 97390.5352
geo_moderate_95 | B2B | 2028 | 434.7703 | 105970.9698
geo_moderate_95 | B2B | 2030 | 434.7703 | 115055.8536
geo_moderate_95 | B2B | 2032 | 434.7703 | 125991.6471
geo_moderate_95 | B2B | 2034 | 434.7703 | 137376.1494
geo_moderate_95 | B2B | 2036 | 434.7703 | 149390.5928
geo_moderate_95 | B2B | 2038 | 434.7703 | 162008.4157
geo_moderate_95 | B2B | 2040 | 434.7703 | 177649.3848
geo_moderate_95 | B2B | 2042 | 434.7703 | 194042.9905
geo_moderate_95 | B2B | 2044 | 434.7703 | 212338.0088
geo_moderate_95 | B2B | 2046 | 434.7703 | 232385.3244
geo_moderate_95 | B2B | 2048 | 434.7703 | 253904.0275
geo_moderate_95 | B2B | 2050 | 434.7703 | 273938.8858
geo_moderate_95 | AC | 2010 | 87689.4419 | 92630.5352
geo_moderate_95 | AC | 2012 | 87689.4419 | 92630.5352
geo_moderate_95 | AC | 2014 | 87689.4419 | 92630.5352
geo_moderate_95 | AC | 2016 | 87689.4419 | 92630.5352
geo_moderate_95 | AC | 2018 | 87689.4419 | 92630.5352
geo_moderate_95 | AC | 2020 | 87689.4419 | 92630.5352
geo_moderate_95 | AC | 2022 | 87689.4419 | 92630.5352
geo_moderate_95 | AC | 2024 | 90069.4419 | 95010.5352
geo_moderate_95 | AC | 2026 | 92449.4419 | 97390.5352
geo_moderate_95 | AC | 2028 | 100843.9575 | 105970.9698
geo_moderate_95 | AC | 2030 | 109804.8652 | 115055.8536
geo_moderate_95 | AC | 2032 | 120439.846 | 125991.6471
geo_moderate_95 | AC | 2034 | 131551.9569 | 137376.1494
geo_moderate_95 | AC | 2036 | 143419.2487 | 149390.5928
geo_moderate_95 | AC | 2038 | 155692.2988 | 162008.4157
geo_moderate_95 | AC | 2040 | 170713.0157 | 177649.3848
geo_moderate_95 | AC | 2042 | 186368.611 | 194042.9905
geo_moderate_95 | AC | 2044 | 203954.9015 | 212338.0088
geo_moderate_95 | AC | 2046 | 223622.0541 | 232385.3244
geo_moderate_95 | AC | 2048 | 244847.4593 | 253904.0275
geo_moderate_95 | AC | 2050 | 264882.3176 | 273938.8858
geo_moderate_95 | DC, LCC | 2010 | 4506.323 | 92630.5352
geo_moderate_95 | DC, LCC | 2012 | 4506.323 | 92630.5352
geo_moderate_95 | DC, LCC | 2014 | 4506.323 | 92630.5352
geo_moderate_95 | DC, LCC | 2016 | 4506.323 | 92630.5352
geo_moderate_95 | DC, LCC | 2018 | 4506.323 | 92630.5352
geo_moderate_95 | DC, LCC | 2020 | 4506.323 | 92630.5352
geo_moderate_95 | DC, LCC | 2022 | 4506.323 | 92630.5352
geo_moderate_95 | DC, LCC | 2024 | 4506.323 | 95010.5352
geo_moderate_95 | DC, LCC | 2026 | 4506.323 | 97390.5352
geo_moderate_95 | DC, LCC | 2028 | 4692.242 | 105970.9698
geo_moderate_95 | DC, LCC | 2030 | 4816.2181 | 115055.8536
geo_moderate_95 | DC, LCC | 2032 | 5117.0308 | 125991.6471
geo_moderate_95 | DC, LCC | 2034 | 5389.4222 | 137376.1494
geo_moderate_95 | DC, LCC | 2036 | 5536.5738 | 149390.5928
geo_moderate_95 | DC, LCC | 2038 | 5881.3467 | 162008.4157
geo_moderate_95 | DC, LCC | 2040 | 6501.5989 | 177649.3848
geo_moderate_95 | DC, LCC | 2042 | 7239.6092 | 194042.9905
geo_moderate_95 | DC, LCC | 2044 | 7948.337 | 212338.0088
geo_moderate_95 | DC, LCC | 2046 | 8328.4999 | 232385.3244
geo_moderate_95 | DC, LCC | 2048 | 8621.7979 | 253904.0275
geo_moderate_95 | DC, LCC | 2050 | 8621.7979 | 273938.8858
geo_moderate_95 | Spur | 2010 | 0 | 92630.5352
geo_moderate_95 | Spur | 2012 | 0 | 92630.5352
geo_moderate_95 | Spur | 2014 | 0 | 92630.5352
geo_moderate_95 | Spur | 2016 | 0 | 92630.5352
geo_moderate_95 | Spur | 2018 | 0 | 92630.5352
geo_moderate_95 | Spur | 2020 | 0 | 92630.5352
geo_moderate_95 | Spur | 2022 | 0 | 92630.5352
geo_moderate_95 | Spur | 2024 | 0 | 95010.5352
geo_moderate_95 | Spur | 2026 | 0 | 97390.5352
geo_moderate_95 | Spur | 2028 | 0 | 105970.9698
geo_moderate_95 | Spur | 2030 | 0 | 115055.8536
geo_moderate_95 | Spur | 2032 | 0 | 125991.6471
geo_moderate_95 | Spur | 2034 | 0 | 137376.1494
geo_moderate_95 | Spur | 2036 | 0 | 149390.5928
geo_moderate_95 | Spur | 2038 | 0 | 162008.4157
geo_moderate_95 | Spur | 2040 | 0 | 177649.3848
geo_moderate_95 | Spur | 2042 | 0 | 194042.9905
geo_moderate_95 | Spur | 2044 | 0 | 212338.0088
geo_moderate_95 | Spur | 2046 | 0 | 232385.3244
geo_moderate_95 | Spur | 2048 | 0 | 253904.0275
geo_moderate_95 | Spur | 2050 | 0 | 273938.8858

## 16_Bulk System Electricity Pric
scenario | type | year | $ | Net Level $
geo_moderate_95 | load | 2010 | 58.6862 | 58.7961
geo_moderate_95 | load | 2012 | 42.8337 | 42.9223
geo_moderate_95 | load | 2014 | 51.6009 | 51.7012
geo_moderate_95 | load | 2016 | 35.8242 | 35.9022
geo_moderate_95 | load | 2018 | 37.2396 | 37.3267
geo_moderate_95 | load | 2020 | 30.8588 | 32.9469
geo_moderate_95 | load | 2022 | 38.6013 | 39.1173
geo_moderate_95 | load | 2024 | 26.9586 | 29.808
geo_moderate_95 | load | 2026 | 25.4524 | 35.5234
geo_moderate_95 | load | 2028 | 21.6045 | 35.1614
geo_moderate_95 | load | 2030 | 20.6492 | 34.2424
geo_moderate_95 | load | 2032 | 20.2612 | 34.7148
geo_moderate_95 | load | 2034 | 19.3806 | 36.7685
geo_moderate_95 | load | 2036 | 18.9712 | 37.485
geo_moderate_95 | load | 2038 | 19.4192 | 39.8026
geo_moderate_95 | load | 2040 | 22.0429 | 43.7989
geo_moderate_95 | load | 2042 | 22.917 | 44.9859
geo_moderate_95 | load | 2044 | 27.2496 | 49.43
geo_moderate_95 | load | 2046 | 33.4049 | 56.101
geo_moderate_95 | load | 2048 | 35.0501 | 58.4276
geo_moderate_95 | load | 2050 | 29.7285 | 75.4709
geo_moderate_95 | oper_res | 2010 | 0.10987 | 58.7961
geo_moderate_95 | oper_res | 2012 | 0.088671 | 42.9223
geo_moderate_95 | oper_res | 2014 | 0.10025 | 51.7012
geo_moderate_95 | oper_res | 2016 | 0.077976 | 35.9022
geo_moderate_95 | oper_res | 2018 | 0.087043 | 37.3267
geo_moderate_95 | oper_res | 2020 | 0.14962 | 32.9469
geo_moderate_95 | oper_res | 2022 | 0.098197 | 39.1173
geo_moderate_95 | oper_res | 2024 | 0.10981 | 29.808
geo_moderate_95 | oper_res | 2026 | 0.12802 | 35.5234
geo_moderate_95 | oper_res | 2028 | 0.16863 | 35.1614
geo_moderate_95 | oper_res | 2030 | 0.20032 | 34.2424
geo_moderate_95 | oper_res | 2032 | 0.17248 | 34.7148
geo_moderate_95 | oper_res | 2034 | 0.15023 | 36.7685
geo_moderate_95 | oper_res | 2036 | 0.12958 | 37.485
geo_moderate_95 | oper_res | 2038 | 0.09884 | 39.8026
geo_moderate_95 | oper_res | 2040 | 0.075945 | 43.7989
geo_moderate_95 | oper_res | 2042 | 0.058613 | 44.9859
geo_moderate_95 | oper_res | 2044 | 0.072792 | 49.43
geo_moderate_95 | oper_res | 2046 | 0.20372 | 56.101
geo_moderate_95 | oper_res | 2048 | 0.29452 | 58.4276
geo_moderate_95 | oper_res | 2050 | 0.14603 | 75.4709
geo_moderate_95 | res_marg | 2010 | 0 | 58.7961
geo_moderate_95 | res_marg | 2012 | 0 | 42.9223
geo_moderate_95 | res_marg | 2014 | 0 | 51.7012
geo_moderate_95 | res_marg | 2016 | 0 | 35.9022
geo_moderate_95 | res_marg | 2018 | 0 | 37.3267
geo_moderate_95 | res_marg | 2020 | 0 | 32.9469
geo_moderate_95 | res_marg | 2022 | 0.042414 | 39.1173
geo_moderate_95 | res_marg | 2024 | 2.6733 | 29.808
geo_moderate_95 | res_marg | 2026 | 9.8837 | 35.5234
geo_moderate_95 | res_marg | 2028 | 13.2577 | 35.1614
geo_moderate_95 | res_marg | 2030 | 13.011 | 34.2424
geo_moderate_95 | res_marg | 2032 | 13.8829 | 34.7148
geo_moderate_95 | res_marg | 2034 | 16.8582 | 36.7685
geo_moderate_95 | res_marg | 2036 | 18.2835 | 37.485
geo_moderate_95 | res_marg | 2038 | 20.109 | 39.8026
geo_moderate_95 | res_marg | 2040 | 20.8077 | 43.7989
geo_moderate_95 | res_marg | 2042 | 20.8381 | 44.9859
geo_moderate_95 | res_marg | 2044 | 21.0362 | 49.43
geo_moderate_95 | res_marg | 2046 | 22.1664 | 56.101
geo_moderate_95 | res_marg | 2048 | 22.8809 | 58.4276
geo_moderate_95 | res_marg | 2050 | 45.4951 | 75.4709
geo_moderate_95 | state_rps | 2010 | 0 | 58.7961
geo_moderate_95 | state_rps | 2012 | 0 | 42.9223
geo_moderate_95 | state_rps | 2014 | 0 | 51.7012
geo_moderate_95 | state_rps | 2016 | 0 | 35.9022
geo_moderate_95 | state_rps | 2018 | 0 | 37.3267
geo_moderate_95 | state_rps | 2020 | 1.9384 | 32.9469
geo_moderate_95 | state_rps | 2022 | 0.37539 | 39.1173
geo_moderate_95 | state_rps | 2024 | 0.066263 | 29.808
geo_moderate_95 | state_rps | 2026 | 0.059218 | 35.5234
geo_moderate_95 | state_rps | 2028 | 0.13063 | 35.1614
geo_moderate_95 | state_rps | 2030 | 0.38193 | 34.2424
geo_moderate_95 | state_rps | 2032 | 0.39823 | 34.7148
geo_moderate_95 | state_rps | 2034 | 0.37938 | 36.7685
geo_moderate_95 | state_rps | 2036 | 0.10076 | 37.485
geo_moderate_95 | state_rps | 2038 | 0.17556 | 39.8026
geo_moderate_95 | state_rps | 2040 | 0.87226 | 43.7989
geo_moderate_95 | state_rps | 2042 | 1.1721 | 44.9859
geo_moderate_95 | state_rps | 2044 | 1.0714 | 49.43
geo_moderate_95 | state_rps | 2046 | 0.32593 | 56.101
geo_moderate_95 | state_rps | 2048 | 0.20203 | 58.4276
geo_moderate_95 | state_rps | 2050 | 0.10127 | 75.4709

## 17_National Energy Price ($-MWh
type | scenario | year | $
load | geo_moderate_95 | 2010 | 58.6862
load | geo_moderate_95 | 2012 | 42.8337
load | geo_moderate_95 | 2014 | 51.6009
load | geo_moderate_95 | 2016 | 35.8242
load | geo_moderate_95 | 2018 | 37.2396
load | geo_moderate_95 | 2020 | 30.8588
load | geo_moderate_95 | 2022 | 38.6013
load | geo_moderate_95 | 2024 | 26.9586
load | geo_moderate_95 | 2026 | 25.4524
load | geo_moderate_95 | 2028 | 21.6045
load | geo_moderate_95 | 2030 | 20.6492
load | geo_moderate_95 | 2032 | 20.2612
load | geo_moderate_95 | 2034 | 19.3806
load | geo_moderate_95 | 2036 | 18.9712
load | geo_moderate_95 | 2038 | 19.4192
load | geo_moderate_95 | 2040 | 22.0429
load | geo_moderate_95 | 2042 | 22.917
load | geo_moderate_95 | 2044 | 27.2496
load | geo_moderate_95 | 2046 | 33.4049
load | geo_moderate_95 | 2048 | 35.0501
load | geo_moderate_95 | 2050 | 29.7285

## 18_National Energy Price by tim
scenario | type | timeslice | $ | Net Level $
geo_moderate_95 | load | 1 | 38.9911 | 38.9911
geo_moderate_95 | load | 2 | 35.8385 | 35.8385
geo_moderate_95 | load | 3 | 40.0487 | 40.0487
geo_moderate_95 | load | 4 | 42.3204 | 42.3204
geo_moderate_95 | load | 5 | 33.6969 | 33.6969
geo_moderate_95 | load | 6 | 30.0274 | 30.0274
geo_moderate_95 | load | 7 | 36.4605 | 36.4605
geo_moderate_95 | load | 8 | 39.4752 | 39.4752
geo_moderate_95 | load | 9 | 36.3999 | 36.3999
geo_moderate_95 | load | 10 | 33.5883 | 33.5883
geo_moderate_95 | load | 11 | 38.5786 | 38.5786
geo_moderate_95 | load | 12 | 40.11 | 40.11
geo_moderate_95 | load | 13 | 5.8969 | 5.8969
geo_moderate_95 | load | 14 | 4.6851 | 4.6851
geo_moderate_95 | load | 15 | 5.3907 | 5.3907
geo_moderate_95 | load | 16 | 6.8054 | 6.8054
geo_moderate_95 | load | 17 | 43.8237 | 43.8237

## 19_National Average Electricity
scenario | cost_cat | year | Average cost ($/MWh) | Net Level Average cost ($/MWh)
geo_moderate_95 | PTC | 2010 | -0.066375 | 61.883
geo_moderate_95 | PTC | 2011 | -0.066375 | 61.4872
geo_moderate_95 | PTC | 2012 | -0.35603 | 54.7989
geo_moderate_95 | PTC | 2013 | -0.35603 | 54.5281
geo_moderate_95 | PTC | 2014 | -0.45242 | 60.7409
geo_moderate_95 | PTC | 2015 | -0.45242 | 60.367
geo_moderate_95 | PTC | 2016 | -0.71629 | 51.2971
geo_moderate_95 | PTC | 2017 | -0.71629 | 51.2144
geo_moderate_95 | PTC | 2018 | -0.91017 | 52.5947
geo_moderate_95 | PTC | 2019 | -0.91017 | 52.3881
geo_moderate_95 | PTC | 2020 | -1.1789 | 46.5703
geo_moderate_95 | PTC | 2021 | -1.1789 | 45.7371
geo_moderate_95 | PTC | 2022 | -1.9327 | 53.4984
geo_moderate_95 | PTC | 2023 | -1.9327 | 52.4822
geo_moderate_95 | PTC | 2024 | -4.0873 | 46.8198
geo_moderate_95 | PTC | 2025 | -4.0873 | 46.2465
geo_moderate_95 | PTC | 2026 | -5.3942 | 45.9243
geo_moderate_95 | PTC | 2027 | -5.3942 | 45.3645
geo_moderate_95 | PTC | 2028 | -6.0511 | 45.1098
geo_moderate_95 | PTC | 2029 | -6.0511 | 44.8144
geo_moderate_95 | PTC | 2030 | -7.4908 | 44.3967
geo_moderate_95 | PTC | 2031 | -7.4908 | 44.3967
geo_moderate_95 | PTC | 2032 | -7.2766 | 43.8888
geo_moderate_95 | PTC | 2033 | -7.2766 | 43.8888
geo_moderate_95 | PTC | 2034 | -6.4461 | 44.4036
geo_moderate_95 | PTC | 2035 | -6.4461 | 44.4036
geo_moderate_95 | PTC | 2036 | -5.8054 | 43.8667
geo_moderate_95 | PTC | 2037 | -5.8054 | 43.8667
geo_moderate_95 | PTC | 2038 | -4.6638 | 44.9617
geo_moderate_95 | PTC | 2039 | -4.6638 | 44.9617
geo_moderate_95 | PTC | 2040 | -2.9652 | 46.2433
geo_moderate_95 | PTC | 2041 | -2.9652 | 46.2433
geo_moderate_95 | PTC | 2042 | -2.2312 | 44.4422
geo_moderate_95 | PTC | 2043 | -2.2312 | 44.4422
geo_moderate_95 | PTC | 2044 | -1.333 | 43.7918
geo_moderate_95 | PTC | 2045 | -1.333 | 43.7918
geo_moderate_95 | PTC | 2046 | -0.84516 | 44.6291
geo_moderate_95 | PTC | 2047 | -0.84516 | 44.6291
geo_moderate_95 | PTC | 2048 | -2.0017 | 43.9957
geo_moderate_95 | PTC | 2049 | -2.0017 | 43.9957
geo_moderate_95 | PTC | 2050 | -3.6356 | 45.431
geo_moderate_95 | ITC | 2010 | -0.0065762 | 61.883
geo_moderate_95 | ITC | 2011 | -0.0065762 | 61.4872
geo_moderate_95 | ITC | 2012 | -0.067527 | 54.7989
geo_moderate_95 | ITC | 2013 | -0.067527 | 54.5281
geo_moderate_95 | ITC | 2014 | -0.20348 | 60.7409
geo_moderate_95 | ITC | 2015 | -0.20348 | 60.367
geo_moderate_95 | ITC | 2016 | -0.34712 | 51.2971
geo_moderate_95 | ITC | 2017 | -0.34712 | 51.2144
geo_moderate_95 | ITC | 2018 | -0.40362 | 52.5947
geo_moderate_95 | ITC | 2019 | -0.40362 | 52.3881
geo_moderate_95 | ITC | 2020 | -0.48467 | 46.5703
geo_moderate_95 | ITC | 2021 | -0.48467 | 45.7371
geo_moderate_95 | ITC | 2022 | -0.81133 | 53.4984
geo_moderate_95 | ITC | 2023 | -0.81133 | 52.4822
geo_moderate_95 | ITC | 2024 | -0.90179 | 46.8198
geo_moderate_95 | ITC | 2025 | -0.90179 | 46.2465
geo_moderate_95 | ITC | 2026 | -1.1992 | 45.9243
geo_moderate_95 | ITC | 2027 | -1.1992 | 45.3645
geo_moderate_95 | ITC | 2028 | -1.573 | 45.1098
geo_moderate_95 | ITC | 2029 | -1.573 | 44.8144
geo_moderate_95 | ITC | 2030 | -1.9377 | 44.3967
geo_moderate_95 | ITC | 2031 | -1.9377 | 44.3967
geo_moderate_95 | ITC | 2032 | -2.1736 | 43.8888
geo_moderate_95 | ITC | 2033 | -2.1736 | 43.8888
geo_moderate_95 | ITC | 2034 | -2.4143 | 44.4036
geo_moderate_95 | ITC | 2035 | -2.4143 | 44.4036
geo_moderate_95 | ITC | 2036 | -2.5688 | 43.8667
geo_moderate_95 | ITC | 2037 | -2.5688 | 43.8667
geo_moderate_95 | ITC | 2038 | -2.7069 | 44.9617
geo_moderate_95 | ITC | 2039 | -2.7069 | 44.9617
geo_moderate_95 | ITC | 2040 | -2.626 | 46.2433
geo_moderate_95 | ITC | 2041 | -2.626 | 46.2433
geo_moderate_95 | ITC | 2042 | -2.3521 | 44.4422
geo_moderate_95 | ITC | 2043 | -2.3521 | 44.4422
geo_moderate_95 | ITC | 2044 | -2.261 | 43.7918
geo_moderate_95 | ITC | 2045 | -2.261 | 43.7918
geo_moderate_95 | ITC | 2046 | -1.9711 | 44.6291
geo_moderate_95 | ITC | 2047 | -1.9711 | 44.6291
geo_moderate_95 | ITC | 2048 | -1.6198 | 43.9957
geo_moderate_95 | ITC | 2049 | -1.6198 | 43.9957
geo_moderate_95 | ITC | 2050 | -1.2677 | 45.431
geo_moderate_95 | CCS Incentives | 2010 | 0 | 61.883
geo_moderate_95 | CCS Incentives | 2011 | 0 | 61.4872
geo_moderate_95 | CCS Incentives | 2012 | 0 | 54.7989
geo_moderate_95 | CCS Incentives | 2013 | 0 | 54.5281
geo_moderate_95 | CCS Incentives | 2014 | 0 | 60.7409
geo_moderate_95 | CCS Incentives | 2015 | 0 | 60.367
geo_moderate_95 | CCS Incentives | 2016 | 0 | 51.2971
geo_moderate_95 | CCS Incentives | 2017 | 0 | 51.2144
geo_moderate_95 | CCS Incentives | 2018 | 0 | 52.5947
geo_moderate_95 | CCS Incentives | 2019 | 0 | 52.3881
geo_moderate_95 | CCS Incentives | 2020 | 0 | 46.5703
geo_moderate_95 | CCS Incentives | 2021 | 0 | 45.7371
geo_moderate_95 | CCS Incentives | 2022 | 0 | 53.4984
geo_moderate_95 | CCS Incentives | 2023 | 0 | 52.4822
geo_moderate_95 | CCS Incentives | 2024 | 0 | 46.8198
geo_moderate_95 | CCS Incentives | 2025 | 0 | 46.2465
geo_moderate_95 | CCS Incentives | 2026 | 0 | 45.9243
geo_moderate_95 | CCS Incentives | 2027 | 0 | 45.3645
geo_moderate_95 | CCS Incentives | 2028 | -0.26654 | 45.1098
geo_moderate_95 | CCS Incentives | 2029 | -0.26654 | 44.8144
geo_moderate_95 | CCS Incentives | 2030 | -0.25954 | 44.3967
geo_moderate_95 | CCS Incentives | 2031 | -0.25954 | 44.3967
geo_moderate_95 | CCS Incentives | 2032 | -0.25266 | 43.8888
geo_moderate_95 | CCS Incentives | 2033 | -0.25266 | 43.8888
geo_moderate_95 | CCS Incentives | 2034 | -0.24576 | 44.4036
geo_moderate_95 | CCS Incentives | 2035 | -0.24576 | 44.4036
geo_moderate_95 | CCS Incentives | 2036 | -0.23845 | 43.8667
geo_moderate_95 | CCS Incentives | 2037 | -0.23845 | 43.8667
geo_moderate_95 | CCS Incentives | 2038 | -0.23121 | 44.9617
geo_moderate_95 | CCS Incentives | 2039 | -0.23121 | 44.9617
geo_moderate_95 | CCS Incentives | 2040 | -0.22437 | 46.2433
geo_moderate_95 | CCS Incentives | 2041 | -0.22437 | 46.2433
geo_moderate_95 | CCS Incentives | 2042 | -0.2183 | 44.4422
geo_moderate_95 | CCS Incentives | 2043 | -0.2183 | 44.4422
geo_moderate_95 | CCS Incentives | 2044 | -0.21283 | 43.7918
geo_moderate_95 | CCS Incentives | 2045 | -0.21283 | 43.7918
geo_moderate_95 | CCS Incentives | 2046 | -0.20773 | 44.6291
geo_moderate_95 | CCS Incentives | 2047 | -0.20773 | 44.6291
geo_moderate_95 | CCS Incentives | 2048 | -0.20291 | 43.9957
geo_moderate_95 | CCS Incentives | 2049 | -0.20291 | 43.9957
geo_moderate_95 | CCS Incentives | 2050 | -0.19821 | 45.431
geo_moderate_95 | Gen & Stor Capex | 2010 | 11.0777 | 61.883
geo_moderate_95 | Gen & Stor Capex | 2011 | 10.6819 | 61.4872
geo_moderate_95 | Gen & Stor Capex | 2012 | 12.8208 | 54.7989
geo_moderate_95 | Gen & Stor Capex | 2013 | 12.55 | 54.5281
geo_moderate_95 | Gen & Stor Capex | 2014 | 14.2612 | 60.7409
geo_moderate_95 | Gen & Stor Capex | 2015 | 13.8873 | 60.367
geo_moderate_95 | Gen & Stor Capex | 2016 | 16.7279 | 51.2971
geo_moderate_95 | Gen & Stor Capex | 2017 | 16.6453 | 51.2144
geo_moderate_95 | Gen & Stor Capex | 2018 | 17.7716 | 52.5947
geo_moderate_95 | Gen & Stor Capex | 2019 | 17.565 | 52.3881
geo_moderate_95 | Gen & Stor Capex | 2020 | 18.1443 | 46.5703
geo_moderate_95 | Gen & Stor Capex | 2021 | 17.3111 | 45.7371
geo_moderate_95 | Gen & Stor Capex | 2022 | 20.6689 | 53.4984
geo_moderate_95 | Gen & Stor Capex | 2023 | 19.6527 | 52.4822
geo_moderate_95 | Gen & Stor Capex | 2024 | 22.0016 | 46.8198
geo_moderate_95 | Gen & Stor Capex | 2025 | 21.4283 | 46.2465
geo_moderate_95 | Gen & Stor Capex | 2026 | 23.4652 | 45.9243
geo_moderate_95 | Gen & Stor Capex | 2027 | 22.9054 | 45.3645
geo_moderate_95 | Gen & Stor Capex | 2028 | 24.5507 | 45.1098
geo_moderate_95 | Gen & Stor Capex | 2029 | 23.6994 | 44.8144
geo_moderate_95 | Gen & Stor Capex | 2030 | 24.9806 | 44.3967
geo_moderate_95 | Gen & Stor Capex | 2031 | 24.9806 | 44.3967
geo_moderate_95 | Gen & Stor Capex | 2032 | 24.1345 | 43.8888
geo_moderate_95 | Gen & Stor Capex | 2033 | 24.1345 | 43.8888
geo_moderate_95 | Gen & Stor Capex | 2034 | 23.6886 | 44.4036
geo_moderate_95 | Gen & Stor Capex | 2035 | 23.6886 | 44.4036
geo_moderate_95 | Gen & Stor Capex | 2036 | 22.2684 | 43.8667
geo_moderate_95 | Gen & Stor Capex | 2037 | 22.2684 | 43.8667
geo_moderate_95 | Gen & Stor Capex | 2038 | 21.9366 | 44.9617
geo_moderate_95 | Gen & Stor Capex | 2039 | 21.9366 | 44.9617
geo_moderate_95 | Gen & Stor Capex | 2040 | 20.8604 | 46.2433
geo_moderate_95 | Gen & Stor Capex | 2041 | 20.8604 | 46.2433
geo_moderate_95 | Gen & Stor Capex | 2042 | 17.6306 | 44.4422
geo_moderate_95 | Gen & Stor Capex | 2043 | 17.6306 | 44.4422
geo_moderate_95 | Gen & Stor Capex | 2044 | 15.7575 | 43.7918
geo_moderate_95 | Gen & Stor Capex | 2045 | 15.7575 | 43.7918
geo_moderate_95 | Gen & Stor Capex | 2046 | 15.7993 | 44.6291
geo_moderate_95 | Gen & Stor Capex | 2047 | 15.7993 | 44.6291
geo_moderate_95 | Gen & Stor Capex | 2048 | 15.6837 | 43.9957
geo_moderate_95 | Gen & Stor Capex | 2049 | 15.6837 | 43.9957
geo_moderate_95 | Gen & Stor Capex | 2050 | 18.5596 | 45.431
geo_moderate_95 | Gen & Stor O&M | 2010 | 19.003 | 61.883
geo_moderate_95 | Gen & Stor O&M | 2011 | 19.003 | 61.4872
geo_moderate_95 | Gen & Stor O&M | 2012 | 18.8539 | 54.7989
geo_moderate_95 | Gen & Stor O&M | 2013 | 18.8539 | 54.5281
geo_moderate_95 | Gen & Stor O&M | 2014 | 18.594 | 60.7409
geo_moderate_95 | Gen & Stor O&M | 2015 | 18.594 | 60.367
geo_moderate_95 | Gen & Stor O&M | 2016 | 17.9715 | 51.2971
geo_moderate_95 | Gen & Stor O&M | 2017 | 17.9715 | 51.2144
geo_moderate_95 | Gen & Stor O&M | 2018 | 17.4091 | 52.5947
geo_moderate_95 | Gen & Stor O&M | 2019 | 17.4091 | 52.3881
geo_moderate_95 | Gen & Stor O&M | 2020 | 16.5989 | 46.5703
geo_moderate_95 | Gen & Stor O&M | 2021 | 16.5989 | 45.7371
geo_moderate_95 | Gen & Stor O&M | 2022 | 17.3107 | 53.4984
geo_moderate_95 | Gen & Stor O&M | 2023 | 17.3107 | 52.4822
geo_moderate_95 | Gen & Stor O&M | 2024 | 16.8223 | 46.8198
geo_moderate_95 | Gen & Stor O&M | 2025 | 16.8223 | 46.2465
geo_moderate_95 | Gen & Stor O&M | 2026 | 17.2117 | 45.9243
geo_moderate_95 | Gen & Stor O&M | 2027 | 17.2117 | 45.3645
geo_moderate_95 | Gen & Stor O&M | 2028 | 17.528 | 45.1098
geo_moderate_95 | Gen & Stor O&M | 2029 | 17.528 | 44.8144
geo_moderate_95 | Gen & Stor O&M | 2030 | 17.7756 | 44.3967
geo_moderate_95 | Gen & Stor O&M | 2031 | 17.7756 | 44.3967
geo_moderate_95 | Gen & Stor O&M | 2032 | 17.9246 | 43.8888
geo_moderate_95 | Gen & Stor O&M | 2033 | 17.9246 | 43.8888
geo_moderate_95 | Gen & Stor O&M | 2034 | 18.0144 | 44.4036
geo_moderate_95 | Gen & Stor O&M | 2035 | 18.0144 | 44.4036
geo_moderate_95 | Gen & Stor O&M | 2036 | 18.0331 | 43.8667
geo_moderate_95 | Gen & Stor O&M | 2037 | 18.0331 | 43.8667
geo_moderate_95 | Gen & Stor O&M | 2038 | 17.9057 | 44.9617
geo_moderate_95 | Gen & Stor O&M | 2039 | 17.9057 | 44.9617
geo_moderate_95 | Gen & Stor O&M | 2040 | 17.5053 | 46.2433
geo_moderate_95 | Gen & Stor O&M | 2041 | 17.5053 | 46.2433
geo_moderate_95 | Gen & Stor O&M | 2042 | 17.1326 | 44.4422
geo_moderate_95 | Gen & Stor O&M | 2043 | 17.1326 | 44.4422
geo_moderate_95 | Gen & Stor O&M | 2044 | 16.8615 | 43.7918
geo_moderate_95 | Gen & Stor O&M | 2045 | 16.8615 | 43.7918
geo_moderate_95 | Gen & Stor O&M | 2046 | 16.8757 | 44.6291
geo_moderate_95 | Gen & Stor O&M | 2047 | 16.8757 | 44.6291
geo_moderate_95 | Gen & Stor O&M | 2048 | 17.0502 | 43.9957
geo_moderate_95 | Gen & Stor O&M | 2049 | 17.0502 | 43.9957
geo_moderate_95 | Gen & Stor O&M | 2050 | 16.8206 | 45.431
geo_moderate_95 | Fuel | 2010 | 28.8755 | 61.883
geo_moderate_95 | Fuel | 2011 | 28.8755 | 61.4872
geo_moderate_95 | Fuel | 2012 | 20.3965 | 54.7989
geo_moderate_95 | Fuel | 2013 | 20.3965 | 54.5281
geo_moderate_95 | Fuel | 2014 | 25.3957 | 60.7409
geo_moderate_95 | Fuel | 2015 | 25.3957 | 60.367
geo_moderate_95 | Fuel | 2016 | 14.3944 | 51.2971
geo_moderate_95 | Fuel | 2017 | 14.3944 | 51.2144
geo_moderate_95 | Fuel | 2018 | 15.4045 | 52.5947
geo_moderate_95 | Fuel | 2019 | 15.4045 | 52.3881
geo_moderate_95 | Fuel | 2020 | 9.749 | 46.5703
geo_moderate_95 | Fuel | 2021 | 9.749 | 45.7371
geo_moderate_95 | Fuel | 2022 | 14.5414 | 53.4984
geo_moderate_95 | Fuel | 2023 | 14.5414 | 52.4822
geo_moderate_95 | Fuel | 2024 | 8.8231 | 46.8198
geo_moderate_95 | Fuel | 2025 | 8.8231 | 46.2465
geo_moderate_95 | Fuel | 2026 | 7.2736 | 45.9243
geo_moderate_95 | Fuel | 2027 | 7.2736 | 45.3645
geo_moderate_95 | Fuel | 2028 | 5.7989 | 45.1098
geo_moderate_95 | Fuel | 2029 | 5.7989 | 44.8144
geo_moderate_95 | Fuel | 2030 | 4.7444 | 44.3967
geo_moderate_95 | Fuel | 2031 | 4.7444 | 44.3967
geo_moderate_95 | Fuel | 2032 | 4.274 | 43.8888
geo_moderate_95 | Fuel | 2033 | 4.274 | 43.8888
geo_moderate_95 | Fuel | 2034 | 3.7644 | 44.4036
geo_moderate_95 | Fuel | 2035 | 3.7644 | 44.4036
geo_moderate_95 | Fuel | 2036 | 3.4739 | 43.8667
geo_moderate_95 | Fuel | 2037 | 3.4739 | 43.8667
geo_moderate_95 | Fuel | 2038 | 3.4696 | 44.9617
geo_moderate_95 | Fuel | 2039 | 3.4696 | 44.9617
geo_moderate_95 | Fuel | 2040 | 3.8608 | 46.2433
geo_moderate_95 | Fuel | 2041 | 3.8608 | 46.2433
geo_moderate_95 | Fuel | 2042 | 4.1862 | 44.4422
geo_moderate_95 | Fuel | 2043 | 4.1862 | 44.4422
geo_moderate_95 | Fuel | 2044 | 4.187 | 43.7918
geo_moderate_95 | Fuel | 2045 | 4.187 | 43.7918
geo_moderate_95 | Fuel | 2046 | 3.3702 | 44.6291
geo_moderate_95 | Fuel | 2047 | 3.3702 | 44.6291
geo_moderate_95 | Fuel | 2048 | 2.5389 | 43.9957
geo_moderate_95 | Fuel | 2049 | 2.5389 | 43.9957
geo_moderate_95 | Fuel | 2050 | 1.8775 | 45.431
geo_moderate_95 | Trans | 2010 | 0 | 61.883
geo_moderate_95 | Trans | 2011 | 0 | 61.4872
geo_moderate_95 | Trans | 2012 | 0 | 54.7989
geo_moderate_95 | Trans | 2013 | 0 | 54.5281
geo_moderate_95 | Trans | 2014 | 0 | 60.7409
geo_moderate_95 | Trans | 2015 | 0 | 60.367
geo_moderate_95 | Trans | 2016 | 0 | 51.2971
geo_moderate_95 | Trans | 2017 | 0 | 51.2144
geo_moderate_95 | Trans | 2018 | 0 | 52.5947
geo_moderate_95 | Trans | 2019 | 0 | 52.3881
geo_moderate_95 | Trans | 2020 | 0 | 46.5703
geo_moderate_95 | Trans | 2021 | 0 | 45.7371
geo_moderate_95 | Trans | 2022 | 0 | 53.4984
geo_moderate_95 | Trans | 2023 | 0 | 52.4822
geo_moderate_95 | Trans | 2024 | 0 | 46.8198
geo_moderate_95 | Trans | 2025 | 0 | 46.2465
geo_moderate_95 | Trans | 2026 | 0 | 45.9243
geo_moderate_95 | Trans | 2027 | 0 | 45.3645
geo_moderate_95 | Trans | 2028 | 0 | 45.1098
geo_moderate_95 | Trans | 2029 | 0.55585 | 44.8144
geo_moderate_95 | Trans | 2030 | 0.92454 | 44.3967
geo_moderate_95 | Trans | 2031 | 0.92454 | 44.3967
geo_moderate_95 | Trans | 2032 | 1.3471 | 43.8888
geo_moderate_95 | Trans | 2033 | 1.3471 | 43.8888
geo_moderate_95 | Trans | 2034 | 1.7762 | 44.4036
geo_moderate_95 | Trans | 2035 | 1.7762 | 44.4036
geo_moderate_95 | Trans | 2036 | 2.1994 | 43.8667
geo_moderate_95 | Trans | 2037 | 2.1994 | 43.8667
geo_moderate_95 | Trans | 2038 | 2.6259 | 44.9617
geo_moderate_95 | Trans | 2039 | 2.6259 | 44.9617
geo_moderate_95 | Trans | 2040 | 3.1766 | 46.2433
geo_moderate_95 | Trans | 2041 | 3.1766 | 46.2433
geo_moderate_95 | Trans | 2042 | 3.7333 | 44.4422
geo_moderate_95 | Trans | 2043 | 3.7333 | 44.4422
geo_moderate_95 | Trans | 2044 | 4.3447 | 43.7918
geo_moderate_95 | Trans | 2045 | 4.3447 | 43.7918
geo_moderate_95 | Trans | 2046 | 4.981 | 44.6291
geo_moderate_95 | Trans | 2047 | 4.981 | 44.6291
geo_moderate_95 | Trans | 2048 | 5.6285 | 43.9957
geo_moderate_95 | Trans | 2049 | 5.6285 | 43.9957
geo_moderate_95 | Trans | 2050 | 6.1519 | 45.431
geo_moderate_95 | POI | 2010 | 0.020982 | 61.883
geo_moderate_95 | POI | 2011 | 0.020982 | 61.4872
geo_moderate_95 | POI | 2012 | 0.048342 | 54.7989
geo_moderate_95 | POI | 2013 | 0.048342 | 54.5281
geo_moderate_95 | POI | 2014 | 0.062655 | 60.7409
geo_moderate_95 | POI | 2015 | 0.062655 | 60.367
geo_moderate_95 | POI | 2016 | 0.083469 | 51.2971
geo_moderate_95 | POI | 2017 | 0.083469 | 51.2144
geo_moderate_95 | POI | 2018 | 0.10222 | 52.5947
geo_moderate_95 | POI | 2019 | 0.10222 | 52.3881
geo_moderate_95 | POI | 2020 | 0.12515 | 46.5703
geo_moderate_95 | POI | 2021 | 0.12515 | 45.7371
geo_moderate_95 | POI | 2022 | 0.20327 | 53.4984
geo_moderate_95 | POI | 2023 | 0.20327 | 52.4822
geo_moderate_95 | POI | 2024 | 0.26854 | 46.8198
geo_moderate_95 | POI | 2025 | 0.26854 | 46.2465
geo_moderate_95 | POI | 2026 | 0.34794 | 45.9243
geo_moderate_95 | POI | 2027 | 0.34794 | 45.3645
geo_moderate_95 | POI | 2028 | 0.42626 | 45.1098
geo_moderate_95 | POI | 2029 | 0.42626 | 44.8144
geo_moderate_95 | POI | 2030 | 0.50889 | 44.3967
geo_moderate_95 | POI | 2031 | 0.50889 | 44.3967
geo_moderate_95 | POI | 2032 | 0.53215 | 43.8888
geo_moderate_95 | POI | 2033 | 0.53215 | 43.8888
geo_moderate_95 | POI | 2034 | 0.57242 | 44.4036
geo_moderate_95 | POI | 2035 | 0.57242 | 44.4036
geo_moderate_95 | POI | 2036 | 0.59485 | 43.8667
geo_moderate_95 | POI | 2037 | 0.59485 | 43.8667
geo_moderate_95 | POI | 2038 | 0.59563 | 44.9617
geo_moderate_95 | POI | 2039 | 0.59563 | 44.9617
geo_moderate_95 | POI | 2040 | 0.57794 | 46.2433
geo_moderate_95 | POI | 2041 | 0.57794 | 46.2433
geo_moderate_95 | POI | 2042 | 0.51901 | 44.4422
geo_moderate_95 | POI | 2043 | 0.51901 | 44.4422
geo_moderate_95 | POI | 2044 | 0.47413 | 43.7918
geo_moderate_95 | POI | 2045 | 0.47413 | 43.7918
geo_moderate_95 | POI | 2046 | 0.45605 | 44.6291
geo_moderate_95 | POI | 2047 | 0.45605 | 44.6291
geo_moderate_95 | POI | 2048 | 0.45651 | 43.9957
geo_moderate_95 | POI | 2049 | 0.45651 | 43.9957
geo_moderate_95 | POI | 2050 | 0.4521 | 45.431
geo_moderate_95 | Spur | 2010 | 0.01293 | 61.883
geo_moderate_95 | Spur | 2011 | 0.01293 | 61.4872
geo_moderate_95 | Spur | 2012 | 0.070329 | 54.7989
geo_moderate_95 | Spur | 2013 | 0.070329 | 54.5281
geo_moderate_95 | Spur | 2014 | 0.094631 | 60.7409
geo_moderate_95 | Spur | 2015 | 0.094631 | 60.367
geo_moderate_95 | Spur | 2016 | 0.1569 | 51.2971
geo_moderate_95 | Spur | 2017 | 0.1569 | 51.2144
geo_moderate_95 | Spur | 2018 | 0.20116 | 52.5947
geo_moderate_95 | Spur | 2019 | 0.20116 | 52.3881
geo_moderate_95 | Spur | 2020 | 0.28012 | 46.5703
geo_moderate_95 | Spur | 2021 | 0.28012 | 45.7371
geo_moderate_95 | Spur | 2022 | 0.58335 | 53.4984
geo_moderate_95 | Spur | 2023 | 0.58335 | 52.4822
geo_moderate_95 | Spur | 2024 | 0.93101 | 46.8198
geo_moderate_95 | Spur | 2025 | 0.93101 | 46.2465
geo_moderate_95 | Spur | 2026 | 1.2311 | 45.9243
geo_moderate_95 | Spur | 2027 | 1.2311 | 45.3645
geo_moderate_95 | Spur | 2028 | 1.5103 | 45.1098
geo_moderate_95 | Spur | 2029 | 1.5103 | 44.8144
geo_moderate_95 | Spur | 2030 | 1.8285 | 44.3967
geo_moderate_95 | Spur | 2031 | 1.8285 | 44.3967
geo_moderate_95 | Spur | 2032 | 1.9104 | 43.8888
geo_moderate_95 | Spur | 2033 | 1.9104 | 43.8888
geo_moderate_95 | Spur | 2034 | 2.0789 | 44.4036
geo_moderate_95 | Spur | 2035 | 2.0789 | 44.4036
geo_moderate_95 | Spur | 2036 | 2.1591 | 43.8667
geo_moderate_95 | Spur | 2037 | 2.1591 | 43.8667
geo_moderate_95 | Spur | 2038 | 2.154 | 44.9617
geo_moderate_95 | Spur | 2039 | 2.154 | 44.9617
geo_moderate_95 | Spur | 2040 | 2.0826 | 46.2433
geo_moderate_95 | Spur | 2041 | 2.0826 | 46.2433
geo_moderate_95 | Spur | 2042 | 1.8546 | 44.4422
geo_moderate_95 | Spur | 2043 | 1.8546 | 44.4422
geo_moderate_95 | Spur | 2044 | 1.5959 | 43.7918
geo_moderate_95 | Spur | 2045 | 1.5959 | 43.7918
geo_moderate_95 | Spur | 2046 | 1.5185 | 44.6291
geo_moderate_95 | Spur | 2047 | 1.5185 | 44.6291
geo_moderate_95 | Spur | 2048 | 1.5483 | 43.9957
geo_moderate_95 | Spur | 2049 | 1.5483 | 43.9957
geo_moderate_95 | Spur | 2050 | 1.5297 | 45.431
geo_moderate_95 | Trans O&M | 2010 | 2.9658 | 61.883
geo_moderate_95 | Trans O&M | 2011 | 2.9658 | 61.4872
geo_moderate_95 | Trans O&M | 2012 | 3.0325 | 54.7989
geo_moderate_95 | Trans O&M | 2013 | 3.0325 | 54.5281
geo_moderate_95 | Trans O&M | 2014 | 2.9886 | 60.7409
geo_moderate_95 | Trans O&M | 2015 | 2.9886 | 60.367
geo_moderate_95 | Trans O&M | 2016 | 3.0263 | 51.2971
geo_moderate_95 | Trans O&M | 2017 | 3.0263 | 51.2144
geo_moderate_95 | Trans O&M | 2018 | 3.0199 | 52.5947
geo_moderate_95 | Trans O&M | 2019 | 3.0199 | 52.3881
geo_moderate_95 | Trans O&M | 2020 | 2.9416 | 46.5703
geo_moderate_95 | Trans O&M | 2021 | 2.9416 | 45.7371
geo_moderate_95 | Trans O&M | 2022 | 2.9347 | 53.4984
geo_moderate_95 | Trans O&M | 2023 | 2.9347 | 52.4822
geo_moderate_95 | Trans O&M | 2024 | 2.9622 | 46.8198
geo_moderate_95 | Trans O&M | 2025 | 2.9622 | 46.2465
geo_moderate_95 | Trans O&M | 2026 | 2.9881 | 45.9243
geo_moderate_95 | Trans O&M | 2027 | 2.9881 | 45.3645
geo_moderate_95 | Trans O&M | 2028 | 3.1264 | 45.1098
geo_moderate_95 | Trans O&M | 2029 | 3.1264 | 44.8144
geo_moderate_95 | Trans O&M | 2030 | 3.2639 | 44.3967
geo_moderate_95 | Trans O&M | 2031 | 3.2639 | 44.3967
geo_moderate_95 | Trans O&M | 2032 | 3.4123 | 43.8888
geo_moderate_95 | Trans O&M | 2033 | 3.4123 | 43.8888
geo_moderate_95 | Trans O&M | 2034 | 3.5598 | 44.4036
geo_moderate_95 | Trans O&M | 2035 | 3.5598 | 44.4036
geo_moderate_95 | Trans O&M | 2036 | 3.697 | 43.8667
geo_moderate_95 | Trans O&M | 2037 | 3.697 | 43.8667
geo_moderate_95 | Trans O&M | 2038 | 3.8242 | 44.9617
geo_moderate_95 | Trans O&M | 2039 | 3.8242 | 44.9617
geo_moderate_95 | Trans O&M | 2040 | 3.9917 | 46.2433
geo_moderate_95 | Trans O&M | 2041 | 3.9917 | 46.2433
geo_moderate_95 | Trans O&M | 2042 | 4.1683 | 44.4422
geo_moderate_95 | Trans O&M | 2043 | 4.1683 | 44.4422
geo_moderate_95 | Trans O&M | 2044 | 4.3748 | 43.7918
geo_moderate_95 | Trans O&M | 2045 | 4.3748 | 43.7918
geo_moderate_95 | Trans O&M | 2046 | 4.6157 | 44.6291
geo_moderate_95 | Trans O&M | 2047 | 4.6157 | 44.6291
geo_moderate_95 | Trans O&M | 2048 | 4.8764 | 43.9957
geo_moderate_95 | Trans O&M | 2049 | 4.8764 | 43.9957
geo_moderate_95 | Trans O&M | 2050 | 5.1068 | 45.431
geo_moderate_95 | CO2 T&S Capex | 2010 | 0 | 61.883
geo_moderate_95 | CO2 T&S Capex | 2011 | 0 | 61.4872
geo_moderate_95 | CO2 T&S Capex | 2012 | 0 | 54.7989
geo_moderate_95 | CO2 T&S Capex | 2013 | 0 | 54.5281
geo_moderate_95 | CO2 T&S Capex | 2014 | 0 | 60.7409
geo_moderate_95 | CO2 T&S Capex | 2015 | 0 | 60.367
geo_moderate_95 | CO2 T&S Capex | 2016 | 0 | 51.2971
geo_moderate_95 | CO2 T&S Capex | 2017 | 0 | 51.2144
geo_moderate_95 | CO2 T&S Capex | 2018 | 0 | 52.5947
geo_moderate_95 | CO2 T&S Capex | 2019 | 0 | 52.3881
geo_moderate_95 | CO2 T&S Capex | 2020 | 0 | 46.5703
geo_moderate_95 | CO2 T&S Capex | 2021 | 0 | 45.7371
geo_moderate_95 | CO2 T&S Capex | 2022 | 0 | 53.4984
geo_moderate_95 | CO2 T&S Capex | 2023 | 0 | 52.4822
geo_moderate_95 | CO2 T&S Capex | 2024 | 0 | 46.8198
geo_moderate_95 | CO2 T&S Capex | 2025 | 0 | 46.2465
geo_moderate_95 | CO2 T&S Capex | 2026 | 0 | 45.9243
geo_moderate_95 | CO2 T&S Capex | 2027 | 0 | 45.3645
geo_moderate_95 | CO2 T&S Capex | 2028 | 0.059694 | 45.1098
geo_moderate_95 | CO2 T&S Capex | 2029 | 0.059694 | 44.8144
geo_moderate_95 | CO2 T&S Capex | 2030 | 0.058125 | 44.3967
geo_moderate_95 | CO2 T&S Capex | 2031 | 0.058125 | 44.3967
geo_moderate_95 | CO2 T&S Capex | 2032 | 0.056584 | 43.8888
geo_moderate_95 | CO2 T&S Capex | 2033 | 0.056584 | 43.8888
geo_moderate_95 | CO2 T&S Capex | 2034 | 0.05504 | 44.4036
geo_moderate_95 | CO2 T&S Capex | 2035 | 0.05504 | 44.4036
geo_moderate_95 | CO2 T&S Capex | 2036 | 0.053402 | 43.8667
geo_moderate_95 | CO2 T&S Capex | 2037 | 0.053402 | 43.8667
geo_moderate_95 | CO2 T&S Capex | 2038 | 0.051781 | 44.9617
geo_moderate_95 | CO2 T&S Capex | 2039 | 0.051781 | 44.9617
geo_moderate_95 | CO2 T&S Capex | 2040 | 0.0034417 | 46.2433
geo_moderate_95 | CO2 T&S Capex | 2041 | 0.0034417 | 46.2433
geo_moderate_95 | CO2 T&S Capex | 2042 | 0.0033485 | 44.4422
geo_moderate_95 | CO2 T&S Capex | 2043 | 0.0033485 | 44.4422
geo_moderate_95 | CO2 T&S Capex | 2044 | 0.0032647 | 43.7918
geo_moderate_95 | CO2 T&S Capex | 2045 | 0.0032647 | 43.7918
geo_moderate_95 | CO2 T&S Capex | 2046 | 0.036644 | 44.6291
geo_moderate_95 | CO2 T&S Capex | 2047 | 0.036644 | 44.6291
geo_moderate_95 | CO2 T&S Capex | 2048 | 0.037525 | 43.9957
geo_moderate_95 | CO2 T&S Capex | 2049 | 0.037525 | 43.9957
geo_moderate_95 | CO2 T&S Capex | 2050 | 0.034386 | 45.431
geo_moderate_95 | ACP | 2010 | 0 | 61.883
geo_moderate_95 | ACP | 2011 | 0 | 61.4872
geo_moderate_95 | ACP | 2012 | 0 | 54.7989
geo_moderate_95 | ACP | 2013 | 0 | 54.5281
geo_moderate_95 | ACP | 2014 | 0 | 60.7409
geo_moderate_95 | ACP | 2015 | 0 | 60.367
geo_moderate_95 | ACP | 2016 | 0 | 51.2971
geo_moderate_95 | ACP | 2017 | 0 | 51.2144
geo_moderate_95 | ACP | 2018 | 0 | 52.5947
geo_moderate_95 | ACP | 2019 | 0 | 52.3881
geo_moderate_95 | ACP | 2020 | 0.39486 | 46.5703
geo_moderate_95 | ACP | 2021 | 0.39486 | 45.7371
geo_moderate_95 | ACP | 2022 | 0.00022304 | 53.4984
geo_moderate_95 | ACP | 2023 | 0.00022304 | 52.4822
geo_moderate_95 | ACP | 2024 | 0.00018859 | 46.8198
geo_moderate_95 | ACP | 2025 | 0.00018859 | 46.2465
geo_moderate_95 | ACP | 2026 | 0.00014247 | 45.9243
geo_moderate_95 | ACP | 2027 | 0.00014247 | 45.3645
geo_moderate_95 | ACP | 2028 | 0.00012172 | 45.1098
geo_moderate_95 | ACP | 2029 | 0.00012172 | 44.8144
geo_moderate_95 | ACP | 2030 | 6.3764e-05 | 44.3967
geo_moderate_95 | ACP | 2031 | 6.3764e-05 | 44.3967
geo_moderate_95 | ACP | 2032 | 6.2074e-05 | 43.8888
geo_moderate_95 | ACP | 2033 | 6.2074e-05 | 43.8888
geo_moderate_95 | ACP | 2034 | 6.0387e-05 | 44.4036
geo_moderate_95 | ACP | 2035 | 6.0387e-05 | 44.4036
geo_moderate_95 | ACP | 2036 | 6.1084e-05 | 43.8667
geo_moderate_95 | ACP | 2037 | 6.1084e-05 | 43.8667
geo_moderate_95 | ACP | 2038 | 6.2303e-05 | 44.9617
geo_moderate_95 | ACP | 2039 | 6.2303e-05 | 44.9617
geo_moderate_95 | ACP | 2040 | 5.6636e-05 | 46.2433
geo_moderate_95 | ACP | 2041 | 5.6636e-05 | 46.2433
geo_moderate_95 | ACP | 2042 | 0.01594 | 44.4422
geo_moderate_95 | ACP | 2043 | 0.01594 | 44.4422
geo_moderate_95 | ACP | 2044 | 5.3723e-05 | 43.7918
geo_moderate_95 | ACP | 2045 | 5.3723e-05 | 43.7918
geo_moderate_95 | ACP | 2046 | 5.2437e-05 | 44.6291
geo_moderate_95 | ACP | 2047 | 5.2437e-05 | 44.6291
geo_moderate_95 | ACP | 2048 | 5.1218e-05 | 43.9957
geo_moderate_95 | ACP | 2049 | 5.1218e-05 | 43.9957
geo_moderate_95 | ACP | 2050 | 5.0034e-05 | 45.431

## 20_National OpRes Price ($-MW-h
type | subtype | scenario | year | $
oper_res | flex | geo_moderate_95 | 2010 | 0.088596
oper_res | flex | geo_moderate_95 | 2012 | 0.076611
oper_res | flex | geo_moderate_95 | 2014 | 0.10032
oper_res | flex | geo_moderate_95 | 2016 | 0.083837
oper_res | flex | geo_moderate_95 | 2018 | 0.25388
oper_res | flex | geo_moderate_95 | 2020 | 1.2928
oper_res | flex | geo_moderate_95 | 2022 | 0.63767
oper_res | flex | geo_moderate_95 | 2024 | 1.0171
oper_res | flex | geo_moderate_95 | 2026 | 1.2873
oper_res | flex | geo_moderate_95 | 2028 | 1.8474
oper_res | flex | geo_moderate_95 | 2030 | 2.114
oper_res | flex | geo_moderate_95 | 2032 | 1.7687
oper_res | flex | geo_moderate_95 | 2034 | 1.4628
oper_res | flex | geo_moderate_95 | 2036 | 1.1991
oper_res | flex | geo_moderate_95 | 2038 | 0.90803
oper_res | flex | geo_moderate_95 | 2040 | 0.71022
oper_res | flex | geo_moderate_95 | 2042 | 0.52385
oper_res | flex | geo_moderate_95 | 2044 | 0.6551
oper_res | flex | geo_moderate_95 | 2046 | 1.973
oper_res | flex | geo_moderate_95 | 2048 | 2.4918
oper_res | flex | geo_moderate_95 | 2050 | 1.2232
oper_res | reg | geo_moderate_95 | 2010 | 4.8792
oper_res | reg | geo_moderate_95 | 2012 | 4.5222
oper_res | reg | geo_moderate_95 | 2014 | 4.6792
oper_res | reg | geo_moderate_95 | 2016 | 4.1778
oper_res | reg | geo_moderate_95 | 2018 | 4.398
oper_res | reg | geo_moderate_95 | 2020 | 5.4467
oper_res | reg | geo_moderate_95 | 2022 | 4.2196
oper_res | reg | geo_moderate_95 | 2024 | 3.4936
oper_res | reg | geo_moderate_95 | 2026 | 3.2196
oper_res | reg | geo_moderate_95 | 2028 | 2.509
oper_res | reg | geo_moderate_95 | 2030 | 2.2799
oper_res | reg | geo_moderate_95 | 2032 | 1.7824
oper_res | reg | geo_moderate_95 | 2034 | 1.4177
oper_res | reg | geo_moderate_95 | 2036 | 1.2256
oper_res | reg | geo_moderate_95 | 2038 | 0.93825
oper_res | reg | geo_moderate_95 | 2040 | 0.78138
oper_res | reg | geo_moderate_95 | 2042 | 0.74422
oper_res | reg | geo_moderate_95 | 2044 | 0.91056
oper_res | reg | geo_moderate_95 | 2046 | 1.5914
oper_res | reg | geo_moderate_95 | 2048 | 2.5037
oper_res | reg | geo_moderate_95 | 2050 | 1.1609
oper_res | spin | geo_moderate_95 | 2010 | 2.0031
oper_res | spin | geo_moderate_95 | 2012 | 1.3959
oper_res | spin | geo_moderate_95 | 2014 | 1.7087
oper_res | spin | geo_moderate_95 | 2016 | 1.11
oper_res | spin | geo_moderate_95 | 2018 | 1.2424
oper_res | spin | geo_moderate_95 | 2020 | 2.387
oper_res | spin | geo_moderate_95 | 2022 | 1.1662
oper_res | spin | geo_moderate_95 | 2024 | 0.87729
oper_res | spin | geo_moderate_95 | 2026 | 0.73598
oper_res | spin | geo_moderate_95 | 2028 | 0.87774
oper_res | spin | geo_moderate_95 | 2030 | 0.78575
oper_res | spin | geo_moderate_95 | 2032 | 0.68336
oper_res | spin | geo_moderate_95 | 2034 | 0.64149
oper_res | spin | geo_moderate_95 | 2036 | 0.60314
oper_res | spin | geo_moderate_95 | 2038 | 0.4875
oper_res | spin | geo_moderate_95 | 2040 | 0.37245
oper_res | spin | geo_moderate_95 | 2042 | 0.32835
oper_res | spin | geo_moderate_95 | 2044 | 0.42359
oper_res | spin | geo_moderate_95 | 2046 | 0.91354
oper_res | spin | geo_moderate_95 | 2048 | 1.5564
oper_res | spin | geo_moderate_95 | 2050 | 0.55115

## 21_National OpRes Price by time
scenario | subtype | type | timeslice | $ | Net Level $
geo_moderate_95 | flex | oper_res | 1 | 0.56607 | 0.56607
geo_moderate_95 | flex | oper_res | 2 | 0.4079 | 0.4079
geo_moderate_95 | flex | oper_res | 3 | 0.021197 | 0.021197
geo_moderate_95 | flex | oper_res | 4 | 1.1044 | 1.1044
geo_moderate_95 | flex | oper_res | 5 | 1.7697 | 1.7697
geo_moderate_95 | flex | oper_res | 6 | 1.5015 | 1.5015
geo_moderate_95 | flex | oper_res | 7 | 0.34688 | 0.34688
geo_moderate_95 | flex | oper_res | 8 | 4.2527 | 4.2527
geo_moderate_95 | flex | oper_res | 9 | 1.7824 | 1.7824
geo_moderate_95 | flex | oper_res | 10 | -0.091998 | -0.091998
geo_moderate_95 | flex | oper_res | 11 | 0.052164 | 0.052164
geo_moderate_95 | flex | oper_res | 12 | 1.6288 | 1.6288
geo_moderate_95 | flex | oper_res | 13 | 2.7653 | 2.7653
geo_moderate_95 | flex | oper_res | 14 | 0.55079 | 0.55079
geo_moderate_95 | flex | oper_res | 15 | 0.036704 | 0.036704
geo_moderate_95 | flex | oper_res | 16 | 3.8299 | 3.8299
geo_moderate_95 | flex | oper_res | 17 | 1.3978 | 1.3978
geo_moderate_95 | reg | oper_res | 1 | 0.6918 | 0.6918
geo_moderate_95 | reg | oper_res | 2 | 0.85926 | 0.85926
geo_moderate_95 | reg | oper_res | 3 | 0.46926 | 0.46926
geo_moderate_95 | reg | oper_res | 4 | 1.3244 | 1.3244
geo_moderate_95 | reg | oper_res | 5 | 1.1295 | 1.1295
geo_moderate_95 | reg | oper_res | 6 | 1.6541 | 1.6541
geo_moderate_95 | reg | oper_res | 7 | 0.69079 | 0.69079
geo_moderate_95 | reg | oper_res | 8 | 4.135 | 4.135
geo_moderate_95 | reg | oper_res | 9 | 1.2329 | 1.2329
geo_moderate_95 | reg | oper_res | 10 | 0.45095 | 0.45095
geo_moderate_95 | reg | oper_res | 11 | 0.47382 | 0.47382
geo_moderate_95 | reg | oper_res | 12 | 1.8809 | 1.8809
geo_moderate_95 | reg | oper_res | 13 | 1.1388 | 1.1388
geo_moderate_95 | reg | oper_res | 14 | 0.67805 | 0.67805
geo_moderate_95 | reg | oper_res | 15 | 0.094338 | 0.094338
geo_moderate_95 | reg | oper_res | 16 | 2.6414 | 2.6414
geo_moderate_95 | reg | oper_res | 17 | 1.889 | 1.889
geo_moderate_95 | spin | oper_res | 1 | 0.080537 | 0.080537
geo_moderate_95 | spin | oper_res | 2 | 0.35985 | 0.35985
geo_moderate_95 | spin | oper_res | 3 | 0.017694 | 0.017694
geo_moderate_95 | spin | oper_res | 4 | 0.67209 | 0.67209
geo_moderate_95 | spin | oper_res | 5 | 0.32889 | 0.32889
geo_moderate_95 | spin | oper_res | 6 | 1.1176 | 1.1176
geo_moderate_95 | spin | oper_res | 7 | 0.2409 | 0.2409
geo_moderate_95 | spin | oper_res | 8 | 3.4048 | 3.4048
geo_moderate_95 | spin | oper_res | 9 | 0.055455 | 0.055455
geo_moderate_95 | spin | oper_res | 10 | -0.056262 | -0.056262
geo_moderate_95 | spin | oper_res | 11 | 0.024772 | 0.024772
geo_moderate_95 | spin | oper_res | 12 | 1.3686 | 1.3686
geo_moderate_95 | spin | oper_res | 13 | 0.37347 | 0.37347
geo_moderate_95 | spin | oper_res | 14 | 0.63364 | 0.63364
geo_moderate_95 | spin | oper_res | 15 | 0.035472 | 0.035472
geo_moderate_95 | spin | oper_res | 16 | 1.6166 | 1.6166
geo_moderate_95 | spin | oper_res | 17 | 1.2614 | 1.2614

## 22_Final Regional Energy Price
type | scenario | rb | $
load | geo_moderate_95 | p1 | 26.4158
load | geo_moderate_95 | p10 | 33.9235
load | geo_moderate_95 | p100 | 32.2781
load | geo_moderate_95 | p101 | 37.8937
load | geo_moderate_95 | p102 | 38.7642
load | geo_moderate_95 | p103 | 30.2186
load | geo_moderate_95 | p104 | 29.8157
load | geo_moderate_95 | p105 | 29.6332
load | geo_moderate_95 | p106 | 29.8281
load | geo_moderate_95 | p107 | 29.8693
load | geo_moderate_95 | p108 | 29.9406
load | geo_moderate_95 | p109 | 30.5157
load | geo_moderate_95 | p11 | 34.1595
load | geo_moderate_95 | p110 | 31.6532
load | geo_moderate_95 | p111 | 30.699
load | geo_moderate_95 | p112 | 30.9571
load | geo_moderate_95 | p113 | 30.8231
load | geo_moderate_95 | p114 | 30.8115
load | geo_moderate_95 | p115 | 31.9731
load | geo_moderate_95 | p116 | 31.7353
load | geo_moderate_95 | p117 | 31.5745
load | geo_moderate_95 | p118 | 32.0677
load | geo_moderate_95 | p119 | 33.354
load | geo_moderate_95 | p12 | 26.0511
load | geo_moderate_95 | p120 | 33.1136
load | geo_moderate_95 | p121 | 33.0808
load | geo_moderate_95 | p122 | 33.6653
load | geo_moderate_95 | p123 | 33.5363
load | geo_moderate_95 | p124 | 32.4147
load | geo_moderate_95 | p125 | 34.3607
load | geo_moderate_95 | p126 | 33.9801
load | geo_moderate_95 | p127 | 34.3183
load | geo_moderate_95 | p128 | 35.4837
load | geo_moderate_95 | p129 | 33.7202
load | geo_moderate_95 | p13 | 26.6465
load | geo_moderate_95 | p130 | 34.7879
load | geo_moderate_95 | p131 | 35.0149
load | geo_moderate_95 | p132 | 35.0295
load | geo_moderate_95 | p133 | 35.2909
load | geo_moderate_95 | p134 | 34.1942
load | geo_moderate_95 | p14 | 25.9415
load | geo_moderate_95 | p15 | 25.7073
load | geo_moderate_95 | p16 | 25.7483
load | geo_moderate_95 | p17 | 25.0399
load | geo_moderate_95 | p18 | 25.0717
load | geo_moderate_95 | p19 | 24.4659
load | geo_moderate_95 | p2 | 26.279
load | geo_moderate_95 | p20 | 25.0675
load | geo_moderate_95 | p21 | 24.5818
load | geo_moderate_95 | p22 | 22.9447
load | geo_moderate_95 | p23 | 22.5459
load | geo_moderate_95 | p24 | 22.9477
load | geo_moderate_95 | p25 | 25.7933
load | geo_moderate_95 | p26 | 25.0673
load | geo_moderate_95 | p27 | 25.1619
load | geo_moderate_95 | p28 | 25.9565
load | geo_moderate_95 | p29 | 23.6687
load | geo_moderate_95 | p3 | 26.1442
load | geo_moderate_95 | p30 | 25.8579
load | geo_moderate_95 | p31 | 24.1031
load | geo_moderate_95 | p32 | 22.5457
load | geo_moderate_95 | p33 | 23.0349
load | geo_moderate_95 | p34 | 22.7336
load | geo_moderate_95 | p35 | 22.5072
load | geo_moderate_95 | p36 | 22.1603
load | geo_moderate_95 | p37 | 22.5822
load | geo_moderate_95 | p38 | 22.9957
load | geo_moderate_95 | p39 | 24.7344
load | geo_moderate_95 | p4 | 26.3014
load | geo_moderate_95 | p40 | 25.63
load | geo_moderate_95 | p41 | 24.6665
load | geo_moderate_95 | p42 | 22.5532
load | geo_moderate_95 | p43 | 23.2056
load | geo_moderate_95 | p44 | 22.9845
load | geo_moderate_95 | p45 | 24.4919
load | geo_moderate_95 | p46 | 24.7346
load | geo_moderate_95 | p47 | 23.011
load | geo_moderate_95 | p48 | 23.4186
load | geo_moderate_95 | p49 | 23.685
load | geo_moderate_95 | p5 | 26.204
load | geo_moderate_95 | p50 | 24.833
load | geo_moderate_95 | p51 | 24.9258
load | geo_moderate_95 | p52 | 24.2561
load | geo_moderate_95 | p53 | 24.8668
load | geo_moderate_95 | p54 | 25.3304
load | geo_moderate_95 | p55 | 25.6518
load | geo_moderate_95 | p56 | 25.183
load | geo_moderate_95 | p57 | 27.8349
load | geo_moderate_95 | p58 | 30.1571
load | geo_moderate_95 | p59 | 24.4832
load | geo_moderate_95 | p6 | 26.4425
load | geo_moderate_95 | p60 | 20.964
load | geo_moderate_95 | p61 | 20.7205
load | geo_moderate_95 | p62 | 21.815
load | geo_moderate_95 | p63 | 22.4827
load | geo_moderate_95 | p64 | 22.0958
load | geo_moderate_95 | p65 | 22.2011
load | geo_moderate_95 | p66 | 29.0295
load | geo_moderate_95 | p67 | 23.0699
load | geo_moderate_95 | p68 | 23.1765
load | geo_moderate_95 | p69 | 24.6431
load | geo_moderate_95 | p7 | 26.3203
load | geo_moderate_95 | p70 | 24.7272
load | geo_moderate_95 | p71 | 25.9717
load | geo_moderate_95 | p72 | 26.7929
load | geo_moderate_95 | p73 | 27.0909
load | geo_moderate_95 | p74 | 26.5861
load | geo_moderate_95 | p75 | 26.9233
load | geo_moderate_95 | p76 | 26.9324
load | geo_moderate_95 | p77 | 24.7445
load | geo_moderate_95 | p78 | 26.6649
load | geo_moderate_95 | p79 | 27.956
load | geo_moderate_95 | p8 | 26.9584
load | geo_moderate_95 | p80 | 28.4943
load | geo_moderate_95 | p81 | 26.9768
load | geo_moderate_95 | p82 | 27.1844
load | geo_moderate_95 | p83 | 28.0644
load | geo_moderate_95 | p84 | 26.9482
load | geo_moderate_95 | p85 | 27.2638
load | geo_moderate_95 | p86 | 29.4425
load | geo_moderate_95 | p87 | 29.7063
load | geo_moderate_95 | p88 | 30.8861
load | geo_moderate_95 | p89 | 31.2222
load | geo_moderate_95 | p9 | 33.399
load | geo_moderate_95 | p90 | 31.0291
load | geo_moderate_95 | p91 | 31.1033
load | geo_moderate_95 | p92 | 30.3469
load | geo_moderate_95 | p93 | 30.2347
load | geo_moderate_95 | p94 | 31.8779
load | geo_moderate_95 | p95 | 32.3488
load | geo_moderate_95 | p96 | 32.8492
load | geo_moderate_95 | p97 | 32.4989
load | geo_moderate_95 | p98 | 33.1554
load | geo_moderate_95 | p99 | 33.4652

## 23_National Seasonal Capacity P
type | timeslice | scenario | year | $
res_marg | fall | geo_moderate_95 | 2010 | 0
res_marg | fall | geo_moderate_95 | 2012 | 0
res_marg | fall | geo_moderate_95 | 2014 | 0
res_marg | fall | geo_moderate_95 | 2016 | 0
res_marg | fall | geo_moderate_95 | 2018 | 0
res_marg | fall | geo_moderate_95 | 2020 | 0
res_marg | fall | geo_moderate_95 | 2022 | 0
res_marg | fall | geo_moderate_95 | 2024 | 1.1573
res_marg | fall | geo_moderate_95 | 2026 | 3.7337
res_marg | fall | geo_moderate_95 | 2028 | 3.1022
res_marg | fall | geo_moderate_95 | 2030 | 4.4667
res_marg | fall | geo_moderate_95 | 2032 | 5.033
res_marg | fall | geo_moderate_95 | 2034 | 8.1315
res_marg | fall | geo_moderate_95 | 2036 | 9.0072
res_marg | fall | geo_moderate_95 | 2038 | 8.8731
res_marg | fall | geo_moderate_95 | 2040 | 8.6945
res_marg | fall | geo_moderate_95 | 2042 | 6.0603
res_marg | fall | geo_moderate_95 | 2044 | 6.028
res_marg | fall | geo_moderate_95 | 2046 | 17.4081
res_marg | fall | geo_moderate_95 | 2048 | 16.7515
res_marg | fall | geo_moderate_95 | 2050 | 35.3895
res_marg | spri | geo_moderate_95 | 2010 | 0
res_marg | spri | geo_moderate_95 | 2012 | 0
res_marg | spri | geo_moderate_95 | 2014 | 0
res_marg | spri | geo_moderate_95 | 2016 | 0
res_marg | spri | geo_moderate_95 | 2018 | 0
res_marg | spri | geo_moderate_95 | 2020 | 0
res_marg | spri | geo_moderate_95 | 2022 | 0
res_marg | spri | geo_moderate_95 | 2024 | 0
res_marg | spri | geo_moderate_95 | 2026 | 0
res_marg | spri | geo_moderate_95 | 2028 | 0
res_marg | spri | geo_moderate_95 | 2030 | 0
res_marg | spri | geo_moderate_95 | 2032 | 0
res_marg | spri | geo_moderate_95 | 2034 | 0
res_marg | spri | geo_moderate_95 | 2036 | 3.9973e-11
res_marg | spri | geo_moderate_95 | 2038 | 0.24127
res_marg | spri | geo_moderate_95 | 2040 | 5.4582e-11
res_marg | spri | geo_moderate_95 | 2042 | 0
res_marg | spri | geo_moderate_95 | 2044 | 0
res_marg | spri | geo_moderate_95 | 2046 | 0
res_marg | spri | geo_moderate_95 | 2048 | -0.037081
res_marg | spri | geo_moderate_95 | 2050 | -0.00085873
res_marg | summ | geo_moderate_95 | 2010 | 0
res_marg | summ | geo_moderate_95 | 2012 | 0
res_marg | summ | geo_moderate_95 | 2014 | 0
res_marg | summ | geo_moderate_95 | 2016 | 0
res_marg | summ | geo_moderate_95 | 2018 | 0
res_marg | summ | geo_moderate_95 | 2020 | 0
res_marg | summ | geo_moderate_95 | 2022 | 0.19076
res_marg | summ | geo_moderate_95 | 2024 | 10.9666
res_marg | summ | geo_moderate_95 | 2026 | 40.9173
res_marg | summ | geo_moderate_95 | 2028 | 56.2958
res_marg | summ | geo_moderate_95 | 2030 | 53.4657
res_marg | summ | geo_moderate_95 | 2032 | 56.2016
res_marg | summ | geo_moderate_95 | 2034 | 65.689
res_marg | summ | geo_moderate_95 | 2036 | 70.2997
res_marg | summ | geo_moderate_95 | 2038 | 77.3142
res_marg | summ | geo_moderate_95 | 2040 | 80.0408
res_marg | summ | geo_moderate_95 | 2042 | 82.1011
res_marg | summ | geo_moderate_95 | 2044 | 82.6505
res_marg | summ | geo_moderate_95 | 2046 | 76.8993
res_marg | summ | geo_moderate_95 | 2048 | 80.4217
res_marg | summ | geo_moderate_95 | 2050 | 157.7808
res_marg | wint | geo_moderate_95 | 2010 | 0
res_marg | wint | geo_moderate_95 | 2012 | 0
res_marg | wint | geo_moderate_95 | 2014 | 0
res_marg | wint | geo_moderate_95 | 2016 | 0
res_marg | wint | geo_moderate_95 | 2018 | 0
res_marg | wint | geo_moderate_95 | 2020 | 0
res_marg | wint | geo_moderate_95 | 2022 | 0
res_marg | wint | geo_moderate_95 | 2024 | 0
res_marg | wint | geo_moderate_95 | 2026 | 6.09e-09
res_marg | wint | geo_moderate_95 | 2028 | 0
res_marg | wint | geo_moderate_95 | 2030 | 1.3611e-08
res_marg | wint | geo_moderate_95 | 2032 | -0.0010018
res_marg | wint | geo_moderate_95 | 2034 | 0
res_marg | wint | geo_moderate_95 | 2036 | 1.3136e-11
res_marg | wint | geo_moderate_95 | 2038 | 0
res_marg | wint | geo_moderate_95 | 2040 | 4.3459e-10
res_marg | wint | geo_moderate_95 | 2042 | 0
res_marg | wint | geo_moderate_95 | 2044 | 0
res_marg | wint | geo_moderate_95 | 2046 | 5.4369e-06
res_marg | wint | geo_moderate_95 | 2048 | 0
res_marg | wint | geo_moderate_95 | 2050 | 0.1452

## 24_National Annual Capacity Pri
type | scenario | year | $
res_marg_ann | geo_moderate_95 | 2010 | 0
res_marg_ann | geo_moderate_95 | 2012 | 0
res_marg_ann | geo_moderate_95 | 2014 | 0
res_marg_ann | geo_moderate_95 | 2016 | 0
res_marg_ann | geo_moderate_95 | 2018 | 0
res_marg_ann | geo_moderate_95 | 2020 | 0
res_marg_ann | geo_moderate_95 | 2022 | 0.18381
res_marg_ann | geo_moderate_95 | 2024 | 11.9181
res_marg_ann | geo_moderate_95 | 2026 | 44.2837
res_marg_ann | geo_moderate_95 | 2028 | 59.0736
res_marg_ann | geo_moderate_95 | 2030 | 57.4696
res_marg_ann | geo_moderate_95 | 2032 | 60.7316
res_marg_ann | geo_moderate_95 | 2034 | 73.0966
res_marg_ann | geo_moderate_95 | 2036 | 78.5262
res_marg_ann | geo_moderate_95 | 2038 | 85.746
res_marg_ann | geo_moderate_95 | 2040 | 88.1341
res_marg_ann | geo_moderate_95 | 2042 | 87.747
res_marg_ann | geo_moderate_95 | 2044 | 88.3106
res_marg_ann | geo_moderate_95 | 2046 | 93.6691
res_marg_ann | geo_moderate_95 | 2048 | 96.5403
res_marg_ann | geo_moderate_95 | 2050 | 192.2253

## 25_2022-2050 Present Value of S
cost_cat | scenario | Discounted Cost (Bil $) | Net Level Discounted Cost (Bil $)
PTC | geo_moderate_95 | -325.1645 | 3368.045
ITC | geo_moderate_95 | -132.6591 | 3368.045
CCS Incentives | geo_moderate_95 | -12.1655 | 3368.045
Gen & Stor Capex | geo_moderate_95 | 1573.1088 | 3368.045
Gen & Stor O&M | geo_moderate_95 | 1282.4713 | 3368.045
Fuel | geo_moderate_95 | 438.0601 | 3368.045
Trans | geo_moderate_95 | 132.4284 | 3368.045
POI | geo_moderate_95 | 32.6694 | 3368.045
Spur | geo_moderate_95 | 114.7378 | 3368.045
Trans O&M | geo_moderate_95 | 262.369 | 3368.045
CO2 T&S Capex | geo_moderate_95 | 2.1202 | 3368.045
ACP | geo_moderate_95 | 0.069164 | 3368.045

## 26_Emissions National (tonne)
e | scenario | year | Emissions (tonne)
ch4 | geo_moderate_95 | 2010 | 2918523.3068
ch4 | geo_moderate_95 | 2012 | 4585305.9407
ch4 | geo_moderate_95 | 2014 | 3040633.1795
ch4 | geo_moderate_95 | 2016 | 5111969.8183
ch4 | geo_moderate_95 | 2018 | 4718657.9445
ch4 | geo_moderate_95 | 2020 | 5761635.0804
ch4 | geo_moderate_95 | 2022 | 3970313.8103
ch4 | geo_moderate_95 | 2024 | 3451828.5304
ch4 | geo_moderate_95 | 2026 | 2794472.2843
ch4 | geo_moderate_95 | 2028 | 2215728.0067
ch4 | geo_moderate_95 | 2030 | 1446756.8141
ch4 | geo_moderate_95 | 2032 | 1313364.0403
ch4 | geo_moderate_95 | 2034 | 1130335.5232
ch4 | geo_moderate_95 | 2036 | 1079632.1655
ch4 | geo_moderate_95 | 2038 | 1202464.4475
ch4 | geo_moderate_95 | 2040 | 1459181.448
ch4 | geo_moderate_95 | 2042 | 1761761.3746
ch4 | geo_moderate_95 | 2044 | 1987222.2905
ch4 | geo_moderate_95 | 2046 | 1553879.484
ch4 | geo_moderate_95 | 2048 | 1051310.0235
ch4 | geo_moderate_95 | 2050 | 791568.4535
co2 | geo_moderate_95 | 2010 | 2415332487.2737
co2 | geo_moderate_95 | 2012 | 1877531633.9142
co2 | geo_moderate_95 | 2014 | 2214983369.501
co2 | geo_moderate_95 | 2016 | 1639258489.3027
co2 | geo_moderate_95 | 2018 | 1581477771.5357
co2 | geo_moderate_95 | 2020 | 1403581652.8219
co2 | geo_moderate_95 | 2022 | 1463383083.3552
co2 | geo_moderate_95 | 2024 | 916572676.6337
co2 | geo_moderate_95 | 2026 | 698989471.4968
co2 | geo_moderate_95 | 2028 | 458676155.2756
co2 | geo_moderate_95 | 2030 | 343207004.3547
co2 | geo_moderate_95 | 2032 | 316986379.767
co2 | geo_moderate_95 | 2034 | 282259408.7793
co2 | geo_moderate_95 | 2036 | 267862715.1236
co2 | geo_moderate_95 | 2038 | 282906347.3995
co2 | geo_moderate_95 | 2040 | 359931633.706
co2 | geo_moderate_95 | 2042 | 416635114.5489
co2 | geo_moderate_95 | 2044 | 402794007
co2 | geo_moderate_95 | 2046 | 308716371
co2 | geo_moderate_95 | 2048 | 214638736
co2 | geo_moderate_95 | 2050 | 120561100
co2e | geo_moderate_95 | 2010 | 2514562279.7052
co2e | geo_moderate_95 | 2012 | 2033432035.8982
co2e | geo_moderate_95 | 2014 | 2318364897.6027
co2e | geo_moderate_95 | 2016 | 1813065463.1237
co2e | geo_moderate_95 | 2018 | 1741912141.6481
co2e | geo_moderate_95 | 2020 | 1599477245.5541
co2e | geo_moderate_95 | 2022 | 1598373752.907
co2e | geo_moderate_95 | 2024 | 1033934846.6658
co2e | geo_moderate_95 | 2026 | 794001529.1614
co2e | geo_moderate_95 | 2028 | 534010907.504
co2e | geo_moderate_95 | 2030 | 392396736.0354
co2e | geo_moderate_95 | 2032 | 361640757.1361
co2e | geo_moderate_95 | 2034 | 320690816.5671
co2e | geo_moderate_95 | 2036 | 304570208.7496
co2e | geo_moderate_95 | 2038 | 323790138.616
co2e | geo_moderate_95 | 2040 | 409543802.939
co2e | geo_moderate_95 | 2042 | 476535001.2845
co2e | geo_moderate_95 | 2044 | 470359564.8759
co2e | geo_moderate_95 | 2046 | 361548273.4563
co2e | geo_moderate_95 | 2048 | 250383276.7978
co2e | geo_moderate_95 | 2050 | 147474427.4185
nox | geo_moderate_95 | 2010 | 2144890.8346
nox | geo_moderate_95 | 2012 | 1449286.0809
nox | geo_moderate_95 | 2014 | 1906069.535
nox | geo_moderate_95 | 2016 | 1169254.5683
nox | geo_moderate_95 | 2018 | 1126016.9592
nox | geo_moderate_95 | 2020 | 895296.002
nox | geo_moderate_95 | 2022 | 1054844.9255
nox | geo_moderate_95 | 2024 | 567455.7427
nox | geo_moderate_95 | 2026 | 405925.7513
nox | geo_moderate_95 | 2028 | 238071.9679
nox | geo_moderate_95 | 2030 | 200871.5433
nox | geo_moderate_95 | 2032 | 192703.4422
nox | geo_moderate_95 | 2034 | 182356.9416
nox | geo_moderate_95 | 2036 | 176257.9805
nox | geo_moderate_95 | 2038 | 178436.0443
nox | geo_moderate_95 | 2040 | 213346.4093
nox | geo_moderate_95 | 2042 | 239554.631
nox | geo_moderate_95 | 2044 | 206689.3325
nox | geo_moderate_95 | 2046 | 195020.5512
nox | geo_moderate_95 | 2048 | 175185.8989
nox | geo_moderate_95 | 2050 | 97306.3848
so2 | geo_moderate_95 | 2010 | 2720120.0894
so2 | geo_moderate_95 | 2012 | 1707437.3903
so2 | geo_moderate_95 | 2014 | 2322444.4061
so2 | geo_moderate_95 | 2016 | 1249222.3725
so2 | geo_moderate_95 | 2018 | 1165244.7166
so2 | geo_moderate_95 | 2020 | 881585.4127
so2 | geo_moderate_95 | 2022 | 1085738.2566
so2 | geo_moderate_95 | 2024 | 532675.8192
so2 | geo_moderate_95 | 2026 | 367835.5057
so2 | geo_moderate_95 | 2028 | 180261.3512
so2 | geo_moderate_95 | 2030 | 153858.9302
so2 | geo_moderate_95 | 2032 | 144606.0005
so2 | geo_moderate_95 | 2034 | 137027.325
so2 | geo_moderate_95 | 2036 | 130393.4942
so2 | geo_moderate_95 | 2038 | 123954.5079
so2 | geo_moderate_95 | 2040 | 148496.2061
so2 | geo_moderate_95 | 2042 | 156973.6319
so2 | geo_moderate_95 | 2044 | 97515.9626
so2 | geo_moderate_95 | 2046 | 84882.024
so2 | geo_moderate_95 | 2048 | 70288.5274
so2 | geo_moderate_95 | 2050 | 9778.9648

## 27_Net CO2e Emissions National
e | tech | year | CO2e (MMton) | Cumulative CO2e (MMton) | scenario

## 28_CO2 Abatement Cost ($-tonne)
scenario | year | $/tonne
geo_moderate_95 | 2044 | 14.9889
geo_moderate_95 | 2046 | 46.9158
geo_moderate_95 | 2048 | 75.1591
geo_moderate_95 | 2050 | 565.9669

## 29_Undiscounted Annualized Syst
scenario | cost_cat | year | Cost (Bil $) | Net Level Cost (Bil $)
geo_moderate_95 | PTC | 2010 | -0.26274 | 244.9609
geo_moderate_95 | PTC | 2011 | -0.26274 | 243.394
geo_moderate_95 | PTC | 2012 | -1.3821 | 212.7309
geo_moderate_95 | PTC | 2013 | -1.3821 | 211.6797
geo_moderate_95 | PTC | 2014 | -1.7847 | 239.6042
geo_moderate_95 | PTC | 2015 | -1.7847 | 238.1293
geo_moderate_95 | PTC | 2016 | -2.7955 | 200.1952
geo_moderate_95 | PTC | 2017 | -2.7955 | 199.8727
geo_moderate_95 | PTC | 2018 | -3.5669 | 206.1137
geo_moderate_95 | PTC | 2019 | -3.5669 | 205.304
geo_moderate_95 | PTC | 2020 | -4.754 | 187.7979
geo_moderate_95 | PTC | 2021 | -4.754 | 184.438
geo_moderate_95 | PTC | 2022 | -7.8819 | 218.1739
geo_moderate_95 | PTC | 2023 | -7.8819 | 214.0296
geo_moderate_95 | PTC | 2024 | -16.9429 | 194.0802
geo_moderate_95 | PTC | 2025 | -16.9429 | 191.7036
geo_moderate_95 | PTC | 2026 | -22.7643 | 193.808
geo_moderate_95 | PTC | 2027 | -22.7643 | 191.4457
geo_moderate_95 | PTC | 2028 | -26.1344 | 194.8286
geo_moderate_95 | PTC | 2029 | -26.1344 | 193.5526
geo_moderate_95 | PTC | 2030 | -33.2255 | 196.9227
geo_moderate_95 | PTC | 2031 | -33.2255 | 196.9227
geo_moderate_95 | PTC | 2032 | -33.1548 | 199.9719
geo_moderate_95 | PTC | 2033 | -33.1548 | 199.9719
geo_moderate_95 | PTC | 2034 | -30.1908 | 207.9674
geo_moderate_95 | PTC | 2035 | -30.1908 | 207.9674
geo_moderate_95 | PTC | 2036 | -28.0241 | 211.7551
geo_moderate_95 | PTC | 2037 | -28.0241 | 211.7551
geo_moderate_95 | PTC | 2038 | -23.218 | 223.8357
geo_moderate_95 | PTC | 2039 | -23.218 | 223.8357
geo_moderate_95 | PTC | 2040 | -15.2116 | 237.2315
geo_moderate_95 | PTC | 2041 | -15.2116 | 237.2315
geo_moderate_95 | PTC | 2042 | -11.7651 | 234.3385
geo_moderate_95 | PTC | 2043 | -11.7651 | 234.3385
geo_moderate_95 | PTC | 2044 | -7.2094 | 236.8377
geo_moderate_95 | PTC | 2045 | -7.2094 | 236.8377
geo_moderate_95 | PTC | 2046 | -4.683 | 247.2868
geo_moderate_95 | PTC | 2047 | -4.683 | 247.2868
geo_moderate_95 | PTC | 2048 | -11.3553 | 249.5765
geo_moderate_95 | PTC | 2049 | -11.3553 | 249.5765
geo_moderate_95 | PTC | 2050 | -21.1124 | 263.8202
geo_moderate_95 | PTC | 2051 | -21.1124 | 263.8202
geo_moderate_95 | PTC | 2052 | -21.1124 | 256.7308
geo_moderate_95 | PTC | 2053 | -21.1124 | 256.7308
geo_moderate_95 | PTC | 2054 | -21.1124 | 247.6374
geo_moderate_95 | PTC | 2055 | -21.1124 | 247.6374
geo_moderate_95 | PTC | 2056 | -21.1124 | 239.6654
geo_moderate_95 | PTC | 2057 | -21.1124 | 239.6654
geo_moderate_95 | PTC | 2058 | -21.1124 | 234.8792
geo_moderate_95 | PTC | 2059 | -21.1124 | 234.8792
geo_moderate_95 | PTC | 2060 | -21.1124 | 230.7468
geo_moderate_95 | PTC | 2061 | -21.1124 | 230.7468
geo_moderate_95 | PTC | 2062 | -21.1124 | 225.4875
geo_moderate_95 | PTC | 2063 | -21.1124 | 225.4875
geo_moderate_95 | PTC | 2064 | -21.1124 | 218.7043
geo_moderate_95 | PTC | 2065 | -21.1124 | 218.7043
geo_moderate_95 | PTC | 2066 | -21.1124 | 202.5517
geo_moderate_95 | PTC | 2067 | -21.1124 | 202.5517
geo_moderate_95 | PTC | 2068 | -21.1124 | 185.0673
geo_moderate_95 | PTC | 2069 | -21.1124 | 185.0673
geo_moderate_95 | PTC | 2070 | 0 | 31.6237
geo_moderate_95 | PTC | 2071 | 0 | 31.6237
geo_moderate_95 | PTC | 2072 | 0 | 29.5866
geo_moderate_95 | PTC | 2073 | 0 | 29.5866
geo_moderate_95 | PTC | 2074 | 0 | 27.4054
geo_moderate_95 | PTC | 2075 | 0 | 27.4054
geo_moderate_95 | PTC | 2076 | 0 | 25.1074
geo_moderate_95 | PTC | 2077 | 0 | 25.1074
geo_moderate_95 | PTC | 2078 | 0 | 22.6519
geo_moderate_95 | PTC | 2079 | 0 | 22.6519
geo_moderate_95 | PTC | 2080 | 0 | 19.4283
geo_moderate_95 | PTC | 2081 | 0 | 19.4283
geo_moderate_95 | PTC | 2082 | 0 | 16.0392
geo_moderate_95 | PTC | 2083 | 0 | 16.0392
geo_moderate_95 | PTC | 2084 | 0 | 12.2275
geo_moderate_95 | PTC | 2085 | 0 | 12.2275
geo_moderate_95 | PTC | 2086 | 0 | 8.1252
geo_moderate_95 | PTC | 2087 | 0 | 8.1252
geo_moderate_95 | PTC | 2088 | 0 | 3.7956
geo_moderate_95 | PTC | 2089 | 0 | 3.7956
geo_moderate_95 | PTC | 2090 | 0 | 1.6952e-14
geo_moderate_95 | ITC | 2010 | -0.026031 | 244.9609
geo_moderate_95 | ITC | 2011 | -0.026031 | 243.394
geo_moderate_95 | ITC | 2012 | -0.26214 | 212.7309
geo_moderate_95 | ITC | 2013 | -0.26214 | 211.6797
geo_moderate_95 | ITC | 2014 | -0.80268 | 239.6042
geo_moderate_95 | ITC | 2015 | -0.80268 | 238.1293
geo_moderate_95 | ITC | 2016 | -1.3547 | 200.1952
geo_moderate_95 | ITC | 2017 | -1.3547 | 199.8727
geo_moderate_95 | ITC | 2018 | -1.5817 | 206.1137
geo_moderate_95 | ITC | 2019 | -1.5817 | 205.304
geo_moderate_95 | ITC | 2020 | -1.9545 | 187.7979
geo_moderate_95 | ITC | 2021 | -1.9545 | 184.438
geo_moderate_95 | ITC | 2022 | -3.3087 | 218.1739
geo_moderate_95 | ITC | 2023 | -3.3087 | 214.0296
geo_moderate_95 | ITC | 2024 | -3.7382 | 194.0802
geo_moderate_95 | ITC | 2025 | -3.7382 | 191.7036
geo_moderate_95 | ITC | 2026 | -5.0607 | 193.808
geo_moderate_95 | ITC | 2027 | -5.0607 | 191.4457
geo_moderate_95 | ITC | 2028 | -6.794 | 194.8286
geo_moderate_95 | ITC | 2029 | -6.794 | 193.5526
geo_moderate_95 | ITC | 2030 | -8.5947 | 196.9227
geo_moderate_95 | ITC | 2031 | -8.5947 | 196.9227
geo_moderate_95 | ITC | 2032 | -9.9035 | 199.9719
geo_moderate_95 | ITC | 2033 | -9.9035 | 199.9719
geo_moderate_95 | ITC | 2034 | -11.3076 | 207.9674
geo_moderate_95 | ITC | 2035 | -11.3076 | 207.9674
geo_moderate_95 | ITC | 2036 | -12.4003 | 211.7551
geo_moderate_95 | ITC | 2037 | -12.4003 | 211.7551
geo_moderate_95 | ITC | 2038 | -13.4757 | 223.8357
geo_moderate_95 | ITC | 2039 | -13.4757 | 223.8357
geo_moderate_95 | ITC | 2040 | -13.4714 | 237.2315
geo_moderate_95 | ITC | 2041 | -13.4714 | 237.2315
geo_moderate_95 | ITC | 2042 | -12.4024 | 234.3385
geo_moderate_95 | ITC | 2043 | -12.4024 | 234.3385
geo_moderate_95 | ITC | 2044 | -12.2281 | 236.8377
geo_moderate_95 | ITC | 2045 | -12.2281 | 236.8377
geo_moderate_95 | ITC | 2046 | -10.9219 | 247.2868
geo_moderate_95 | ITC | 2047 | -10.9219 | 247.2868
geo_moderate_95 | ITC | 2048 | -9.1887 | 249.5765
geo_moderate_95 | ITC | 2049 | -9.1887 | 249.5765
geo_moderate_95 | ITC | 2050 | -7.3618 | 263.8202
geo_moderate_95 | ITC | 2051 | -7.3618 | 263.8202
geo_moderate_95 | ITC | 2052 | -5.8168 | 256.7308
geo_moderate_95 | ITC | 2053 | -5.8168 | 256.7308
geo_moderate_95 | ITC | 2054 | -3.8722 | 247.6374
geo_moderate_95 | ITC | 2055 | -3.8722 | 247.6374
geo_moderate_95 | ITC | 2056 | -2.2275 | 239.6654
geo_moderate_95 | ITC | 2057 | -2.2275 | 239.6654
geo_moderate_95 | ITC | 2058 | -0.92502 | 234.8792
geo_moderate_95 | ITC | 2059 | -0.92502 | 234.8792
geo_moderate_95 | ITC | 2060 | -0.55661 | 230.7468
geo_moderate_95 | ITC | 2061 | -0.55661 | 230.7468
geo_moderate_95 | ITC | 2062 | -0.27135 | 225.4875
geo_moderate_95 | ITC | 2063 | -0.27135 | 225.4875
geo_moderate_95 | ITC | 2064 | -0.016193 | 218.7043
geo_moderate_95 | ITC | 2065 | -0.016193 | 218.7043
geo_moderate_95 | ITC | 2066 | 0.00012354 | 202.5517
geo_moderate_95 | ITC | 2067 | 0.00012354 | 202.5517
geo_moderate_95 | ITC | 2068 | 0.00014194 | 185.0673
geo_moderate_95 | ITC | 2069 | 0.00014194 | 185.0673
geo_moderate_95 | ITC | 2070 | -4.1987e-15 | 31.6237
geo_moderate_95 | ITC | 2071 | -4.1987e-15 | 31.6237
geo_moderate_95 | ITC | 2072 | -4.1987e-15 | 29.5866
geo_moderate_95 | ITC | 2073 | -4.1987e-15 | 29.5866
geo_moderate_95 | ITC | 2074 | -4.1987e-15 | 27.4054
geo_moderate_95 | ITC | 2075 | -4.1987e-15 | 27.4054
geo_moderate_95 | ITC | 2076 | -4.1987e-15 | 25.1074
geo_moderate_95 | ITC | 2077 | -4.1987e-15 | 25.1074
geo_moderate_95 | ITC | 2078 | -4.1987e-15 | 22.6519
geo_moderate_95 | ITC | 2079 | -4.1987e-15 | 22.6519
geo_moderate_95 | ITC | 2080 | -4.1987e-15 | 19.4283
geo_moderate_95 | ITC | 2081 | -4.1987e-15 | 19.4283
geo_moderate_95 | ITC | 2082 | -4.1987e-15 | 16.0392
geo_moderate_95 | ITC | 2083 | -4.1987e-15 | 16.0392
geo_moderate_95 | ITC | 2084 | -4.1987e-15 | 12.2275
geo_moderate_95 | ITC | 2085 | -4.1987e-15 | 12.2275
geo_moderate_95 | ITC | 2086 | -4.1987e-15 | 8.1252
geo_moderate_95 | ITC | 2087 | -4.1987e-15 | 8.1252
geo_moderate_95 | ITC | 2088 | -4.1987e-15 | 3.7956
geo_moderate_95 | ITC | 2089 | -4.1987e-15 | 3.7956
geo_moderate_95 | ITC | 2090 | -4.1987e-15 | 1.6952e-14
geo_moderate_95 | CCS Incentives | 2010 | 0 | 244.9609
geo_moderate_95 | CCS Incentives | 2011 | 0 | 243.394
geo_moderate_95 | CCS Incentives | 2012 | 0 | 212.7309
geo_moderate_95 | CCS Incentives | 2013 | 0 | 211.6797
geo_moderate_95 | CCS Incentives | 2014 | 0 | 239.6042
geo_moderate_95 | CCS Incentives | 2015 | 0 | 238.1293
geo_moderate_95 | CCS Incentives | 2016 | 0 | 200.1952
geo_moderate_95 | CCS Incentives | 2017 | 0 | 199.8727
geo_moderate_95 | CCS Incentives | 2018 | 0 | 206.1137
geo_moderate_95 | CCS Incentives | 2019 | 0 | 205.304
geo_moderate_95 | CCS Incentives | 2020 | 0 | 187.7979
geo_moderate_95 | CCS Incentives | 2021 | 0 | 184.438
geo_moderate_95 | CCS Incentives | 2022 | 0 | 218.1739
geo_moderate_95 | CCS Incentives | 2023 | 0 | 214.0296
geo_moderate_95 | CCS Incentives | 2024 | 0 | 194.0802
geo_moderate_95 | CCS Incentives | 2025 | 0 | 191.7036
geo_moderate_95 | CCS Incentives | 2026 | 0 | 193.808
geo_moderate_95 | CCS Incentives | 2027 | 0 | 191.4457
geo_moderate_95 | CCS Incentives | 2028 | -1.1512 | 194.8286
geo_moderate_95 | CCS Incentives | 2029 | -1.1512 | 193.5526
geo_moderate_95 | CCS Incentives | 2030 | -1.1512 | 196.9227
geo_moderate_95 | CCS Incentives | 2031 | -1.1512 | 196.9227
geo_moderate_95 | CCS Incentives | 2032 | -1.1512 | 199.9719
geo_moderate_95 | CCS Incentives | 2033 | -1.1512 | 199.9719
geo_moderate_95 | CCS Incentives | 2034 | -1.151 | 207.9674
geo_moderate_95 | CCS Incentives | 2035 | -1.151 | 207.9674
geo_moderate_95 | CCS Incentives | 2036 | -1.151 | 211.7551
geo_moderate_95 | CCS Incentives | 2037 | -1.151 | 211.7551
geo_moderate_95 | CCS Incentives | 2038 | -1.151 | 223.8357
geo_moderate_95 | CCS Incentives | 2039 | -1.151 | 223.8357
geo_moderate_95 | CCS Incentives | 2040 | -1.151 | 237.2315
geo_moderate_95 | CCS Incentives | 2041 | -1.151 | 237.2315
geo_moderate_95 | CCS Incentives | 2042 | -1.151 | 234.3385
geo_moderate_95 | CCS Incentives | 2043 | -1.151 | 234.3385
geo_moderate_95 | CCS Incentives | 2044 | -1.151 | 236.8377
geo_moderate_95 | CCS Incentives | 2045 | -1.151 | 236.8377
geo_moderate_95 | CCS Incentives | 2046 | -1.151 | 247.2868
geo_moderate_95 | CCS Incentives | 2047 | -1.151 | 247.2868
geo_moderate_95 | CCS Incentives | 2048 | -1.151 | 249.5765
geo_moderate_95 | CCS Incentives | 2049 | -1.151 | 249.5765
geo_moderate_95 | CCS Incentives | 2050 | -1.151 | 263.8202
geo_moderate_95 | CCS Incentives | 2051 | -1.151 | 263.8202
geo_moderate_95 | CCS Incentives | 2052 | -1.151 | 256.7308
geo_moderate_95 | CCS Incentives | 2053 | -1.151 | 256.7308
geo_moderate_95 | CCS Incentives | 2054 | -1.151 | 247.6374
geo_moderate_95 | CCS Incentives | 2055 | -1.151 | 247.6374
geo_moderate_95 | CCS Incentives | 2056 | -1.151 | 239.6654
geo_moderate_95 | CCS Incentives | 2057 | -1.151 | 239.6654
geo_moderate_95 | CCS Incentives | 2058 | 0 | 234.8792
geo_moderate_95 | CCS Incentives | 2059 | 0 | 234.8792
geo_moderate_95 | CCS Incentives | 2060 | 0 | 230.7468
geo_moderate_95 | CCS Incentives | 2061 | 0 | 230.7468
geo_moderate_95 | CCS Incentives | 2062 | 0 | 225.4875
geo_moderate_95 | CCS Incentives | 2063 | 0 | 225.4875
geo_moderate_95 | CCS Incentives | 2064 | 0 | 218.7043
geo_moderate_95 | CCS Incentives | 2065 | 0 | 218.7043
geo_moderate_95 | CCS Incentives | 2066 | 0 | 202.5517
geo_moderate_95 | CCS Incentives | 2067 | 0 | 202.5517
geo_moderate_95 | CCS Incentives | 2068 | 0 | 185.0673
geo_moderate_95 | CCS Incentives | 2069 | 0 | 185.0673
geo_moderate_95 | CCS Incentives | 2070 | 0 | 31.6237
geo_moderate_95 | CCS Incentives | 2071 | 0 | 31.6237
geo_moderate_95 | CCS Incentives | 2072 | 0 | 29.5866
geo_moderate_95 | CCS Incentives | 2073 | 0 | 29.5866
geo_moderate_95 | CCS Incentives | 2074 | 0 | 27.4054
geo_moderate_95 | CCS Incentives | 2075 | 0 | 27.4054
geo_moderate_95 | CCS Incentives | 2076 | 0 | 25.1074
geo_moderate_95 | CCS Incentives | 2077 | 0 | 25.1074
geo_moderate_95 | CCS Incentives | 2078 | 0 | 22.6519
geo_moderate_95 | CCS Incentives | 2079 | 0 | 22.6519
geo_moderate_95 | CCS Incentives | 2080 | 0 | 19.4283
geo_moderate_95 | CCS Incentives | 2081 | 0 | 19.4283
geo_moderate_95 | CCS Incentives | 2082 | 0 | 16.0392
geo_moderate_95 | CCS Incentives | 2083 | 0 | 16.0392
geo_moderate_95 | CCS Incentives | 2084 | 0 | 12.2275
geo_moderate_95 | CCS Incentives | 2085 | 0 | 12.2275
geo_moderate_95 | CCS Incentives | 2086 | 0 | 8.1252
geo_moderate_95 | CCS Incentives | 2087 | 0 | 8.1252
geo_moderate_95 | CCS Incentives | 2088 | 0 | 3.7956
geo_moderate_95 | CCS Incentives | 2089 | 0 | 3.7956
geo_moderate_95 | CCS Incentives | 2090 | 0 | 1.6952e-14
geo_moderate_95 | Gen & Stor Capex | 2010 | 43.8506 | 244.9609
geo_moderate_95 | Gen & Stor Capex | 2011 | 42.2837 | 243.394
geo_moderate_95 | Gen & Stor Capex | 2012 | 49.7707 | 212.7309
geo_moderate_95 | Gen & Stor Capex | 2013 | 48.7195 | 211.6797
geo_moderate_95 | Gen & Stor Capex | 2014 | 56.2559 | 239.6042
geo_moderate_95 | Gen & Stor Capex | 2015 | 54.781 | 238.1293
geo_moderate_95 | Gen & Stor Capex | 2016 | 65.2834 | 200.1952
geo_moderate_95 | Gen & Stor Capex | 2017 | 64.9608 | 199.8727
geo_moderate_95 | Gen & Stor Capex | 2018 | 69.6452 | 206.1137
geo_moderate_95 | Gen & Stor Capex | 2019 | 68.8356 | 205.304
geo_moderate_95 | Gen & Stor Capex | 2020 | 73.1681 | 187.7979
geo_moderate_95 | Gen & Stor Capex | 2021 | 69.8083 | 184.438
geo_moderate_95 | Gen & Stor Capex | 2022 | 84.2908 | 218.1739
geo_moderate_95 | Gen & Stor Capex | 2023 | 80.1465 | 214.0296
geo_moderate_95 | Gen & Stor Capex | 2024 | 91.2025 | 194.0802
geo_moderate_95 | Gen & Stor Capex | 2025 | 88.8258 | 191.7036
geo_moderate_95 | Gen & Stor Capex | 2026 | 99.0268 | 193.808
geo_moderate_95 | Gen & Stor Capex | 2027 | 96.6645 | 191.4457
geo_moderate_95 | Gen & Stor Capex | 2028 | 106.034 | 194.8286
geo_moderate_95 | Gen & Stor Capex | 2029 | 102.3572 | 193.5526
geo_moderate_95 | Gen & Stor Capex | 2030 | 110.8023 | 196.9227
geo_moderate_95 | Gen & Stor Capex | 2031 | 110.8023 | 196.9227
geo_moderate_95 | Gen & Stor Capex | 2032 | 109.9648 | 199.9719
geo_moderate_95 | Gen & Stor Capex | 2033 | 109.9648 | 199.9719
geo_moderate_95 | Gen & Stor Capex | 2034 | 110.947 | 207.9674
geo_moderate_95 | Gen & Stor Capex | 2035 | 110.947 | 207.9674
geo_moderate_95 | Gen & Stor Capex | 2036 | 107.4951 | 211.7551
geo_moderate_95 | Gen & Stor Capex | 2037 | 107.4951 | 211.7551
geo_moderate_95 | Gen & Stor Capex | 2038 | 109.2082 | 223.8357
geo_moderate_95 | Gen & Stor Capex | 2039 | 109.2082 | 223.8357
geo_moderate_95 | Gen & Stor Capex | 2040 | 107.0153 | 237.2315
geo_moderate_95 | Gen & Stor Capex | 2041 | 107.0153 | 237.2315
geo_moderate_95 | Gen & Stor Capex | 2042 | 92.9639 | 234.3385
geo_moderate_95 | Gen & Stor Capex | 2043 | 92.9639 | 234.3385
geo_moderate_95 | Gen & Stor Capex | 2044 | 85.2207 | 236.8377
geo_moderate_95 | Gen & Stor Capex | 2045 | 85.2207 | 236.8377
geo_moderate_95 | Gen & Stor Capex | 2046 | 87.543 | 247.2868
geo_moderate_95 | Gen & Stor Capex | 2047 | 87.543 | 247.2868
geo_moderate_95 | Gen & Stor Capex | 2048 | 88.9697 | 249.5765
geo_moderate_95 | Gen & Stor Capex | 2049 | 88.9697 | 249.5765
geo_moderate_95 | Gen & Stor Capex | 2050 | 107.7764 | 263.8202
geo_moderate_95 | Gen & Stor Capex | 2051 | 107.7764 | 263.8202
geo_moderate_95 | Gen & Stor Capex | 2052 | 100.2299 | 256.7308
geo_moderate_95 | Gen & Stor Capex | 2053 | 100.2299 | 256.7308
geo_moderate_95 | Gen & Stor Capex | 2054 | 90.6403 | 247.6374
geo_moderate_95 | Gen & Stor Capex | 2055 | 90.6403 | 247.6374
geo_moderate_95 | Gen & Stor Capex | 2056 | 82.2175 | 239.6654
geo_moderate_95 | Gen & Stor Capex | 2057 | 82.2175 | 239.6654
geo_moderate_95 | Gen & Stor Capex | 2058 | 75.6233 | 234.8792
geo_moderate_95 | Gen & Stor Capex | 2059 | 75.6233 | 234.8792
geo_moderate_95 | Gen & Stor Capex | 2060 | 71.528 | 230.7468
geo_moderate_95 | Gen & Stor Capex | 2061 | 71.528 | 230.7468
geo_moderate_95 | Gen & Stor Capex | 2062 | 66.4242 | 225.4875
geo_moderate_95 | Gen & Stor Capex | 2063 | 66.4242 | 225.4875
geo_moderate_95 | Gen & Stor Capex | 2064 | 60.2594 | 218.7043
geo_moderate_95 | Gen & Stor Capex | 2065 | 60.2594 | 218.7043
geo_moderate_95 | Gen & Stor Capex | 2066 | 45.9719 | 202.5517
geo_moderate_95 | Gen & Stor Capex | 2067 | 45.9719 | 202.5517
geo_moderate_95 | Gen & Stor Capex | 2068 | 32.146 | 185.0673
geo_moderate_95 | Gen & Stor Capex | 2069 | 32.146 | 185.0673
geo_moderate_95 | Gen & Stor Capex | 2070 | 2.5535e-14 | 31.6237
geo_moderate_95 | Gen & Stor Capex | 2071 | 2.5535e-14 | 31.6237
geo_moderate_95 | Gen & Stor Capex | 2072 | 2.5535e-14 | 29.5866
geo_moderate_95 | Gen & Stor Capex | 2073 | 2.5535e-14 | 29.5866
geo_moderate_95 | Gen & Stor Capex | 2074 | 2.5535e-14 | 27.4054
geo_moderate_95 | Gen & Stor Capex | 2075 | 2.5535e-14 | 27.4054
geo_moderate_95 | Gen & Stor Capex | 2076 | 2.5535e-14 | 25.1074
geo_moderate_95 | Gen & Stor Capex | 2077 | 2.5535e-14 | 25.1074
geo_moderate_95 | Gen & Stor Capex | 2078 | 2.5535e-14 | 22.6519
geo_moderate_95 | Gen & Stor Capex | 2079 | 2.5535e-14 | 22.6519
geo_moderate_95 | Gen & Stor Capex | 2080 | 2.5535e-14 | 19.4283
geo_moderate_95 | Gen & Stor Capex | 2081 | 2.5535e-14 | 19.4283
geo_moderate_95 | Gen & Stor Capex | 2082 | 2.5535e-14 | 16.0392
geo_moderate_95 | Gen & Stor Capex | 2083 | 2.5535e-14 | 16.0392
geo_moderate_95 | Gen & Stor Capex | 2084 | 2.5535e-14 | 12.2275
geo_moderate_95 | Gen & Stor Capex | 2085 | 2.5535e-14 | 12.2275
geo_moderate_95 | Gen & Stor Capex | 2086 | 2.5535e-14 | 8.1252
geo_moderate_95 | Gen & Stor Capex | 2087 | 2.5535e-14 | 8.1252
geo_moderate_95 | Gen & Stor Capex | 2088 | 2.5535e-14 | 3.7956
geo_moderate_95 | Gen & Stor Capex | 2089 | 2.5535e-14 | 3.7956
geo_moderate_95 | Gen & Stor Capex | 2090 | 2.5535e-14 | 1.6952e-14
geo_moderate_95 | Gen & Stor O&M | 2010 | 75.2225 | 244.9609
geo_moderate_95 | Gen & Stor O&M | 2011 | 75.2225 | 243.394
geo_moderate_95 | Gen & Stor O&M | 2012 | 73.1915 | 212.7309
geo_moderate_95 | Gen & Stor O&M | 2013 | 73.1915 | 211.6797
geo_moderate_95 | Gen & Stor O&M | 2014 | 73.3477 | 239.6042
geo_moderate_95 | Gen & Stor O&M | 2015 | 73.3477 | 238.1293
geo_moderate_95 | Gen & Stor O&M | 2016 | 70.1368 | 200.1952
geo_moderate_95 | Gen & Stor O&M | 2017 | 70.1368 | 199.8727
geo_moderate_95 | Gen & Stor O&M | 2018 | 68.2247 | 206.1137
geo_moderate_95 | Gen & Stor O&M | 2019 | 68.2247 | 205.304
geo_moderate_95 | Gen & Stor O&M | 2020 | 66.9361 | 187.7979
geo_moderate_95 | Gen & Stor O&M | 2021 | 66.9361 | 184.438
geo_moderate_95 | Gen & Stor O&M | 2022 | 70.5952 | 218.1739
geo_moderate_95 | Gen & Stor O&M | 2023 | 70.5952 | 214.0296
geo_moderate_95 | Gen & Stor O&M | 2024 | 69.7328 | 194.0802
geo_moderate_95 | Gen & Stor O&M | 2025 | 69.7328 | 191.7036
geo_moderate_95 | Gen & Stor O&M | 2026 | 72.636 | 193.808
geo_moderate_95 | Gen & Stor O&M | 2027 | 72.636 | 191.4457
geo_moderate_95 | Gen & Stor O&M | 2028 | 75.7033 | 194.8286
geo_moderate_95 | Gen & Stor O&M | 2029 | 75.7033 | 193.5526
geo_moderate_95 | Gen & Stor O&M | 2030 | 78.8442 | 196.9227
geo_moderate_95 | Gen & Stor O&M | 2031 | 78.8442 | 196.9227
geo_moderate_95 | Gen & Stor O&M | 2032 | 81.6702 | 199.9719
geo_moderate_95 | Gen & Stor O&M | 2033 | 81.6702 | 199.9719
geo_moderate_95 | Gen & Stor O&M | 2034 | 84.3715 | 207.9674
geo_moderate_95 | Gen & Stor O&M | 2035 | 84.3715 | 207.9674
geo_moderate_95 | Gen & Stor O&M | 2036 | 87.0503 | 211.7551
geo_moderate_95 | Gen & Stor O&M | 2037 | 87.0503 | 211.7551
geo_moderate_95 | Gen & Stor O&M | 2038 | 89.1413 | 223.8357
geo_moderate_95 | Gen & Stor O&M | 2039 | 89.1413 | 223.8357
geo_moderate_95 | Gen & Stor O&M | 2040 | 89.8035 | 237.2315
geo_moderate_95 | Gen & Stor O&M | 2041 | 89.8035 | 237.2315
geo_moderate_95 | Gen & Stor O&M | 2042 | 90.3379 | 234.3385
geo_moderate_95 | Gen & Stor O&M | 2043 | 90.3379 | 234.3385
geo_moderate_95 | Gen & Stor O&M | 2044 | 91.1914 | 236.8377
geo_moderate_95 | Gen & Stor O&M | 2045 | 91.1914 | 236.8377
geo_moderate_95 | Gen & Stor O&M | 2046 | 93.5073 | 247.2868
geo_moderate_95 | Gen & Stor O&M | 2047 | 93.5073 | 247.2868
geo_moderate_95 | Gen & Stor O&M | 2048 | 96.7216 | 249.5765
geo_moderate_95 | Gen & Stor O&M | 2049 | 96.7216 | 249.5765
geo_moderate_95 | Gen & Stor O&M | 2050 | 97.6781 | 263.8202
geo_moderate_95 | Gen & Stor O&M | 2051 | 97.6781 | 263.8202
geo_moderate_95 | Gen & Stor O&M | 2052 | 97.6781 | 256.7308
geo_moderate_95 | Gen & Stor O&M | 2053 | 97.6781 | 256.7308
geo_moderate_95 | Gen & Stor O&M | 2054 | 97.6781 | 247.6374
geo_moderate_95 | Gen & Stor O&M | 2055 | 97.6781 | 247.6374
geo_moderate_95 | Gen & Stor O&M | 2056 | 97.6781 | 239.6654
geo_moderate_95 | Gen & Stor O&M | 2057 | 97.6781 | 239.6654
geo_moderate_95 | Gen & Stor O&M | 2058 | 97.6781 | 234.8792
geo_moderate_95 | Gen & Stor O&M | 2059 | 97.6781 | 234.8792
geo_moderate_95 | Gen & Stor O&M | 2060 | 97.6781 | 230.7468
geo_moderate_95 | Gen & Stor O&M | 2061 | 97.6781 | 230.7468
geo_moderate_95 | Gen & Stor O&M | 2062 | 97.6781 | 225.4875
geo_moderate_95 | Gen & Stor O&M | 2063 | 97.6781 | 225.4875
geo_moderate_95 | Gen & Stor O&M | 2064 | 97.6781 | 218.7043
geo_moderate_95 | Gen & Stor O&M | 2065 | 97.6781 | 218.7043
geo_moderate_95 | Gen & Stor O&M | 2066 | 97.6781 | 202.5517
geo_moderate_95 | Gen & Stor O&M | 2067 | 97.6781 | 202.5517
geo_moderate_95 | Gen & Stor O&M | 2068 | 97.6781 | 185.0673
geo_moderate_95 | Gen & Stor O&M | 2069 | 97.6781 | 185.0673
geo_moderate_95 | Gen & Stor O&M | 2070 | 0 | 31.6237
geo_moderate_95 | Gen & Stor O&M | 2071 | 0 | 31.6237
geo_moderate_95 | Gen & Stor O&M | 2072 | 0 | 29.5866
geo_moderate_95 | Gen & Stor O&M | 2073 | 0 | 29.5866
geo_moderate_95 | Gen & Stor O&M | 2074 | 0 | 27.4054
geo_moderate_95 | Gen & Stor O&M | 2075 | 0 | 27.4054
geo_moderate_95 | Gen & Stor O&M | 2076 | 0 | 25.1074
geo_moderate_95 | Gen & Stor O&M | 2077 | 0 | 25.1074
geo_moderate_95 | Gen & Stor O&M | 2078 | 0 | 22.6519
geo_moderate_95 | Gen & Stor O&M | 2079 | 0 | 22.6519
geo_moderate_95 | Gen & Stor O&M | 2080 | 0 | 19.4283
geo_moderate_95 | Gen & Stor O&M | 2081 | 0 | 19.4283
geo_moderate_95 | Gen & Stor O&M | 2082 | 0 | 16.0392
geo_moderate_95 | Gen & Stor O&M | 2083 | 0 | 16.0392
geo_moderate_95 | Gen & Stor O&M | 2084 | 0 | 12.2275
geo_moderate_95 | Gen & Stor O&M | 2085 | 0 | 12.2275
geo_moderate_95 | Gen & Stor O&M | 2086 | 0 | 8.1252
geo_moderate_95 | Gen & Stor O&M | 2087 | 0 | 8.1252
geo_moderate_95 | Gen & Stor O&M | 2088 | 0 | 3.7956
geo_moderate_95 | Gen & Stor O&M | 2089 | 0 | 3.7956
geo_moderate_95 | Gen & Stor O&M | 2090 | 0 | 1.6952e-14
geo_moderate_95 | Fuel | 2010 | 114.3022 | 244.9609
geo_moderate_95 | Fuel | 2011 | 114.3022 | 243.394
geo_moderate_95 | Fuel | 2012 | 79.1799 | 212.7309
geo_moderate_95 | Fuel | 2013 | 79.1799 | 211.6797
geo_moderate_95 | Fuel | 2014 | 100.1781 | 239.6042
geo_moderate_95 | Fuel | 2015 | 100.1781 | 238.1293
geo_moderate_95 | Fuel | 2016 | 56.1765 | 200.1952
geo_moderate_95 | Fuel | 2017 | 56.1765 | 199.8727
geo_moderate_95 | Fuel | 2018 | 60.3688 | 206.1137
geo_moderate_95 | Fuel | 2019 | 60.3688 | 205.304
geo_moderate_95 | Fuel | 2020 | 39.3133 | 187.7979
geo_moderate_95 | Fuel | 2021 | 39.3133 | 184.438
geo_moderate_95 | Fuel | 2022 | 59.3016 | 218.1739
geo_moderate_95 | Fuel | 2023 | 59.3016 | 214.0296
geo_moderate_95 | Fuel | 2024 | 36.574 | 194.0802
geo_moderate_95 | Fuel | 2025 | 36.574 | 191.7036
geo_moderate_95 | Fuel | 2026 | 30.6957 | 193.808
geo_moderate_95 | Fuel | 2027 | 30.6957 | 191.4457
geo_moderate_95 | Fuel | 2028 | 25.0455 | 194.8286
geo_moderate_95 | Fuel | 2029 | 25.0455 | 193.5526
geo_moderate_95 | Fuel | 2030 | 21.0438 | 196.9227
geo_moderate_95 | Fuel | 2031 | 21.0438 | 196.9227
geo_moderate_95 | Fuel | 2032 | 19.4739 | 199.9719
geo_moderate_95 | Fuel | 2033 | 19.4739 | 199.9719
geo_moderate_95 | Fuel | 2034 | 17.6309 | 207.9674
geo_moderate_95 | Fuel | 2035 | 17.6309 | 207.9674
geo_moderate_95 | Fuel | 2036 | 16.7695 | 211.7551
geo_moderate_95 | Fuel | 2037 | 16.7695 | 211.7551
geo_moderate_95 | Fuel | 2038 | 17.2731 | 223.8357
geo_moderate_95 | Fuel | 2039 | 17.2731 | 223.8357
geo_moderate_95 | Fuel | 2040 | 19.8062 | 237.2315
geo_moderate_95 | Fuel | 2041 | 19.8062 | 237.2315
geo_moderate_95 | Fuel | 2042 | 22.0734 | 234.3385
geo_moderate_95 | Fuel | 2043 | 22.0734 | 234.3385
geo_moderate_95 | Fuel | 2044 | 22.6441 | 236.8377
geo_moderate_95 | Fuel | 2045 | 22.6441 | 236.8377
geo_moderate_95 | Fuel | 2046 | 18.6741 | 247.2868
geo_moderate_95 | Fuel | 2047 | 18.6741 | 247.2868
geo_moderate_95 | Fuel | 2048 | 14.4027 | 249.5765
geo_moderate_95 | Fuel | 2049 | 14.4027 | 249.5765
geo_moderate_95 | Fuel | 2050 | 10.9025 | 263.8202
geo_moderate_95 | Fuel | 2051 | 10.9025 | 263.8202
geo_moderate_95 | Fuel | 2052 | 10.9025 | 256.7308
geo_moderate_95 | Fuel | 2053 | 10.9025 | 256.7308
geo_moderate_95 | Fuel | 2054 | 10.9025 | 247.6374
geo_moderate_95 | Fuel | 2055 | 10.9025 | 247.6374
geo_moderate_95 | Fuel | 2056 | 10.9025 | 239.6654
geo_moderate_95 | Fuel | 2057 | 10.9025 | 239.6654
geo_moderate_95 | Fuel | 2058 | 10.9025 | 234.8792
geo_moderate_95 | Fuel | 2059 | 10.9025 | 234.8792
geo_moderate_95 | Fuel | 2060 | 10.9025 | 230.7468
geo_moderate_95 | Fuel | 2061 | 10.9025 | 230.7468
geo_moderate_95 | Fuel | 2062 | 10.9025 | 225.4875
geo_moderate_95 | Fuel | 2063 | 10.9025 | 225.4875
geo_moderate_95 | Fuel | 2064 | 10.9025 | 218.7043
geo_moderate_95 | Fuel | 2065 | 10.9025 | 218.7043
geo_moderate_95 | Fuel | 2066 | 10.9025 | 202.5517
geo_moderate_95 | Fuel | 2067 | 10.9025 | 202.5517
geo_moderate_95 | Fuel | 2068 | 10.9025 | 185.0673
geo_moderate_95 | Fuel | 2069 | 10.9025 | 185.0673
geo_moderate_95 | Fuel | 2070 | 0 | 31.6237
geo_moderate_95 | Fuel | 2071 | 0 | 31.6237
geo_moderate_95 | Fuel | 2072 | 0 | 29.5866
geo_moderate_95 | Fuel | 2073 | 0 | 29.5866
geo_moderate_95 | Fuel | 2074 | 0 | 27.4054
geo_moderate_95 | Fuel | 2075 | 0 | 27.4054
geo_moderate_95 | Fuel | 2076 | 0 | 25.1074
geo_moderate_95 | Fuel | 2077 | 0 | 25.1074
geo_moderate_95 | Fuel | 2078 | 0 | 22.6519
geo_moderate_95 | Fuel | 2079 | 0 | 22.6519
geo_moderate_95 | Fuel | 2080 | 0 | 19.4283
geo_moderate_95 | Fuel | 2081 | 0 | 19.4283
geo_moderate_95 | Fuel | 2082 | 0 | 16.0392
geo_moderate_95 | Fuel | 2083 | 0 | 16.0392
geo_moderate_95 | Fuel | 2084 | 0 | 12.2275
geo_moderate_95 | Fuel | 2085 | 0 | 12.2275
geo_moderate_95 | Fuel | 2086 | 0 | 8.1252
geo_moderate_95 | Fuel | 2087 | 0 | 8.1252
geo_moderate_95 | Fuel | 2088 | 0 | 3.7956
geo_moderate_95 | Fuel | 2089 | 0 | 3.7956
geo_moderate_95 | Fuel | 2090 | 0 | 1.6952e-14
geo_moderate_95 | Trans | 2010 | 0 | 244.9609
geo_moderate_95 | Trans | 2011 | 0 | 243.394
geo_moderate_95 | Trans | 2012 | 0 | 212.7309
geo_moderate_95 | Trans | 2013 | 0 | 211.6797
geo_moderate_95 | Trans | 2014 | 0 | 239.6042
geo_moderate_95 | Trans | 2015 | 0 | 238.1293
geo_moderate_95 | Trans | 2016 | 0 | 200.1952
geo_moderate_95 | Trans | 2017 | 0 | 199.8727
geo_moderate_95 | Trans | 2018 | 0 | 206.1137
geo_moderate_95 | Trans | 2019 | 0 | 205.304
geo_moderate_95 | Trans | 2020 | 0 | 187.7979
geo_moderate_95 | Trans | 2021 | 0 | 184.438
geo_moderate_95 | Trans | 2022 | 0 | 218.1739
geo_moderate_95 | Trans | 2023 | 0 | 214.0296
geo_moderate_95 | Trans | 2024 | 0 | 194.0802
geo_moderate_95 | Trans | 2025 | 0 | 191.7036
geo_moderate_95 | Trans | 2026 | 0 | 193.808
geo_moderate_95 | Trans | 2027 | 0 | 191.4457
geo_moderate_95 | Trans | 2028 | 0 | 194.8286
geo_moderate_95 | Trans | 2029 | 2.4007 | 193.5526
geo_moderate_95 | Trans | 2030 | 4.1008 | 196.9227
geo_moderate_95 | Trans | 2031 | 4.1008 | 196.9227
geo_moderate_95 | Trans | 2032 | 6.138 | 199.9719
geo_moderate_95 | Trans | 2033 | 6.138 | 199.9719
geo_moderate_95 | Trans | 2034 | 8.3191 | 207.9674
geo_moderate_95 | Trans | 2035 | 8.3191 | 207.9674
geo_moderate_95 | Trans | 2036 | 10.6171 | 211.7551
geo_moderate_95 | Trans | 2037 | 10.6171 | 211.7551
geo_moderate_95 | Trans | 2038 | 13.0726 | 223.8357
geo_moderate_95 | Trans | 2039 | 13.0726 | 223.8357
geo_moderate_95 | Trans | 2040 | 16.2962 | 237.2315
geo_moderate_95 | Trans | 2041 | 16.2962 | 237.2315
geo_moderate_95 | Trans | 2042 | 19.6853 | 234.3385
geo_moderate_95 | Trans | 2043 | 19.6853 | 234.3385
geo_moderate_95 | Trans | 2044 | 23.497 | 236.8377
geo_moderate_95 | Trans | 2045 | 23.497 | 236.8377
geo_moderate_95 | Trans | 2046 | 27.5994 | 247.2868
geo_moderate_95 | Trans | 2047 | 27.5994 | 247.2868
geo_moderate_95 | Trans | 2048 | 31.9289 | 249.5765
geo_moderate_95 | Trans | 2049 | 31.9289 | 249.5765
geo_moderate_95 | Trans | 2050 | 35.7245 | 263.8202
geo_moderate_95 | Trans | 2051 | 35.7245 | 263.8202
geo_moderate_95 | Trans | 2052 | 35.7245 | 256.7308
geo_moderate_95 | Trans | 2053 | 35.7245 | 256.7308
geo_moderate_95 | Trans | 2054 | 35.7245 | 247.6374
geo_moderate_95 | Trans | 2055 | 35.7245 | 247.6374
geo_moderate_95 | Trans | 2056 | 35.7245 | 239.6654
geo_moderate_95 | Trans | 2057 | 35.7245 | 239.6654
geo_moderate_95 | Trans | 2058 | 35.7245 | 234.8792
geo_moderate_95 | Trans | 2059 | 35.7245 | 234.8792
geo_moderate_95 | Trans | 2060 | 35.7245 | 230.7468
geo_moderate_95 | Trans | 2061 | 35.7245 | 230.7468
geo_moderate_95 | Trans | 2062 | 35.7245 | 225.4875
geo_moderate_95 | Trans | 2063 | 35.7245 | 225.4875
geo_moderate_95 | Trans | 2064 | 35.2946 | 218.7043
geo_moderate_95 | Trans | 2065 | 35.2946 | 218.7043
geo_moderate_95 | Trans | 2066 | 34.85 | 202.5517
geo_moderate_95 | Trans | 2067 | 34.85 | 202.5517
geo_moderate_95 | Trans | 2068 | 33.3238 | 185.0673
geo_moderate_95 | Trans | 2069 | 33.3238 | 185.0673
geo_moderate_95 | Trans | 2070 | 31.6237 | 31.6237
geo_moderate_95 | Trans | 2071 | 31.6237 | 31.6237
geo_moderate_95 | Trans | 2072 | 29.5866 | 29.5866
geo_moderate_95 | Trans | 2073 | 29.5866 | 29.5866
geo_moderate_95 | Trans | 2074 | 27.4054 | 27.4054
geo_moderate_95 | Trans | 2075 | 27.4054 | 27.4054
geo_moderate_95 | Trans | 2076 | 25.1074 | 25.1074
geo_moderate_95 | Trans | 2077 | 25.1074 | 25.1074
geo_moderate_95 | Trans | 2078 | 22.6519 | 22.6519
geo_moderate_95 | Trans | 2079 | 22.6519 | 22.6519
geo_moderate_95 | Trans | 2080 | 19.4283 | 19.4283
geo_moderate_95 | Trans | 2081 | 19.4283 | 19.4283
geo_moderate_95 | Trans | 2082 | 16.0392 | 16.0392
geo_moderate_95 | Trans | 2083 | 16.0392 | 16.0392
geo_moderate_95 | Trans | 2084 | 12.2275 | 12.2275
geo_moderate_95 | Trans | 2085 | 12.2275 | 12.2275
geo_moderate_95 | Trans | 2086 | 8.1252 | 8.1252
geo_moderate_95 | Trans | 2087 | 8.1252 | 8.1252
geo_moderate_95 | Trans | 2088 | 3.7956 | 3.7956
geo_moderate_95 | Trans | 2089 | 3.7956 | 3.7956
geo_moderate_95 | Trans | 2090 | -1.831e-15 | 1.6952e-14
geo_moderate_95 | POI | 2010 | 0.083055 | 244.9609
geo_moderate_95 | POI | 2011 | 0.083055 | 243.394
geo_moderate_95 | POI | 2012 | 0.18766 | 212.7309
geo_moderate_95 | POI | 2013 | 0.18766 | 211.6797
geo_moderate_95 | POI | 2014 | 0.24715 | 239.6042
geo_moderate_95 | POI | 2015 | 0.24715 | 238.1293
geo_moderate_95 | POI | 2016 | 0.32575 | 200.1952
geo_moderate_95 | POI | 2017 | 0.32575 | 199.8727
geo_moderate_95 | POI | 2018 | 0.40059 | 206.1137
geo_moderate_95 | POI | 2019 | 0.40059 | 205.304
geo_moderate_95 | POI | 2020 | 0.50466 | 187.7979
geo_moderate_95 | POI | 2021 | 0.50466 | 184.438
geo_moderate_95 | POI | 2022 | 0.82897 | 218.1739
geo_moderate_95 | POI | 2023 | 0.82897 | 214.0296
geo_moderate_95 | POI | 2024 | 1.1132 | 194.0802
geo_moderate_95 | POI | 2025 | 1.1132 | 191.7036
geo_moderate_95 | POI | 2026 | 1.4683 | 193.808
geo_moderate_95 | POI | 2027 | 1.4683 | 191.4457
geo_moderate_95 | POI | 2028 | 1.841 | 194.8286
geo_moderate_95 | POI | 2029 | 1.841 | 193.5526
geo_moderate_95 | POI | 2030 | 2.2572 | 196.9227
geo_moderate_95 | POI | 2031 | 2.2572 | 196.9227
geo_moderate_95 | POI | 2032 | 2.4246 | 199.9719
geo_moderate_95 | POI | 2033 | 2.4246 | 199.9719
geo_moderate_95 | POI | 2034 | 2.681 | 207.9674
geo_moderate_95 | POI | 2035 | 2.681 | 207.9674
geo_moderate_95 | POI | 2036 | 2.8715 | 211.7551
geo_moderate_95 | POI | 2037 | 2.8715 | 211.7551
geo_moderate_95 | POI | 2038 | 2.9653 | 223.8357
geo_moderate_95 | POI | 2039 | 2.9653 | 223.8357
geo_moderate_95 | POI | 2040 | 2.9649 | 237.2315
geo_moderate_95 | POI | 2041 | 2.9649 | 237.2315
geo_moderate_95 | POI | 2042 | 2.7367 | 234.3385
geo_moderate_95 | POI | 2043 | 2.7367 | 234.3385
geo_moderate_95 | POI | 2044 | 2.5642 | 236.8377
geo_moderate_95 | POI | 2045 | 2.5642 | 236.8377
geo_moderate_95 | POI | 2046 | 2.5269 | 247.2868
geo_moderate_95 | POI | 2047 | 2.5269 | 247.2868
geo_moderate_95 | POI | 2048 | 2.5897 | 249.5765
geo_moderate_95 | POI | 2049 | 2.5897 | 249.5765
geo_moderate_95 | POI | 2050 | 2.6254 | 263.8202
geo_moderate_95 | POI | 2051 | 2.6254 | 263.8202
geo_moderate_95 | POI | 2052 | 2.3533 | 256.7308
geo_moderate_95 | POI | 2053 | 2.3533 | 256.7308
geo_moderate_95 | POI | 2054 | 2.0375 | 247.6374
geo_moderate_95 | POI | 2055 | 2.0375 | 247.6374
geo_moderate_95 | POI | 2056 | 1.7684 | 239.6654
geo_moderate_95 | POI | 2057 | 1.7684 | 239.6654
geo_moderate_95 | POI | 2058 | 1.5998 | 234.8792
geo_moderate_95 | POI | 2059 | 1.5998 | 234.8792
geo_moderate_95 | POI | 2060 | 1.4961 | 230.7468
geo_moderate_95 | POI | 2061 | 1.4961 | 230.7468
geo_moderate_95 | POI | 2062 | 1.4 | 225.4875
geo_moderate_95 | POI | 2063 | 1.4 | 225.4875
geo_moderate_95 | POI | 2064 | 1.2882 | 218.7043
geo_moderate_95 | POI | 2065 | 1.2882 | 218.7043
geo_moderate_95 | POI | 2066 | 0.97032 | 202.5517
geo_moderate_95 | POI | 2067 | 0.97032 | 202.5517
geo_moderate_95 | POI | 2068 | 0.53494 | 185.0673
geo_moderate_95 | POI | 2069 | 0.53494 | 185.0673
geo_moderate_95 | POI | 2070 | -1.1102e-16 | 31.6237
geo_moderate_95 | POI | 2071 | -1.1102e-16 | 31.6237
geo_moderate_95 | POI | 2072 | -1.1102e-16 | 29.5866
geo_moderate_95 | POI | 2073 | -1.1102e-16 | 29.5866
geo_moderate_95 | POI | 2074 | -1.1102e-16 | 27.4054
geo_moderate_95 | POI | 2075 | -1.1102e-16 | 27.4054
geo_moderate_95 | POI | 2076 | -1.1102e-16 | 25.1074
geo_moderate_95 | POI | 2077 | -1.1102e-16 | 25.1074
geo_moderate_95 | POI | 2078 | -1.1102e-16 | 22.6519
geo_moderate_95 | POI | 2079 | -1.1102e-16 | 22.6519
geo_moderate_95 | POI | 2080 | -1.1102e-16 | 19.4283
geo_moderate_95 | POI | 2081 | -1.1102e-16 | 19.4283
geo_moderate_95 | POI | 2082 | -1.1102e-16 | 16.0392
geo_moderate_95 | POI | 2083 | -1.1102e-16 | 16.0392
geo_moderate_95 | POI | 2084 | -1.1102e-16 | 12.2275
geo_moderate_95 | POI | 2085 | -1.1102e-16 | 12.2275
geo_moderate_95 | POI | 2086 | -1.1102e-16 | 8.1252
geo_moderate_95 | POI | 2087 | -1.1102e-16 | 8.1252
geo_moderate_95 | POI | 2088 | -1.1102e-16 | 3.7956
geo_moderate_95 | POI | 2089 | -1.1102e-16 | 3.7956
geo_moderate_95 | POI | 2090 | -1.1102e-16 | 1.6952e-14
geo_moderate_95 | Spur | 2010 | 0.051182 | 244.9609
geo_moderate_95 | Spur | 2011 | 0.051182 | 243.394
geo_moderate_95 | Spur | 2012 | 0.27302 | 212.7309
geo_moderate_95 | Spur | 2013 | 0.27302 | 211.6797
geo_moderate_95 | Spur | 2014 | 0.37329 | 239.6042
geo_moderate_95 | Spur | 2015 | 0.37329 | 238.1293
geo_moderate_95 | Spur | 2016 | 0.61234 | 200.1952
geo_moderate_95 | Spur | 2017 | 0.61234 | 199.8727
geo_moderate_95 | Spur | 2018 | 0.78833 | 206.1137
geo_moderate_95 | Spur | 2019 | 0.78833 | 205.304
geo_moderate_95 | Spur | 2020 | 1.1296 | 187.7979
geo_moderate_95 | Spur | 2021 | 1.1296 | 184.438
geo_moderate_95 | Spur | 2022 | 2.379 | 218.1739
geo_moderate_95 | Spur | 2023 | 2.379 | 214.0296
geo_moderate_95 | Spur | 2024 | 3.8593 | 194.0802
geo_moderate_95 | Spur | 2025 | 3.8593 | 191.7036
geo_moderate_95 | Spur | 2026 | 5.1953 | 193.808
geo_moderate_95 | Spur | 2027 | 5.1953 | 191.4457
geo_moderate_95 | Spur | 2028 | 6.5231 | 194.8286
geo_moderate_95 | Spur | 2029 | 6.5231 | 193.5526
geo_moderate_95 | Spur | 2030 | 8.1104 | 196.9227
geo_moderate_95 | Spur | 2031 | 8.1104 | 196.9227
geo_moderate_95 | Spur | 2032 | 8.7045 | 199.9719
geo_moderate_95 | Spur | 2033 | 8.7045 | 199.9719
geo_moderate_95 | Spur | 2034 | 9.7369 | 207.9674
geo_moderate_95 | Spur | 2035 | 9.7369 | 207.9674
geo_moderate_95 | Spur | 2036 | 10.4225 | 211.7551
geo_moderate_95 | Spur | 2037 | 10.4225 | 211.7551
geo_moderate_95 | Spur | 2038 | 10.7234 | 223.8357
geo_moderate_95 | Spur | 2039 | 10.7234 | 223.8357
geo_moderate_95 | Spur | 2040 | 10.6839 | 237.2315
geo_moderate_95 | Spur | 2041 | 10.6839 | 237.2315
geo_moderate_95 | Spur | 2042 | 9.7793 | 234.3385
geo_moderate_95 | Spur | 2043 | 9.7793 | 234.3385
geo_moderate_95 | Spur | 2044 | 8.631 | 236.8377
geo_moderate_95 | Spur | 2045 | 8.631 | 236.8377
geo_moderate_95 | Spur | 2046 | 8.4137 | 247.2868
geo_moderate_95 | Spur | 2047 | 8.4137 | 247.2868
geo_moderate_95 | Spur | 2048 | 8.783 | 249.5765
geo_moderate_95 | Spur | 2049 | 8.783 | 249.5765
geo_moderate_95 | Spur | 2050 | 8.8832 | 263.8202
geo_moderate_95 | Spur | 2051 | 8.8832 | 263.8202
geo_moderate_95 | Spur | 2052 | 8.0673 | 256.7308
geo_moderate_95 | Spur | 2053 | 8.0673 | 256.7308
geo_moderate_95 | Spur | 2054 | 6.9347 | 247.6374
geo_moderate_95 | Spur | 2055 | 6.9347 | 247.6374
geo_moderate_95 | Spur | 2056 | 6.0099 | 239.6654
geo_moderate_95 | Spur | 2057 | 6.0099 | 239.6654
geo_moderate_95 | Spur | 2058 | 5.5331 | 234.8792
geo_moderate_95 | Spur | 2059 | 5.5331 | 234.8792
geo_moderate_95 | Spur | 2060 | 5.2313 | 230.7468
geo_moderate_95 | Spur | 2061 | 5.2313 | 230.7468
geo_moderate_95 | Spur | 2062 | 4.8866 | 225.4875
geo_moderate_95 | Spur | 2063 | 4.8866 | 225.4875
geo_moderate_95 | Spur | 2064 | 4.5546 | 218.7043
geo_moderate_95 | Spur | 2065 | 4.5546 | 218.7043
geo_moderate_95 | Spur | 2066 | 3.4358 | 202.5517
geo_moderate_95 | Spur | 2067 | 3.4358 | 202.5517
geo_moderate_95 | Spur | 2068 | 1.7388 | 185.0673
geo_moderate_95 | Spur | 2069 | 1.7388 | 185.0673
geo_moderate_95 | Spur | 2070 | -2.4425e-15 | 31.6237
geo_moderate_95 | Spur | 2071 | -2.4425e-15 | 31.6237
geo_moderate_95 | Spur | 2072 | -2.4425e-15 | 29.5866
geo_moderate_95 | Spur | 2073 | -2.4425e-15 | 29.5866
geo_moderate_95 | Spur | 2074 | -2.4425e-15 | 27.4054
geo_moderate_95 | Spur | 2075 | -2.4425e-15 | 27.4054
geo_moderate_95 | Spur | 2076 | -2.4425e-15 | 25.1074
geo_moderate_95 | Spur | 2077 | -2.4425e-15 | 25.1074
geo_moderate_95 | Spur | 2078 | -2.4425e-15 | 22.6519
geo_moderate_95 | Spur | 2079 | -2.4425e-15 | 22.6519
geo_moderate_95 | Spur | 2080 | -2.4425e-15 | 19.4283
geo_moderate_95 | Spur | 2081 | -2.4425e-15 | 19.4283
geo_moderate_95 | Spur | 2082 | -2.4425e-15 | 16.0392
geo_moderate_95 | Spur | 2083 | -2.4425e-15 | 16.0392
geo_moderate_95 | Spur | 2084 | -2.4425e-15 | 12.2275
geo_moderate_95 | Spur | 2085 | -2.4425e-15 | 12.2275
geo_moderate_95 | Spur | 2086 | -2.4425e-15 | 8.1252
geo_moderate_95 | Spur | 2087 | -2.4425e-15 | 8.1252
geo_moderate_95 | Spur | 2088 | -2.4425e-15 | 3.7956
geo_moderate_95 | Spur | 2089 | -2.4425e-15 | 3.7956
geo_moderate_95 | Spur | 2090 | -2.4425e-15 | 1.6952e-14
geo_moderate_95 | Trans O&M | 2010 | 11.7401 | 244.9609
geo_moderate_95 | Trans O&M | 2011 | 11.7401 | 243.394
geo_moderate_95 | Trans O&M | 2012 | 11.7724 | 212.7309
geo_moderate_95 | Trans O&M | 2013 | 11.7724 | 211.6797
geo_moderate_95 | Trans O&M | 2014 | 11.7893 | 239.6042
geo_moderate_95 | Trans O&M | 2015 | 11.7893 | 238.1293
geo_moderate_95 | Trans O&M | 2016 | 11.8106 | 200.1952
geo_moderate_95 | Trans O&M | 2017 | 11.8106 | 199.8727
geo_moderate_95 | Trans O&M | 2018 | 11.8346 | 206.1137
geo_moderate_95 | Trans O&M | 2019 | 11.8346 | 205.304
geo_moderate_95 | Trans O&M | 2020 | 11.8622 | 187.7979
geo_moderate_95 | Trans O&M | 2021 | 11.8622 | 184.438
geo_moderate_95 | Trans O&M | 2022 | 11.9681 | 218.1739
geo_moderate_95 | Trans O&M | 2023 | 11.9681 | 214.0296
geo_moderate_95 | Trans O&M | 2024 | 12.2789 | 194.0802
geo_moderate_95 | Trans O&M | 2025 | 12.2789 | 191.7036
geo_moderate_95 | Trans O&M | 2026 | 12.6102 | 193.808
geo_moderate_95 | Trans O&M | 2027 | 12.6102 | 191.4457
geo_moderate_95 | Trans O&M | 2028 | 13.5031 | 194.8286
geo_moderate_95 | Trans O&M | 2029 | 13.5031 | 193.5526
geo_moderate_95 | Trans O&M | 2030 | 14.4773 | 196.9227
geo_moderate_95 | Trans O&M | 2031 | 14.4773 | 196.9227
geo_moderate_95 | Trans O&M | 2032 | 15.5473 | 199.9719
geo_moderate_95 | Trans O&M | 2033 | 15.5473 | 199.9719
geo_moderate_95 | Trans O&M | 2034 | 16.6725 | 207.9674
geo_moderate_95 | Trans O&M | 2035 | 16.6725 | 207.9674
geo_moderate_95 | Trans O&M | 2036 | 17.8465 | 211.7551
geo_moderate_95 | Trans O&M | 2037 | 17.8465 | 211.7551
geo_moderate_95 | Trans O&M | 2038 | 19.0385 | 223.8357
geo_moderate_95 | Trans O&M | 2039 | 19.0385 | 223.8357
geo_moderate_95 | Trans O&M | 2040 | 20.4776 | 237.2315
geo_moderate_95 | Trans O&M | 2041 | 20.4776 | 237.2315
geo_moderate_95 | Trans O&M | 2042 | 21.9788 | 234.3385
geo_moderate_95 | Trans O&M | 2043 | 21.9788 | 234.3385
geo_moderate_95 | Trans O&M | 2044 | 23.6599 | 236.8377
geo_moderate_95 | Trans O&M | 2045 | 23.6599 | 236.8377
geo_moderate_95 | Trans O&M | 2046 | 25.575 | 247.2868
geo_moderate_95 | Trans O&M | 2047 | 25.575 | 247.2868
geo_moderate_95 | Trans O&M | 2048 | 27.6629 | 249.5765
geo_moderate_95 | Trans O&M | 2049 | 27.6629 | 249.5765
geo_moderate_95 | Trans O&M | 2050 | 29.6555 | 263.8202
geo_moderate_95 | Trans O&M | 2051 | 29.6555 | 263.8202
geo_moderate_95 | Trans O&M | 2052 | 29.6555 | 256.7308
geo_moderate_95 | Trans O&M | 2053 | 29.6555 | 256.7308
geo_moderate_95 | Trans O&M | 2054 | 29.6555 | 247.6374
geo_moderate_95 | Trans O&M | 2055 | 29.6555 | 247.6374
geo_moderate_95 | Trans O&M | 2056 | 29.6555 | 239.6654
geo_moderate_95 | Trans O&M | 2057 | 29.6555 | 239.6654
geo_moderate_95 | Trans O&M | 2058 | 29.6555 | 234.8792
geo_moderate_95 | Trans O&M | 2059 | 29.6555 | 234.8792
geo_moderate_95 | Trans O&M | 2060 | 29.6555 | 230.7468
geo_moderate_95 | Trans O&M | 2061 | 29.6555 | 230.7468
geo_moderate_95 | Trans O&M | 2062 | 29.6555 | 225.4875
geo_moderate_95 | Trans O&M | 2063 | 29.6555 | 225.4875
geo_moderate_95 | Trans O&M | 2064 | 29.6555 | 218.7043
geo_moderate_95 | Trans O&M | 2065 | 29.6555 | 218.7043
geo_moderate_95 | Trans O&M | 2066 | 29.6555 | 202.5517
geo_moderate_95 | Trans O&M | 2067 | 29.6555 | 202.5517
geo_moderate_95 | Trans O&M | 2068 | 29.6555 | 185.0673
geo_moderate_95 | Trans O&M | 2069 | 29.6555 | 185.0673
geo_moderate_95 | Trans O&M | 2070 | 0 | 31.6237
geo_moderate_95 | Trans O&M | 2071 | 0 | 31.6237
geo_moderate_95 | Trans O&M | 2072 | 0 | 29.5866
geo_moderate_95 | Trans O&M | 2073 | 0 | 29.5866
geo_moderate_95 | Trans O&M | 2074 | 0 | 27.4054
geo_moderate_95 | Trans O&M | 2075 | 0 | 27.4054
geo_moderate_95 | Trans O&M | 2076 | 0 | 25.1074
geo_moderate_95 | Trans O&M | 2077 | 0 | 25.1074
geo_moderate_95 | Trans O&M | 2078 | 0 | 22.6519
geo_moderate_95 | Trans O&M | 2079 | 0 | 22.6519
geo_moderate_95 | Trans O&M | 2080 | 0 | 19.4283
geo_moderate_95 | Trans O&M | 2081 | 0 | 19.4283
geo_moderate_95 | Trans O&M | 2082 | 0 | 16.0392
geo_moderate_95 | Trans O&M | 2083 | 0 | 16.0392
geo_moderate_95 | Trans O&M | 2084 | 0 | 12.2275
geo_moderate_95 | Trans O&M | 2085 | 0 | 12.2275
geo_moderate_95 | Trans O&M | 2086 | 0 | 8.1252
geo_moderate_95 | Trans O&M | 2087 | 0 | 8.1252
geo_moderate_95 | Trans O&M | 2088 | 0 | 3.7956
geo_moderate_95 | Trans O&M | 2089 | 0 | 3.7956
geo_moderate_95 | Trans O&M | 2090 | 0 | 1.6952e-14
geo_moderate_95 | CO2 T&S Capex | 2010 | 0 | 244.9609
geo_moderate_95 | CO2 T&S Capex | 2011 | 0 | 243.394
geo_moderate_95 | CO2 T&S Capex | 2012 | 0 | 212.7309
geo_moderate_95 | CO2 T&S Capex | 2013 | 0 | 211.6797
geo_moderate_95 | CO2 T&S Capex | 2014 | 0 | 239.6042
geo_moderate_95 | CO2 T&S Capex | 2015 | 0 | 238.1293
geo_moderate_95 | CO2 T&S Capex | 2016 | 0 | 200.1952
geo_moderate_95 | CO2 T&S Capex | 2017 | 0 | 199.8727
geo_moderate_95 | CO2 T&S Capex | 2018 | 0 | 206.1137
geo_moderate_95 | CO2 T&S Capex | 2019 | 0 | 205.304
geo_moderate_95 | CO2 T&S Capex | 2020 | 0 | 187.7979
geo_moderate_95 | CO2 T&S Capex | 2021 | 0 | 184.438
geo_moderate_95 | CO2 T&S Capex | 2022 | 0 | 218.1739
geo_moderate_95 | CO2 T&S Capex | 2023 | 0 | 214.0296
geo_moderate_95 | CO2 T&S Capex | 2024 | 0 | 194.0802
geo_moderate_95 | CO2 T&S Capex | 2025 | 0 | 191.7036
geo_moderate_95 | CO2 T&S Capex | 2026 | 0 | 193.808
geo_moderate_95 | CO2 T&S Capex | 2027 | 0 | 191.4457
geo_moderate_95 | CO2 T&S Capex | 2028 | 0.25782 | 194.8286
geo_moderate_95 | CO2 T&S Capex | 2029 | 0.25782 | 193.5526
geo_moderate_95 | CO2 T&S Capex | 2030 | 0.25782 | 196.9227
geo_moderate_95 | CO2 T&S Capex | 2031 | 0.25782 | 196.9227
geo_moderate_95 | CO2 T&S Capex | 2032 | 0.25782 | 199.9719
geo_moderate_95 | CO2 T&S Capex | 2033 | 0.25782 | 199.9719
geo_moderate_95 | CO2 T&S Capex | 2034 | 0.25779 | 207.9674
geo_moderate_95 | CO2 T&S Capex | 2035 | 0.25779 | 207.9674
geo_moderate_95 | CO2 T&S Capex | 2036 | 0.25779 | 211.7551
geo_moderate_95 | CO2 T&S Capex | 2037 | 0.25779 | 211.7551
geo_moderate_95 | CO2 T&S Capex | 2038 | 0.25779 | 223.8357
geo_moderate_95 | CO2 T&S Capex | 2039 | 0.25779 | 223.8357
geo_moderate_95 | CO2 T&S Capex | 2040 | 0.017656 | 237.2315
geo_moderate_95 | CO2 T&S Capex | 2041 | 0.017656 | 237.2315
geo_moderate_95 | CO2 T&S Capex | 2042 | 0.017656 | 234.3385
geo_moderate_95 | CO2 T&S Capex | 2043 | 0.017656 | 234.3385
geo_moderate_95 | CO2 T&S Capex | 2044 | 0.017656 | 236.8377
geo_moderate_95 | CO2 T&S Capex | 2045 | 0.017656 | 236.8377
geo_moderate_95 | CO2 T&S Capex | 2046 | 0.20304 | 247.2868
geo_moderate_95 | CO2 T&S Capex | 2047 | 0.20304 | 247.2868
geo_moderate_95 | CO2 T&S Capex | 2048 | 0.21287 | 249.5765
geo_moderate_95 | CO2 T&S Capex | 2049 | 0.21287 | 249.5765
geo_moderate_95 | CO2 T&S Capex | 2050 | 0.19968 | 263.8202
geo_moderate_95 | CO2 T&S Capex | 2051 | 0.19968 | 263.8202
geo_moderate_95 | CO2 T&S Capex | 2052 | 0.19968 | 256.7308
geo_moderate_95 | CO2 T&S Capex | 2053 | 0.19968 | 256.7308
geo_moderate_95 | CO2 T&S Capex | 2054 | 0.19968 | 247.6374
geo_moderate_95 | CO2 T&S Capex | 2055 | 0.19968 | 247.6374
geo_moderate_95 | CO2 T&S Capex | 2056 | 0.19968 | 239.6654
geo_moderate_95 | CO2 T&S Capex | 2057 | 0.19968 | 239.6654
geo_moderate_95 | CO2 T&S Capex | 2058 | 0.19968 | 234.8792
geo_moderate_95 | CO2 T&S Capex | 2059 | 0.19968 | 234.8792
geo_moderate_95 | CO2 T&S Capex | 2060 | 0.19968 | 230.7468
geo_moderate_95 | CO2 T&S Capex | 2061 | 0.19968 | 230.7468
geo_moderate_95 | CO2 T&S Capex | 2062 | 0.19968 | 225.4875
geo_moderate_95 | CO2 T&S Capex | 2063 | 0.19968 | 225.4875
geo_moderate_95 | CO2 T&S Capex | 2064 | 0.19968 | 218.7043
geo_moderate_95 | CO2 T&S Capex | 2065 | 0.19968 | 218.7043
geo_moderate_95 | CO2 T&S Capex | 2066 | 0.19968 | 202.5517
geo_moderate_95 | CO2 T&S Capex | 2067 | 0.19968 | 202.5517
geo_moderate_95 | CO2 T&S Capex | 2068 | 0.19968 | 185.0673
geo_moderate_95 | CO2 T&S Capex | 2069 | 0.19968 | 185.0673
geo_moderate_95 | CO2 T&S Capex | 2070 | 0 | 31.6237
geo_moderate_95 | CO2 T&S Capex | 2071 | 0 | 31.6237
geo_moderate_95 | CO2 T&S Capex | 2072 | 0 | 29.5866
geo_moderate_95 | CO2 T&S Capex | 2073 | 0 | 29.5866
geo_moderate_95 | CO2 T&S Capex | 2074 | 0 | 27.4054
geo_moderate_95 | CO2 T&S Capex | 2075 | 0 | 27.4054
geo_moderate_95 | CO2 T&S Capex | 2076 | 0 | 25.1074
geo_moderate_95 | CO2 T&S Capex | 2077 | 0 | 25.1074
geo_moderate_95 | CO2 T&S Capex | 2078 | 0 | 22.6519
geo_moderate_95 | CO2 T&S Capex | 2079 | 0 | 22.6519
geo_moderate_95 | CO2 T&S Capex | 2080 | 0 | 19.4283
geo_moderate_95 | CO2 T&S Capex | 2081 | 0 | 19.4283
geo_moderate_95 | CO2 T&S Capex | 2082 | 0 | 16.0392
geo_moderate_95 | CO2 T&S Capex | 2083 | 0 | 16.0392
geo_moderate_95 | CO2 T&S Capex | 2084 | 0 | 12.2275
geo_moderate_95 | CO2 T&S Capex | 2085 | 0 | 12.2275
geo_moderate_95 | CO2 T&S Capex | 2086 | 0 | 8.1252
geo_moderate_95 | CO2 T&S Capex | 2087 | 0 | 8.1252
geo_moderate_95 | CO2 T&S Capex | 2088 | 0 | 3.7956
geo_moderate_95 | CO2 T&S Capex | 2089 | 0 | 3.7956
geo_moderate_95 | CO2 T&S Capex | 2090 | 0 | 1.6952e-14
geo_moderate_95 | ACP | 2010 | 0 | 244.9609
geo_moderate_95 | ACP | 2011 | 0 | 243.394
geo_moderate_95 | ACP | 2012 | 0 | 212.7309
geo_moderate_95 | ACP | 2013 | 0 | 211.6797
geo_moderate_95 | ACP | 2014 | 0 | 239.6042
geo_moderate_95 | ACP | 2015 | 0 | 238.1293
geo_moderate_95 | ACP | 2016 | 0 | 200.1952
geo_moderate_95 | ACP | 2017 | 0 | 199.8727
geo_moderate_95 | ACP | 2018 | 0 | 206.1137
geo_moderate_95 | ACP | 2019 | 0 | 205.304
geo_moderate_95 | ACP | 2020 | 1.5923 | 187.7979
geo_moderate_95 | ACP | 2021 | 1.5923 | 184.438
geo_moderate_95 | ACP | 2022 | 0.00090959 | 218.1739
geo_moderate_95 | ACP | 2023 | 0.00090959 | 214.0296
geo_moderate_95 | ACP | 2024 | 0.00078176 | 194.0802
geo_moderate_95 | ACP | 2025 | 0.00078176 | 191.7036
geo_moderate_95 | ACP | 2026 | 0.00060125 | 193.808
geo_moderate_95 | ACP | 2027 | 0.00060125 | 191.4457
geo_moderate_95 | ACP | 2028 | 0.00052569 | 194.8286
geo_moderate_95 | ACP | 2029 | 0.00052569 | 193.5526
geo_moderate_95 | ACP | 2030 | 0.00028283 | 196.9227
geo_moderate_95 | ACP | 2031 | 0.00028283 | 196.9227
geo_moderate_95 | ACP | 2032 | 0.00028283 | 199.9719
geo_moderate_95 | ACP | 2033 | 0.00028283 | 199.9719
geo_moderate_95 | ACP | 2034 | 0.00028283 | 207.9674
geo_moderate_95 | ACP | 2035 | 0.00028283 | 207.9674
geo_moderate_95 | ACP | 2036 | 0.00029487 | 211.7551
geo_moderate_95 | ACP | 2037 | 0.00029487 | 211.7551
geo_moderate_95 | ACP | 2038 | 0.00031016 | 223.8357
geo_moderate_95 | ACP | 2039 | 0.00031016 | 223.8357
geo_moderate_95 | ACP | 2040 | 0.00029055 | 237.2315
geo_moderate_95 | ACP | 2041 | 0.00029055 | 237.2315
geo_moderate_95 | ACP | 2042 | 0.084048 | 234.3385
geo_moderate_95 | ACP | 2043 | 0.084048 | 234.3385
geo_moderate_95 | ACP | 2044 | 0.00029055 | 236.8377
geo_moderate_95 | ACP | 2045 | 0.00029055 | 236.8377
geo_moderate_95 | ACP | 2046 | 0.00029055 | 247.2868
geo_moderate_95 | ACP | 2047 | 0.00029055 | 247.2868
geo_moderate_95 | ACP | 2048 | 0.00029055 | 249.5765
geo_moderate_95 | ACP | 2049 | 0.00029055 | 249.5765
geo_moderate_95 | ACP | 2050 | 0.00029055 | 263.8202
geo_moderate_95 | ACP | 2051 | 0.00029055 | 263.8202
geo_moderate_95 | ACP | 2052 | 0.00029055 | 256.7308
geo_moderate_95 | ACP | 2053 | 0.00029055 | 256.7308
geo_moderate_95 | ACP | 2054 | 0.00029055 | 247.6374
geo_moderate_95 | ACP | 2055 | 0.00029055 | 247.6374
geo_moderate_95 | ACP | 2056 | 0.00029055 | 239.6654
geo_moderate_95 | ACP | 2057 | 0.00029055 | 239.6654
geo_moderate_95 | ACP | 2058 | 0.00029055 | 234.8792
geo_moderate_95 | ACP | 2059 | 0.00029055 | 234.8792
geo_moderate_95 | ACP | 2060 | 0.00029055 | 230.7468
geo_moderate_95 | ACP | 2061 | 0.00029055 | 230.7468
geo_moderate_95 | ACP | 2062 | 0.00029055 | 225.4875
geo_moderate_95 | ACP | 2063 | 0.00029055 | 225.4875
geo_moderate_95 | ACP | 2064 | 0.00029055 | 218.7043
geo_moderate_95 | ACP | 2065 | 0.00029055 | 218.7043
geo_moderate_95 | ACP | 2066 | 0.00029055 | 202.5517
geo_moderate_95 | ACP | 2067 | 0.00029055 | 202.5517
geo_moderate_95 | ACP | 2068 | 0.00029055 | 185.0673
geo_moderate_95 | ACP | 2069 | 0.00029055 | 185.0673
geo_moderate_95 | ACP | 2070 | 0 | 31.6237
geo_moderate_95 | ACP | 2071 | 0 | 31.6237
geo_moderate_95 | ACP | 2072 | 0 | 29.5866
geo_moderate_95 | ACP | 2073 | 0 | 29.5866
geo_moderate_95 | ACP | 2074 | 0 | 27.4054
geo_moderate_95 | ACP | 2075 | 0 | 27.4054
geo_moderate_95 | ACP | 2076 | 0 | 25.1074
geo_moderate_95 | ACP | 2077 | 0 | 25.1074
geo_moderate_95 | ACP | 2078 | 0 | 22.6519
geo_moderate_95 | ACP | 2079 | 0 | 22.6519
geo_moderate_95 | ACP | 2080 | 0 | 19.4283
geo_moderate_95 | ACP | 2081 | 0 | 19.4283
geo_moderate_95 | ACP | 2082 | 0 | 16.0392
geo_moderate_95 | ACP | 2083 | 0 | 16.0392
geo_moderate_95 | ACP | 2084 | 0 | 12.2275
geo_moderate_95 | ACP | 2085 | 0 | 12.2275
geo_moderate_95 | ACP | 2086 | 0 | 8.1252
geo_moderate_95 | ACP | 2087 | 0 | 8.1252
geo_moderate_95 | ACP | 2088 | 0 | 3.7956
geo_moderate_95 | ACP | 2089 | 0 | 3.7956
geo_moderate_95 | ACP | 2090 | 0 | 1.6952e-14

## 30_Hydrogen Production (Million
tech | region | year | Production (Million tonnes) | scenario

## 31_Hydrogen Price ($ per kg)
product | year | Price ($/kg) | scenario

## 32_Final Wind Capacity (GW)
scenario | rs | Capacity (GW)
geo_moderate_95 | s1 | 0.006
geo_moderate_95 | s10 | 0.41072
geo_moderate_95 | s100 | 1.0109
geo_moderate_95 | s101 | 0.432
geo_moderate_95 | s102 | 1.5741
geo_moderate_95 | s103 | 1.7069
geo_moderate_95 | s104 | 3.0939
geo_moderate_95 | s105 | 1.9054
geo_moderate_95 | s107 | 3.658
geo_moderate_95 | s108 | 2.4926
geo_moderate_95 | s109 | 0.77968
geo_moderate_95 | s110 | 2.4617
geo_moderate_95 | s111 | 0.45414
geo_moderate_95 | s112 | 2.5352
geo_moderate_95 | s114 | 2.6291
geo_moderate_95 | s115 | 0.33976
geo_moderate_95 | s116 | 6.1342
geo_moderate_95 | s117 | 0.68686
geo_moderate_95 | s118 | 2.0176
geo_moderate_95 | s119 | 2.0331
geo_moderate_95 | s12 | 0.16971
geo_moderate_95 | s120 | 0.81212
geo_moderate_95 | s121 | 2.9608
geo_moderate_95 | s122 | 0.12487
geo_moderate_95 | s123 | 5.1561
geo_moderate_95 | s124 | 0.2324
geo_moderate_95 | s125 | 0.025
geo_moderate_95 | s127 | 0.0025
geo_moderate_95 | s128 | 0.73111
geo_moderate_95 | s129 | 0.073701
geo_moderate_95 | s130 | 0.27206
geo_moderate_95 | s132 | 15.4406
geo_moderate_95 | s133 | 0.5018
geo_moderate_95 | s134 | 7.9609
geo_moderate_95 | s135 | 2.8058
geo_moderate_95 | s136 | 6.7391
geo_moderate_95 | s137 | 1.0747
geo_moderate_95 | s138 | 0
geo_moderate_95 | s139 | 1.3222
geo_moderate_95 | s14 | 0.10347
geo_moderate_95 | s140 | 0.72811
geo_moderate_95 | s141 | 0.37662
geo_moderate_95 | s143 | 6.3818
geo_moderate_95 | s144 | 8.9449
geo_moderate_95 | s146 | 2.126
geo_moderate_95 | s147 | 3.192
geo_moderate_95 | s148 | 4.6361
geo_moderate_95 | s149 | 6.2371
geo_moderate_95 | s150 | 8.9258
geo_moderate_95 | s151 | 0.044688
geo_moderate_95 | s152 | 5.0966
geo_moderate_95 | s153 | 15.4331
geo_moderate_95 | s154 | 20.6441
geo_moderate_95 | s155 | 2.7587
geo_moderate_95 | s156 | 3.4833
geo_moderate_95 | s157 | 14.2903
geo_moderate_95 | s158 | 1.0615
geo_moderate_95 | s159 | 0.62813
geo_moderate_95 | s16 | 4.7578
geo_moderate_95 | s160 | 0.73233
geo_moderate_95 | s162 | 4.2886
geo_moderate_95 | s163 | 4.1554
geo_moderate_95 | s164 | 4.4167
geo_moderate_95 | s165 | 11.6099
geo_moderate_95 | s166 | 6.2644
geo_moderate_95 | s167 | 10.7564
geo_moderate_95 | s168 | 0.66526
geo_moderate_95 | s169 | 6.0672
geo_moderate_95 | s17 | 0.10806
geo_moderate_95 | s171 | 25.959
geo_moderate_95 | s172 | 6.2264
geo_moderate_95 | s174 | 6.0767
geo_moderate_95 | s176 | 3.822
geo_moderate_95 | s177 | 0.95608
geo_moderate_95 | s178 | 2.8427
geo_moderate_95 | s179 | 1.1078
geo_moderate_95 | s180 | 9.4931
geo_moderate_95 | s181 | 0.0094
geo_moderate_95 | s182 | 0.103
geo_moderate_95 | s183 | 0.0059
geo_moderate_95 | s184 | 0.9399
geo_moderate_95 | s185 | 0.6878
geo_moderate_95 | s186 | 4.3894
geo_moderate_95 | s187 | 5.4189
geo_moderate_95 | s188 | 3.357
geo_moderate_95 | s19 | 0
geo_moderate_95 | s190 | 0.70552
geo_moderate_95 | s191 | 1.5222
geo_moderate_95 | s192 | 0.95125
geo_moderate_95 | s193 | 1.8511
geo_moderate_95 | s194 | 0.85645
geo_moderate_95 | s195 | 0.44658
geo_moderate_95 | s197 | 0.050854
geo_moderate_95 | s198 | 0.14762
geo_moderate_95 | s199 | 5.8178
geo_moderate_95 | s20 | 21.6649
geo_moderate_95 | s200 | 5.0483
geo_moderate_95 | s201 | 0.14118
geo_moderate_95 | s202 | 3.1052
geo_moderate_95 | s203 | 3.7863
geo_moderate_95 | s205 | 3.2704
geo_moderate_95 | s206 | 0.50114
geo_moderate_95 | s207 | 5.2254
geo_moderate_95 | s208 | 6.2536
geo_moderate_95 | s209 | 7.9118
geo_moderate_95 | s21 | 0.091757
geo_moderate_95 | s210 | 6.1754
geo_moderate_95 | s211 | 0.81248
geo_moderate_95 | s212 | 1.5999
geo_moderate_95 | s214 | 5.5218
geo_moderate_95 | s215 | 1.4076
geo_moderate_95 | s216 | 1.0976
geo_moderate_95 | s217 | 0.13824
geo_moderate_95 | s218 | 2.8326
geo_moderate_95 | s219 | 0.48105
geo_moderate_95 | s22 | 1.7352
geo_moderate_95 | s221 | 9.7648
geo_moderate_95 | s222 | 0.52925
geo_moderate_95 | s223 | 0.035114
geo_moderate_95 | s224 | 8.171
geo_moderate_95 | s226 | 2.507
geo_moderate_95 | s227 | 0.0054
geo_moderate_95 | s228 | 3.632
geo_moderate_95 | s230 | 1.187
geo_moderate_95 | s234 | 0.022
geo_moderate_95 | s235 | 0.078991
geo_moderate_95 | s236 | 4.0119
geo_moderate_95 | s237 | 0.1299
geo_moderate_95 | s240 | 0.84226
geo_moderate_95 | s243 | 0.61988
geo_moderate_95 | s244 | 0.56337
geo_moderate_95 | s245 | 0.056036
geo_moderate_95 | s248 | 0.04809
geo_moderate_95 | s249 | 0.45403
geo_moderate_95 | s25 | 3.2832
geo_moderate_95 | s250 | 2.5824
geo_moderate_95 | s252 | 0.79667
geo_moderate_95 | s253 | 0.83257
geo_moderate_95 | s254 | 0.39923
geo_moderate_95 | s255 | 0.45264
geo_moderate_95 | s256 | 2.9128
geo_moderate_95 | s257 | 0.74856
geo_moderate_95 | s259 | 4.2717
geo_moderate_95 | s26 | 2.7937
geo_moderate_95 | s260 | 2.2039
geo_moderate_95 | s261 | 0.556
geo_moderate_95 | s262 | 8.4921
geo_moderate_95 | s263 | 1.8119
geo_moderate_95 | s265 | 1.9927
geo_moderate_95 | s266 | 0.35181
geo_moderate_95 | s267 | 11.0104
geo_moderate_95 | s268 | 0.22466
geo_moderate_95 | s27 | 0.58801
geo_moderate_95 | s270 | 0.90343
geo_moderate_95 | s273 | 0.2246
geo_moderate_95 | s274 | 0.27717
geo_moderate_95 | s275 | 3.2314
geo_moderate_95 | s276 | 0.39051
geo_moderate_95 | s277 | 9.6892
geo_moderate_95 | s278 | 0.20281
geo_moderate_95 | s279 | 1.866
geo_moderate_95 | s28 | 0.0618
geo_moderate_95 | s280 | 0.35626
geo_moderate_95 | s281 | 0.0284
geo_moderate_95 | s286 | 2.8387
geo_moderate_95 | s289 | 0.04702
geo_moderate_95 | s29 | 3.5763
geo_moderate_95 | s290 | 0.11163
geo_moderate_95 | s291 | 0.83083
geo_moderate_95 | s292 | 1.1786
geo_moderate_95 | s293 | 1.9653
geo_moderate_95 | s294 | 6.2962
geo_moderate_95 | s296 | 0.83582
geo_moderate_95 | s297 | 0.36947
geo_moderate_95 | s298 | 0.099071
geo_moderate_95 | s3 | 0.14479
geo_moderate_95 | s30 | 1.0401
geo_moderate_95 | s300 | 0.45796
geo_moderate_95 | s302 | 0.065877
geo_moderate_95 | s304 | 3.0491
geo_moderate_95 | s306 | 0.038345
geo_moderate_95 | s307 | 0.60292
geo_moderate_95 | s308 | 0.19226
geo_moderate_95 | s309 | 1.7011
geo_moderate_95 | s31 | 2.5673
geo_moderate_95 | s311 | 0.18107
geo_moderate_95 | s313 | 3.5045
geo_moderate_95 | s314 | 4.6538
geo_moderate_95 | s315 | 2.022
geo_moderate_95 | s32 | 0.14101
geo_moderate_95 | s320 | 2.4076
geo_moderate_95 | s321 | 1.7397
geo_moderate_95 | s322 | 4.2781
geo_moderate_95 | s323 | 1.6955
geo_moderate_95 | s324 | 0.96974
geo_moderate_95 | s325 | 1.3418
geo_moderate_95 | s326 | 0.78403
geo_moderate_95 | s329 | 0.0001
geo_moderate_95 | s33 | 5.4232
geo_moderate_95 | s330 | 1.6004
geo_moderate_95 | s331 | 0.000364
geo_moderate_95 | s332 | 6.1393
geo_moderate_95 | s333 | 1.9881
geo_moderate_95 | s334 | 2.595
geo_moderate_95 | s335 | 3.1426
geo_moderate_95 | s336 | 2.4519
geo_moderate_95 | s337 | 1.45
geo_moderate_95 | s338 | 2.8624
geo_moderate_95 | s339 | 2.0292
geo_moderate_95 | s340 | 0.10647
geo_moderate_95 | s341 | 0.018006
geo_moderate_95 | s342 | 3.7312
geo_moderate_95 | s343 | 0.076545
geo_moderate_95 | s345 | 0.96517
geo_moderate_95 | s346 | 0.57288
geo_moderate_95 | s347 | 0.24269
geo_moderate_95 | s348 | 0.82079
geo_moderate_95 | s349 | 5.7107
geo_moderate_95 | s350 | 0.01
geo_moderate_95 | s351 | 0.98323
geo_moderate_95 | s352 | 0.42846
geo_moderate_95 | s353 | 2.1626
geo_moderate_95 | s354 | 0.21094
geo_moderate_95 | s355 | 1.4238
geo_moderate_95 | s356 | 1.652
geo_moderate_95 | s36 | 0.83167
geo_moderate_95 | s38 | 0
geo_moderate_95 | s4 | 1.422
geo_moderate_95 | s40 | 0.90123
geo_moderate_95 | s42 | 0
geo_moderate_95 | s44 | 0.365
geo_moderate_95 | s46 | 1.3578
geo_moderate_95 | s47 | 0.3048
geo_moderate_95 | s48 | 0.94367
geo_moderate_95 | s49 | 0
geo_moderate_95 | s5 | 1.7425
geo_moderate_95 | s50 | 0.2047
geo_moderate_95 | s52 | 0
geo_moderate_95 | s53 | 0.5302
geo_moderate_95 | s54 | 0.66889
geo_moderate_95 | s55 | 0.011916
geo_moderate_95 | s57 | 0
geo_moderate_95 | s59 | 0
geo_moderate_95 | s62 | 0.80087
geo_moderate_95 | s63 | 1.199
geo_moderate_95 | s64 | 0.48414
geo_moderate_95 | s65 | 3.8969
geo_moderate_95 | s66 | 0.95476
geo_moderate_95 | s67 | 0.71175
geo_moderate_95 | s68 | 0.33398
geo_moderate_95 | s7 | 0.126
geo_moderate_95 | s70 | 2.0388
geo_moderate_95 | s71 | 6.9568
geo_moderate_95 | s72 | 0.20798
geo_moderate_95 | s73 | 1.218
geo_moderate_95 | s74 | 26.8717
geo_moderate_95 | s79 | 0.073955
geo_moderate_95 | s8 | 0.37349
geo_moderate_95 | s80 | 0.076472
geo_moderate_95 | s81 | 0.031385
geo_moderate_95 | s82 | 0.073143
geo_moderate_95 | s83 | 0
geo_moderate_95 | s84 | 0.0145
geo_moderate_95 | s85 | 7.1163
geo_moderate_95 | s86 | 3.478
geo_moderate_95 | s87 | 10.3511
geo_moderate_95 | s88 | 0
geo_moderate_95 | s9 | 2.0355
geo_moderate_95 | s90 | 0.1
geo_moderate_95 | s92 | 5.0598
geo_moderate_95 | s93 | 14.2185
geo_moderate_95 | s95 | 1.0636
geo_moderate_95 | s96 | 0.26517
geo_moderate_95 | s97 | 0.4488
geo_moderate_95 | s98 | 2.4239
geo_moderate_95 | s99 | 9.2188

## 33_PV Capacity (GW)
scenario | rb | Capacity (GW)
geo_moderate_95 | p1 | 1.8493
geo_moderate_95 | p10 | 42.322
geo_moderate_95 | p100 | 3.9472
geo_moderate_95 | p101 | 47.814
geo_moderate_95 | p102 | 18.7295
geo_moderate_95 | p103 | 6.7628
geo_moderate_95 | p104 | 10.913
geo_moderate_95 | p105 | 5.2462
geo_moderate_95 | p106 | 6.3334
geo_moderate_95 | p107 | 7.5989
geo_moderate_95 | p108 | 5.9761
geo_moderate_95 | p109 | 21.0763
geo_moderate_95 | p11 | 6.2221
geo_moderate_95 | p110 | 0.69622
geo_moderate_95 | p111 | 11.646
geo_moderate_95 | p112 | 18.7112
geo_moderate_95 | p113 | 26.1398
geo_moderate_95 | p114 | 7.0734
geo_moderate_95 | p115 | 1.4415
geo_moderate_95 | p116 | 0.86769
geo_moderate_95 | p117 | 0.58937
geo_moderate_95 | p118 | 3.7578
geo_moderate_95 | p119 | 0.18009
geo_moderate_95 | p12 | 3.5647
geo_moderate_95 | p120 | 0.38018
geo_moderate_95 | p121 | 2.1843
geo_moderate_95 | p122 | 12.8919
geo_moderate_95 | p123 | 7.4566
geo_moderate_95 | p124 | 0.036912
geo_moderate_95 | p125 | 3.1677
geo_moderate_95 | p126 | 7.3289
geo_moderate_95 | p127 | 21.9118
geo_moderate_95 | p128 | 2.6457
geo_moderate_95 | p129 | 1.0935
geo_moderate_95 | p13 | 5.144
geo_moderate_95 | p130 | 3.1188
geo_moderate_95 | p131 | 6.7995
geo_moderate_95 | p132 | 3.8361
geo_moderate_95 | p133 | 0.68273
geo_moderate_95 | p134 | 3.2522
geo_moderate_95 | p14 | 0.16073
geo_moderate_95 | p15 | 6.9164
geo_moderate_95 | p16 | 0.55081
geo_moderate_95 | p17 | 0.21336
geo_moderate_95 | p18 | 0.11791
geo_moderate_95 | p19 | 0.003
geo_moderate_95 | p2 | 0.87591
geo_moderate_95 | p20 | 0.14782
geo_moderate_95 | p21 | 0.068455
geo_moderate_95 | p22 | 0.011904
geo_moderate_95 | p23 | 0.15649
geo_moderate_95 | p24 | 0.087636
geo_moderate_95 | p25 | 5.445
geo_moderate_95 | p26 | 0.51277
geo_moderate_95 | p27 | 8.2835
geo_moderate_95 | p28 | 14.7135
geo_moderate_95 | p29 | 1.0538
geo_moderate_95 | p3 | 0.544
geo_moderate_95 | p30 | 5.7358
geo_moderate_95 | p31 | 1.1365
geo_moderate_95 | p32 | 0.077101
geo_moderate_95 | p33 | 7.4876
geo_moderate_95 | p34 | 2.7792
geo_moderate_95 | p35 | 0.17382
geo_moderate_95 | p36 | 0.13488
geo_moderate_95 | p37 | 52.7851
geo_moderate_95 | p38 | 2.8903
geo_moderate_95 | p39 | 0.22719
geo_moderate_95 | p4 | 0.51649
geo_moderate_95 | p40 | 3.1463
geo_moderate_95 | p41 | 5.514
geo_moderate_95 | p42 | 0.5772
geo_moderate_95 | p43 | 20.5996
geo_moderate_95 | p44 | 6.659
geo_moderate_95 | p45 | 8.9788
geo_moderate_95 | p46 | 5.3115
geo_moderate_95 | p47 | 1.1272
geo_moderate_95 | p48 | 4.8963
geo_moderate_95 | p49 | 6.0455
geo_moderate_95 | p5 | 1.6302
geo_moderate_95 | p50 | 4.7462
geo_moderate_95 | p51 | 6.4697
geo_moderate_95 | p52 | 0.61215
geo_moderate_95 | p53 | 9.2623
geo_moderate_95 | p54 | 1.0786
geo_moderate_95 | p55 | 1.5895
geo_moderate_95 | p56 | 2.6047
geo_moderate_95 | p57 | 2.4954
geo_moderate_95 | p58 | 12.6069
geo_moderate_95 | p59 | 3.4714
geo_moderate_95 | p6 | 4.2896
geo_moderate_95 | p60 | 9.2979
geo_moderate_95 | p61 | 3.4416
geo_moderate_95 | p62 | 8.5354
geo_moderate_95 | p63 | 17.063
geo_moderate_95 | p64 | 8.6851
geo_moderate_95 | p65 | 12.7315
geo_moderate_95 | p66 | 5.156
geo_moderate_95 | p67 | 16.5239
geo_moderate_95 | p68 | 4.2139
geo_moderate_95 | p69 | 0.6902
geo_moderate_95 | p7 | 19.1267
geo_moderate_95 | p70 | 5.3113
geo_moderate_95 | p71 | 0.68629
geo_moderate_95 | p72 | 6.4372
geo_moderate_95 | p73 | 0.17268
geo_moderate_95 | p74 | 0.071636
geo_moderate_95 | p75 | 2.7823
geo_moderate_95 | p76 | 2.9559
geo_moderate_95 | p77 | 1.9246
geo_moderate_95 | p78 | 1.9868
geo_moderate_95 | p79 | 2.5988
geo_moderate_95 | p8 | 3.5362
geo_moderate_95 | p80 | 21.4077
geo_moderate_95 | p81 | 2.2042
geo_moderate_95 | p82 | 1.916
geo_moderate_95 | p83 | 0.76315
geo_moderate_95 | p84 | 0.55705
geo_moderate_95 | p85 | 4.1715
geo_moderate_95 | p86 | 12.0618
geo_moderate_95 | p87 | 5.5335
geo_moderate_95 | p88 | 6.9994
geo_moderate_95 | p89 | 12.4647
geo_moderate_95 | p9 | 21.8883
geo_moderate_95 | p90 | 10.6767
geo_moderate_95 | p91 | 10.5
geo_moderate_95 | p92 | 34.4675
geo_moderate_95 | p93 | 10.2861
geo_moderate_95 | p94 | 48.7054
geo_moderate_95 | p95 | 6.6397
geo_moderate_95 | p96 | 20.2163
geo_moderate_95 | p97 | 20.2567
geo_moderate_95 | p98 | 11.6043
geo_moderate_95 | p99 | 18.7093

## 35_CSP Capacity (GW)
scenario | rb | Capacity (GW)
geo_moderate_95 | p1 | 0
geo_moderate_95 | p10 | 1.2965
geo_moderate_95 | p100 | 0
geo_moderate_95 | p101 | 0
geo_moderate_95 | p102 | 0
geo_moderate_95 | p103 | 0
geo_moderate_95 | p104 | 0
geo_moderate_95 | p105 | 0
geo_moderate_95 | p106 | 0
geo_moderate_95 | p107 | 0
geo_moderate_95 | p108 | 0
geo_moderate_95 | p109 | 0
geo_moderate_95 | p11 | 0
geo_moderate_95 | p110 | 0
geo_moderate_95 | p111 | 0
geo_moderate_95 | p112 | 0
geo_moderate_95 | p113 | 0
geo_moderate_95 | p114 | 0
geo_moderate_95 | p115 | 0
geo_moderate_95 | p116 | 0
geo_moderate_95 | p117 | 0
geo_moderate_95 | p118 | 0
geo_moderate_95 | p119 | 0
geo_moderate_95 | p12 | 0
geo_moderate_95 | p120 | 0
geo_moderate_95 | p121 | 0
geo_moderate_95 | p122 | 0
geo_moderate_95 | p123 | 0
geo_moderate_95 | p124 | 0
geo_moderate_95 | p125 | 0
geo_moderate_95 | p126 | 0
geo_moderate_95 | p127 | 0
geo_moderate_95 | p128 | 0
geo_moderate_95 | p129 | 0
geo_moderate_95 | p13 | 0
geo_moderate_95 | p130 | 0
geo_moderate_95 | p131 | 0
geo_moderate_95 | p132 | 0
geo_moderate_95 | p133 | 0
geo_moderate_95 | p134 | 0
geo_moderate_95 | p14 | 0
geo_moderate_95 | p15 | 0
geo_moderate_95 | p16 | 0
geo_moderate_95 | p17 | 0
geo_moderate_95 | p18 | 0
geo_moderate_95 | p19 | 0
geo_moderate_95 | p2 | 0
geo_moderate_95 | p20 | 0
geo_moderate_95 | p21 | 0
geo_moderate_95 | p22 | 0
geo_moderate_95 | p23 | 0
geo_moderate_95 | p24 | 0
geo_moderate_95 | p25 | 0
geo_moderate_95 | p26 | 0
geo_moderate_95 | p27 | 0
geo_moderate_95 | p28 | 0
geo_moderate_95 | p29 | 0
geo_moderate_95 | p3 | 0
geo_moderate_95 | p30 | 0
geo_moderate_95 | p31 | 0
geo_moderate_95 | p32 | 0
geo_moderate_95 | p33 | 0
geo_moderate_95 | p34 | 0
geo_moderate_95 | p35 | 0
geo_moderate_95 | p36 | 0
geo_moderate_95 | p37 | 0
geo_moderate_95 | p38 | 0
geo_moderate_95 | p39 | 0
geo_moderate_95 | p4 | 0
geo_moderate_95 | p40 | 0
geo_moderate_95 | p41 | 0
geo_moderate_95 | p42 | 0
geo_moderate_95 | p43 | 0
geo_moderate_95 | p44 | 0
geo_moderate_95 | p45 | 0
geo_moderate_95 | p46 | 0
geo_moderate_95 | p47 | 0
geo_moderate_95 | p48 | 0
geo_moderate_95 | p49 | 0
geo_moderate_95 | p5 | 0
geo_moderate_95 | p50 | 0
geo_moderate_95 | p51 | 0
geo_moderate_95 | p52 | 0
geo_moderate_95 | p53 | 0
geo_moderate_95 | p54 | 0
geo_moderate_95 | p55 | 0
geo_moderate_95 | p56 | 0
geo_moderate_95 | p57 | 0
geo_moderate_95 | p58 | 0
geo_moderate_95 | p59 | 0
geo_moderate_95 | p6 | 0
geo_moderate_95 | p60 | 0
geo_moderate_95 | p61 | 0
geo_moderate_95 | p62 | 0
geo_moderate_95 | p63 | 0
geo_moderate_95 | p64 | 0
geo_moderate_95 | p65 | 0
geo_moderate_95 | p66 | 0
geo_moderate_95 | p67 | 0
geo_moderate_95 | p68 | 0
geo_moderate_95 | p69 | 0
geo_moderate_95 | p7 | 0
geo_moderate_95 | p70 | 0
geo_moderate_95 | p71 | 0
geo_moderate_95 | p72 | 0
geo_moderate_95 | p73 | 0
geo_moderate_95 | p74 | 0
geo_moderate_95 | p75 | 0
geo_moderate_95 | p76 | 0
geo_moderate_95 | p77 | 0
geo_moderate_95 | p78 | 0
geo_moderate_95 | p79 | 0
geo_moderate_95 | p8 | 0
geo_moderate_95 | p80 | 0
geo_moderate_95 | p81 | 0
geo_moderate_95 | p82 | 0
geo_moderate_95 | p83 | 0
geo_moderate_95 | p84 | 0
geo_moderate_95 | p85 | 0
geo_moderate_95 | p86 | 0
geo_moderate_95 | p87 | 0
geo_moderate_95 | p88 | 0
geo_moderate_95 | p89 | 0
geo_moderate_95 | p9 | 0.082793
geo_moderate_95 | p90 | 0
geo_moderate_95 | p91 | 0
geo_moderate_95 | p92 | 0
geo_moderate_95 | p93 | 0
geo_moderate_95 | p94 | 0
geo_moderate_95 | p95 | 0
geo_moderate_95 | p96 | 0
geo_moderate_95 | p97 | 0
geo_moderate_95 | p98 | 0
geo_moderate_95 | p99 | 0

## 36_Biopower Capacity (GW)
scenario | rb | Capacity (GW)
geo_moderate_95 | p1 | 0.0099
geo_moderate_95 | p10 | 0.1972
geo_moderate_95 | p100 | 0
geo_moderate_95 | p101 | 0.3565
geo_moderate_95 | p102 | 0.3111
geo_moderate_95 | p103 | 0.1837
geo_moderate_95 | p104 | 0.0086
geo_moderate_95 | p105 | 0.0546
geo_moderate_95 | p106 | 0
geo_moderate_95 | p107 | 0.0022
geo_moderate_95 | p108 | 0
geo_moderate_95 | p109 | 0.0222
geo_moderate_95 | p11 | 0.0182
geo_moderate_95 | p110 | 0
geo_moderate_95 | p111 | 0.0744
geo_moderate_95 | p112 | 0.0108
geo_moderate_95 | p113 | 0
geo_moderate_95 | p114 | 0.0045
geo_moderate_95 | p115 | 0.0048
geo_moderate_95 | p116 | 0
geo_moderate_95 | p117 | 0.0054
geo_moderate_95 | p118 | 0.0118
geo_moderate_95 | p119 | 0
geo_moderate_95 | p12 | 0.0032
geo_moderate_95 | p120 | 0.0208
geo_moderate_95 | p121 | 0.002
geo_moderate_95 | p122 | 0.2935
geo_moderate_95 | p123 | 0.1288
geo_moderate_95 | p124 | 0
geo_moderate_95 | p125 | 0.01
geo_moderate_95 | p126 | 0.1563
geo_moderate_95 | p127 | 0.2403
geo_moderate_95 | p128 | 0.0993
geo_moderate_95 | p129 | 0.0091
geo_moderate_95 | p13 | 0.0066
geo_moderate_95 | p130 | 0.1059
geo_moderate_95 | p131 | 0.2603
geo_moderate_95 | p132 | 0.1991
geo_moderate_95 | p133 | 0.0401
geo_moderate_95 | p134 | 0.0303
geo_moderate_95 | p14 | 0.0032
geo_moderate_95 | p15 | 0.0229
geo_moderate_95 | p16 | 0.005
geo_moderate_95 | p17 | 0.0032
geo_moderate_95 | p18 | 0
geo_moderate_95 | p19 | 0
geo_moderate_95 | p2 | 0.0365
geo_moderate_95 | p20 | 0
geo_moderate_95 | p21 | 0
geo_moderate_95 | p22 | 0
geo_moderate_95 | p23 | 0
geo_moderate_95 | p24 | 0
geo_moderate_95 | p25 | 0.0106
geo_moderate_95 | p26 | 0
geo_moderate_95 | p27 | 0
geo_moderate_95 | p28 | 0.0282
geo_moderate_95 | p29 | 0
geo_moderate_95 | p3 | 0.0227
geo_moderate_95 | p30 | 0
geo_moderate_95 | p31 | 0.0032
geo_moderate_95 | p32 | 0
geo_moderate_95 | p33 | 0.0189
geo_moderate_95 | p34 | 0
geo_moderate_95 | p35 | 0
geo_moderate_95 | p36 | 0
geo_moderate_95 | p37 | 0
geo_moderate_95 | p38 | 0
geo_moderate_95 | p39 | 0
geo_moderate_95 | p4 | 0
geo_moderate_95 | p40 | 0
geo_moderate_95 | p41 | 0.011
geo_moderate_95 | p42 | 0
geo_moderate_95 | p43 | 0.074
geo_moderate_95 | p44 | 0
geo_moderate_95 | p45 | 0.004
geo_moderate_95 | p46 | 0.0083
geo_moderate_95 | p47 | 0
geo_moderate_95 | p48 | 0
geo_moderate_95 | p49 | 0
geo_moderate_95 | p5 | 0.0501
geo_moderate_95 | p50 | 0
geo_moderate_95 | p51 | 0.0056
geo_moderate_95 | p52 | 0
geo_moderate_95 | p53 | 0.009
geo_moderate_95 | p54 | 0.0016
geo_moderate_95 | p55 | 0.003
geo_moderate_95 | p56 | 0.004
geo_moderate_95 | p57 | 0
geo_moderate_95 | p58 | 0
geo_moderate_95 | p59 | 0
geo_moderate_95 | p6 | 0.0156
geo_moderate_95 | p60 | 0
geo_moderate_95 | p61 | 0
geo_moderate_95 | p62 | 0
geo_moderate_95 | p63 | 0.0788
geo_moderate_95 | p64 | 0.008
geo_moderate_95 | p65 | 0.0238
geo_moderate_95 | p66 | 0.1499
geo_moderate_95 | p67 | 0
geo_moderate_95 | p68 | 0
geo_moderate_95 | p69 | 0
geo_moderate_95 | p7 | 0
geo_moderate_95 | p70 | 0.0122
geo_moderate_95 | p71 | 0
geo_moderate_95 | p72 | 0.0057
geo_moderate_95 | p73 | 0
geo_moderate_95 | p74 | 0
geo_moderate_95 | p75 | 0.0559
geo_moderate_95 | p76 | 0.0141
geo_moderate_95 | p77 | 0.0016
geo_moderate_95 | p78 | 0.0094
geo_moderate_95 | p79 | 0.0379
geo_moderate_95 | p8 | 0
geo_moderate_95 | p80 | 0.0756
geo_moderate_95 | p81 | 0
geo_moderate_95 | p82 | 0.0024
geo_moderate_95 | p83 | 0.0073
geo_moderate_95 | p84 | 0.0038
geo_moderate_95 | p85 | 0.0048
geo_moderate_95 | p86 | 0
geo_moderate_95 | p87 | 0
geo_moderate_95 | p88 | 0.0016
geo_moderate_95 | p89 | 0.0064
geo_moderate_95 | p9 | 0.1515
geo_moderate_95 | p90 | 0
geo_moderate_95 | p91 | 0.0178
geo_moderate_95 | p92 | 0.0124
geo_moderate_95 | p93 | 0
geo_moderate_95 | p94 | 0.2887
geo_moderate_95 | p95 | 0.01
geo_moderate_95 | p96 | 0.0851
geo_moderate_95 | p97 | 0.0415
geo_moderate_95 | p98 | 0.0473
geo_moderate_95 | p99 | 0.2176

## 37_Geothermal Capacity (GW)
scenario | rb | Capacity (GW)
geo_moderate_95 | p1 | 0
geo_moderate_95 | p10 | 1.6962
geo_moderate_95 | p100 | 0
geo_moderate_95 | p101 | 0
geo_moderate_95 | p102 | 0
geo_moderate_95 | p103 | 0
geo_moderate_95 | p104 | 0
geo_moderate_95 | p105 | 0
geo_moderate_95 | p106 | 0
geo_moderate_95 | p107 | 0
geo_moderate_95 | p108 | 0
geo_moderate_95 | p109 | 0
geo_moderate_95 | p11 | 0
geo_moderate_95 | p110 | 0
geo_moderate_95 | p111 | 0
geo_moderate_95 | p112 | 0
geo_moderate_95 | p113 | 0
geo_moderate_95 | p114 | 0
geo_moderate_95 | p115 | 0
geo_moderate_95 | p116 | 0
geo_moderate_95 | p117 | 0
geo_moderate_95 | p118 | 0
geo_moderate_95 | p119 | 0
geo_moderate_95 | p12 | 0.415
geo_moderate_95 | p120 | 0
geo_moderate_95 | p121 | 0
geo_moderate_95 | p122 | 0
geo_moderate_95 | p123 | 0
geo_moderate_95 | p124 | 0
geo_moderate_95 | p125 | 0
geo_moderate_95 | p126 | 0
geo_moderate_95 | p127 | 0
geo_moderate_95 | p128 | 0
geo_moderate_95 | p129 | 0
geo_moderate_95 | p13 | 0
geo_moderate_95 | p130 | 0
geo_moderate_95 | p131 | 0
geo_moderate_95 | p132 | 0
geo_moderate_95 | p133 | 0
geo_moderate_95 | p134 | 0
geo_moderate_95 | p14 | 0
geo_moderate_95 | p15 | 0
geo_moderate_95 | p16 | 0.012
geo_moderate_95 | p17 | 0
geo_moderate_95 | p18 | 0
geo_moderate_95 | p19 | 0
geo_moderate_95 | p2 | 0
geo_moderate_95 | p20 | 0
geo_moderate_95 | p21 | 0
geo_moderate_95 | p22 | 0
geo_moderate_95 | p23 | 0
geo_moderate_95 | p24 | 0
geo_moderate_95 | p25 | 0.95282
geo_moderate_95 | p26 | 0
geo_moderate_95 | p27 | 0
geo_moderate_95 | p28 | 0
geo_moderate_95 | p29 | 0
geo_moderate_95 | p3 | 0
geo_moderate_95 | p30 | 0
geo_moderate_95 | p31 | 0
geo_moderate_95 | p32 | 0
geo_moderate_95 | p33 | 0
geo_moderate_95 | p34 | 0
geo_moderate_95 | p35 | 0
geo_moderate_95 | p36 | 0
geo_moderate_95 | p37 | 0
geo_moderate_95 | p38 | 0
geo_moderate_95 | p39 | 0
geo_moderate_95 | p4 | 0
geo_moderate_95 | p40 | 0
geo_moderate_95 | p41 | 0
geo_moderate_95 | p42 | 0
geo_moderate_95 | p43 | 0
geo_moderate_95 | p44 | 0
geo_moderate_95 | p45 | 0
geo_moderate_95 | p46 | 0
geo_moderate_95 | p47 | 0
geo_moderate_95 | p48 | 0
geo_moderate_95 | p49 | 0
geo_moderate_95 | p5 | 0.55165
geo_moderate_95 | p50 | 0
geo_moderate_95 | p51 | 0
geo_moderate_95 | p52 | 0
geo_moderate_95 | p53 | 0
geo_moderate_95 | p54 | 0
geo_moderate_95 | p55 | 0
geo_moderate_95 | p56 | 0
geo_moderate_95 | p57 | 0
geo_moderate_95 | p58 | 0
geo_moderate_95 | p59 | 0
geo_moderate_95 | p6 | 0
geo_moderate_95 | p60 | 0
geo_moderate_95 | p61 | 0
geo_moderate_95 | p62 | 0
geo_moderate_95 | p63 | 0
geo_moderate_95 | p64 | 0
geo_moderate_95 | p65 | 0
geo_moderate_95 | p66 | 0
geo_moderate_95 | p67 | 0
geo_moderate_95 | p68 | 0
geo_moderate_95 | p69 | 0
geo_moderate_95 | p7 | 0
geo_moderate_95 | p70 | 0
geo_moderate_95 | p71 | 0
geo_moderate_95 | p72 | 0
geo_moderate_95 | p73 | 0
geo_moderate_95 | p74 | 0
geo_moderate_95 | p75 | 0
geo_moderate_95 | p76 | 0
geo_moderate_95 | p77 | 0
geo_moderate_95 | p78 | 0
geo_moderate_95 | p79 | 0
geo_moderate_95 | p8 | 0.70701
geo_moderate_95 | p80 | 0
geo_moderate_95 | p81 | 0
geo_moderate_95 | p82 | 0
geo_moderate_95 | p83 | 0
geo_moderate_95 | p84 | 0
geo_moderate_95 | p85 | 0
geo_moderate_95 | p86 | 0
geo_moderate_95 | p87 | 0
geo_moderate_95 | p88 | 0
geo_moderate_95 | p89 | 0
geo_moderate_95 | p9 | 3.2899
geo_moderate_95 | p90 | 0
geo_moderate_95 | p91 | 0
geo_moderate_95 | p92 | 0
geo_moderate_95 | p93 | 0
geo_moderate_95 | p94 | 0
geo_moderate_95 | p95 | 0
geo_moderate_95 | p96 | 0
geo_moderate_95 | p97 | 0
geo_moderate_95 | p98 | 0
geo_moderate_95 | p99 | 0

## 38_Hydro and Canadian Import Ca
scenario | rb | Capacity (GW)
geo_moderate_95 | p1 | 3.5431
geo_moderate_95 | p10 | 1.1575
geo_moderate_95 | p100 | 0.0024
geo_moderate_95 | p101 | 0.0575
geo_moderate_95 | p102 | 0
geo_moderate_95 | p103 | 0.56763
geo_moderate_95 | p104 | 0.0098
geo_moderate_95 | p105 | 0.0154
geo_moderate_95 | p106 | 0
geo_moderate_95 | p107 | 0.0508
geo_moderate_95 | p108 | 0
geo_moderate_95 | p109 | 0.3071
geo_moderate_95 | p11 | 0.0169
geo_moderate_95 | p110 | 0.0879
geo_moderate_95 | p111 | 0
geo_moderate_95 | p112 | 0.0999
geo_moderate_95 | p113 | 0
geo_moderate_95 | p114 | 0.002
geo_moderate_95 | p115 | 0.1551
geo_moderate_95 | p116 | 0.1903
geo_moderate_95 | p117 | 0.0475
geo_moderate_95 | p118 | 0.1856
geo_moderate_95 | p119 | 0
geo_moderate_95 | p12 | 0.0123
geo_moderate_95 | p120 | 0
geo_moderate_95 | p121 | 0.018
geo_moderate_95 | p122 | 0.7946
geo_moderate_95 | p123 | 0.625
geo_moderate_95 | p124 | 0
geo_moderate_95 | p125 | 0
geo_moderate_95 | p126 | 0.0123
geo_moderate_95 | p127 | 7.9177
geo_moderate_95 | p128 | 0
geo_moderate_95 | p129 | 2.8067
geo_moderate_95 | p13 | 1.0394
geo_moderate_95 | p130 | 0.5075
geo_moderate_95 | p131 | 0.2668
geo_moderate_95 | p132 | 0.1292
geo_moderate_95 | p133 | 0.0027
geo_moderate_95 | p134 | 0.95885
geo_moderate_95 | p14 | 0.3395
geo_moderate_95 | p15 | 1.9027
geo_moderate_95 | p16 | 0.64114
geo_moderate_95 | p17 | 1.9603
geo_moderate_95 | p18 | 0.79724
geo_moderate_95 | p19 | 0.218
geo_moderate_95 | p2 | 3.2995
geo_moderate_95 | p20 | 0
geo_moderate_95 | p21 | 0.0663
geo_moderate_95 | p22 | 0
geo_moderate_95 | p23 | 0
geo_moderate_95 | p24 | 0.2408
geo_moderate_95 | p25 | 0.0865
geo_moderate_95 | p26 | 0.1837
geo_moderate_95 | p27 | 1.2945
geo_moderate_95 | p28 | 1.9434
geo_moderate_95 | p29 | 0
geo_moderate_95 | p3 | 3.1428
geo_moderate_95 | p30 | 0
geo_moderate_95 | p31 | 0.0827
geo_moderate_95 | p32 | 0.004
geo_moderate_95 | p33 | 0.3064
geo_moderate_95 | p34 | 0.3882
geo_moderate_95 | p35 | 0
geo_moderate_95 | p36 | 0.049
geo_moderate_95 | p37 | 1.8767
geo_moderate_95 | p38 | 1.723
geo_moderate_95 | p39 | 0.041
geo_moderate_95 | p4 | 14.4907
geo_moderate_95 | p40 | 0.2509
geo_moderate_95 | p41 | 0
geo_moderate_95 | p42 | 1.3672
geo_moderate_95 | p43 | 0.195
geo_moderate_95 | p44 | 0.0019
geo_moderate_95 | p45 | 0
geo_moderate_95 | p46 | 0.1745
geo_moderate_95 | p47 | 0
geo_moderate_95 | p48 | 0
geo_moderate_95 | p49 | 0
geo_moderate_95 | p5 | 7.9655
geo_moderate_95 | p50 | 0.4149
geo_moderate_95 | p51 | 0.4569
geo_moderate_95 | p52 | 0
geo_moderate_95 | p53 | 0.007
geo_moderate_95 | p54 | 0
geo_moderate_95 | p55 | 0.2865
geo_moderate_95 | p56 | 0.4162
geo_moderate_95 | p57 | 0
geo_moderate_95 | p58 | 0.192
geo_moderate_95 | p59 | 0
geo_moderate_95 | p6 | 0.4383
geo_moderate_95 | p60 | 0
geo_moderate_95 | p61 | 0.058
geo_moderate_95 | p62 | 0
geo_moderate_95 | p63 | 0.164
geo_moderate_95 | p64 | 0.3102
geo_moderate_95 | p65 | 0.0365
geo_moderate_95 | p66 | 0.17026
geo_moderate_95 | p67 | 0
geo_moderate_95 | p68 | 0.0066
geo_moderate_95 | p69 | 0
geo_moderate_95 | p7 | 0.2502
geo_moderate_95 | p70 | 0.2195
geo_moderate_95 | p71 | 0.027
geo_moderate_95 | p72 | 0.255
geo_moderate_95 | p73 | 0
geo_moderate_95 | p74 | 0.1183
geo_moderate_95 | p75 | 0.1053
geo_moderate_95 | p76 | 0.0883
geo_moderate_95 | p77 | 0.0386
geo_moderate_95 | p78 | 0
geo_moderate_95 | p79 | 0
geo_moderate_95 | p8 | 0.1176
geo_moderate_95 | p80 | 0.0389
geo_moderate_95 | p81 | 0.0044
geo_moderate_95 | p82 | 0
geo_moderate_95 | p83 | 0
geo_moderate_95 | p84 | 0.003
geo_moderate_95 | p85 | 0.8966
geo_moderate_95 | p86 | 0
geo_moderate_95 | p87 | 0
geo_moderate_95 | p88 | 0
geo_moderate_95 | p89 | 1.7144
geo_moderate_95 | p9 | 10.8788
geo_moderate_95 | p90 | 1.7566
geo_moderate_95 | p91 | 0
geo_moderate_95 | p92 | 2.7708
geo_moderate_95 | p93 | 0.7634
geo_moderate_95 | p94 | 2.105
geo_moderate_95 | p95 | 0.4564
geo_moderate_95 | p96 | 0.9163
geo_moderate_95 | p97 | 1.5757
geo_moderate_95 | p98 | 0.5747
geo_moderate_95 | p99 | 0.7351

## 39_Pumped-hydro Capacity (GW)
scenario | rb | Capacity (GW)
geo_moderate_95 | p1 | 0
geo_moderate_95 | p10 | 2.5551
geo_moderate_95 | p100 | 0
geo_moderate_95 | p101 | 0
geo_moderate_95 | p102 | 0
geo_moderate_95 | p103 | 2.235
geo_moderate_95 | p104 | 0
geo_moderate_95 | p105 | 0
geo_moderate_95 | p106 | 0
geo_moderate_95 | p107 | 0
geo_moderate_95 | p108 | 0
geo_moderate_95 | p109 | 0
geo_moderate_95 | p11 | 0.042
geo_moderate_95 | p110 | 0
geo_moderate_95 | p111 | 0
geo_moderate_95 | p112 | 0
geo_moderate_95 | p113 | 0
geo_moderate_95 | p114 | 0
geo_moderate_95 | p115 | 0
geo_moderate_95 | p116 | 0
geo_moderate_95 | p117 | 0
geo_moderate_95 | p118 | 0
geo_moderate_95 | p119 | 0
geo_moderate_95 | p12 | 0
geo_moderate_95 | p120 | 0
geo_moderate_95 | p121 | 0
geo_moderate_95 | p122 | 1.572
geo_moderate_95 | p123 | 0
geo_moderate_95 | p124 | 0
geo_moderate_95 | p125 | 0
geo_moderate_95 | p126 | 0.42
geo_moderate_95 | p127 | 1.4271
geo_moderate_95 | p128 | 0
geo_moderate_95 | p129 | 0
geo_moderate_95 | p13 | 0
geo_moderate_95 | p130 | 0
geo_moderate_95 | p131 | 1.768
geo_moderate_95 | p132 | 0
geo_moderate_95 | p133 | 0
geo_moderate_95 | p134 | 0
geo_moderate_95 | p14 | 0
geo_moderate_95 | p15 | 0
geo_moderate_95 | p16 | 0
geo_moderate_95 | p17 | 0
geo_moderate_95 | p18 | 0
geo_moderate_95 | p19 | 0
geo_moderate_95 | p2 | 0
geo_moderate_95 | p20 | 0
geo_moderate_95 | p21 | 0
geo_moderate_95 | p22 | 0
geo_moderate_95 | p23 | 0
geo_moderate_95 | p24 | 0
geo_moderate_95 | p25 | 0
geo_moderate_95 | p26 | 0
geo_moderate_95 | p27 | 1.2805
geo_moderate_95 | p28 | 0.2163
geo_moderate_95 | p29 | 0
geo_moderate_95 | p3 | 0
geo_moderate_95 | p30 | 0
geo_moderate_95 | p31 | 0
geo_moderate_95 | p32 | 0
geo_moderate_95 | p33 | 0.5808
geo_moderate_95 | p34 | 0
geo_moderate_95 | p35 | 0
geo_moderate_95 | p36 | 0
geo_moderate_95 | p37 | 0
geo_moderate_95 | p38 | 0
geo_moderate_95 | p39 | 0
geo_moderate_95 | p4 | 0.314
geo_moderate_95 | p40 | 0
geo_moderate_95 | p41 | 0
geo_moderate_95 | p42 | 0
geo_moderate_95 | p43 | 0
geo_moderate_95 | p44 | 0
geo_moderate_95 | p45 | 0
geo_moderate_95 | p46 | 0
geo_moderate_95 | p47 | 0
geo_moderate_95 | p48 | 0
geo_moderate_95 | p49 | 0
geo_moderate_95 | p5 | 0
geo_moderate_95 | p50 | 0
geo_moderate_95 | p51 | 0.258
geo_moderate_95 | p52 | 0
geo_moderate_95 | p53 | 0
geo_moderate_95 | p54 | 0
geo_moderate_95 | p55 | 0.186
geo_moderate_95 | p56 | 0
geo_moderate_95 | p57 | 0
geo_moderate_95 | p58 | 0
geo_moderate_95 | p59 | 0
geo_moderate_95 | p6 | 0
geo_moderate_95 | p60 | 0
geo_moderate_95 | p61 | 0
geo_moderate_95 | p62 | 0
geo_moderate_95 | p63 | 0
geo_moderate_95 | p64 | 0.005
geo_moderate_95 | p65 | 0
geo_moderate_95 | p66 | 0
geo_moderate_95 | p67 | 0
geo_moderate_95 | p68 | 0
geo_moderate_95 | p69 | 0
geo_moderate_95 | p7 | 0
geo_moderate_95 | p70 | 0
geo_moderate_95 | p71 | 0.031
geo_moderate_95 | p72 | 0
geo_moderate_95 | p73 | 0.44
geo_moderate_95 | p74 | 0
geo_moderate_95 | p75 | 0
geo_moderate_95 | p76 | 0
geo_moderate_95 | p77 | 0
geo_moderate_95 | p78 | 0
geo_moderate_95 | p79 | 0
geo_moderate_95 | p8 | 0
geo_moderate_95 | p80 | 0
geo_moderate_95 | p81 | 0
geo_moderate_95 | p82 | 0
geo_moderate_95 | p83 | 0
geo_moderate_95 | p84 | 0
geo_moderate_95 | p85 | 0.03
geo_moderate_95 | p86 | 0
geo_moderate_95 | p87 | 0
geo_moderate_95 | p88 | 0
geo_moderate_95 | p89 | 0
geo_moderate_95 | p9 | 5.4965
geo_moderate_95 | p90 | 0
geo_moderate_95 | p91 | 0
geo_moderate_95 | p92 | 1.6163
geo_moderate_95 | p93 | 0
geo_moderate_95 | p94 | 1.8974
geo_moderate_95 | p95 | 2.22
geo_moderate_95 | p96 | 0.576
geo_moderate_95 | p97 | 0.086
geo_moderate_95 | p98 | 0
geo_moderate_95 | p99 | 3.241

## 40_Battery Storage Capacity (GW
scenario | rb | Capacity (GW)
geo_moderate_95 | p1 | 0.64632
geo_moderate_95 | p10 | 23.5737
geo_moderate_95 | p100 | 6.4036
geo_moderate_95 | p101 | 18.9591
geo_moderate_95 | p102 | 8.6838
geo_moderate_95 | p103 | 0.54259
geo_moderate_95 | p104 | 0.38875
geo_moderate_95 | p105 | 1.8089
geo_moderate_95 | p106 | 4.0339
geo_moderate_95 | p107 | 2.3632
geo_moderate_95 | p108 | 0.24621
geo_moderate_95 | p109 | 8.7457
geo_moderate_95 | p11 | 0.22393
geo_moderate_95 | p110 | 0.18548
geo_moderate_95 | p111 | 7.7512
geo_moderate_95 | p112 | 2.1892
geo_moderate_95 | p113 | 4.195
geo_moderate_95 | p114 | 0
geo_moderate_95 | p115 | 0.48847
geo_moderate_95 | p116 | 0.68916
geo_moderate_95 | p117 | 0.12476
geo_moderate_95 | p118 | 2.5337
geo_moderate_95 | p119 | 0.13767
geo_moderate_95 | p12 | 1.4206
geo_moderate_95 | p120 | 0
geo_moderate_95 | p121 | 0.37311
geo_moderate_95 | p122 | 1.2284
geo_moderate_95 | p123 | 5.1168
geo_moderate_95 | p124 | 0.27604
geo_moderate_95 | p125 | 2.0649
geo_moderate_95 | p126 | 1.9996
geo_moderate_95 | p127 | 9.0236
geo_moderate_95 | p128 | 0.59986
geo_moderate_95 | p129 | 0.1004
geo_moderate_95 | p13 | 9.378
geo_moderate_95 | p130 | 0.45825
geo_moderate_95 | p131 | 3.6946
geo_moderate_95 | p132 | 0.42069
geo_moderate_95 | p133 | 0.35157
geo_moderate_95 | p134 | 3.4728
geo_moderate_95 | p14 | 0
geo_moderate_95 | p15 | 0.037188
geo_moderate_95 | p16 | 0
geo_moderate_95 | p17 | 0
geo_moderate_95 | p18 | 0
geo_moderate_95 | p19 | 0
geo_moderate_95 | p2 | 0
geo_moderate_95 | p20 | 0
geo_moderate_95 | p21 | 0
geo_moderate_95 | p22 | 0.00068188
geo_moderate_95 | p23 | 0.07399
geo_moderate_95 | p24 | 0
geo_moderate_95 | p25 | 4.3825
geo_moderate_95 | p26 | 0.0076723
geo_moderate_95 | p27 | 1.8458
geo_moderate_95 | p28 | 9.2727
geo_moderate_95 | p29 | 0.36752
geo_moderate_95 | p3 | 0
geo_moderate_95 | p30 | 0.19916
geo_moderate_95 | p31 | 0.42896
geo_moderate_95 | p32 | 0.11251
geo_moderate_95 | p33 | 2.7828
geo_moderate_95 | p34 | 0
geo_moderate_95 | p35 | 0
geo_moderate_95 | p36 | 0
geo_moderate_95 | p37 | 3.9981
geo_moderate_95 | p38 | 0
geo_moderate_95 | p39 | 0.022693
geo_moderate_95 | p4 | 0
geo_moderate_95 | p40 | 0.66736
geo_moderate_95 | p41 | 1.1865
geo_moderate_95 | p42 | 0
geo_moderate_95 | p43 | 7.9326
geo_moderate_95 | p44 | 3.1477
geo_moderate_95 | p45 | 1.5652
geo_moderate_95 | p46 | 0
geo_moderate_95 | p47 | 0.12852
geo_moderate_95 | p48 | 0.13138
geo_moderate_95 | p49 | 5.3188
geo_moderate_95 | p5 | 1.2955
geo_moderate_95 | p50 | 0.025448
geo_moderate_95 | p51 | 0.02736
geo_moderate_95 | p52 | 0
geo_moderate_95 | p53 | 1.8093
geo_moderate_95 | p54 | 0.28879
geo_moderate_95 | p55 | 0.093111
geo_moderate_95 | p56 | 0
geo_moderate_95 | p57 | 1.6774
geo_moderate_95 | p58 | 8.066
geo_moderate_95 | p59 | 2.7703
geo_moderate_95 | p6 | 0.6811
geo_moderate_95 | p60 | 3.6342
geo_moderate_95 | p61 | 0.11475
geo_moderate_95 | p62 | 0.08013
geo_moderate_95 | p63 | 15.0434
geo_moderate_95 | p64 | 1.8919
geo_moderate_95 | p65 | 0.63926
geo_moderate_95 | p66 | 2.6926
geo_moderate_95 | p67 | 8.0509
geo_moderate_95 | p68 | 0.0033691
geo_moderate_95 | p69 | 0.22107
geo_moderate_95 | p7 | 3.386
geo_moderate_95 | p70 | 0.75897
geo_moderate_95 | p71 | 0.50812
geo_moderate_95 | p72 | 6.9536
geo_moderate_95 | p73 | 0.054459
geo_moderate_95 | p74 | 0
geo_moderate_95 | p75 | 0.51061
geo_moderate_95 | p76 | 0.76951
geo_moderate_95 | p77 | 0
geo_moderate_95 | p78 | 0.064742
geo_moderate_95 | p79 | 1.0132
geo_moderate_95 | p8 | 1.3169
geo_moderate_95 | p80 | 3.8769
geo_moderate_95 | p81 | 0.14994
geo_moderate_95 | p82 | 0.83851
geo_moderate_95 | p83 | 0.51914
geo_moderate_95 | p84 | 0.57743
geo_moderate_95 | p85 | 1.376
geo_moderate_95 | p86 | 1.5199
geo_moderate_95 | p87 | 1.7577
geo_moderate_95 | p88 | 0.79
geo_moderate_95 | p89 | 2.0325
geo_moderate_95 | p9 | 6.8382
geo_moderate_95 | p90 | 0.027113
geo_moderate_95 | p91 | 0.090755
geo_moderate_95 | p92 | 9.0869
geo_moderate_95 | p93 | 0.10231
geo_moderate_95 | p94 | 24.2746
geo_moderate_95 | p95 | 0.51338
geo_moderate_95 | p96 | 15.3709
geo_moderate_95 | p97 | 5.3148
geo_moderate_95 | p98 | 4.1352
geo_moderate_95 | p99 | 14.8155

## 41_Capacity Factor - Generation
tech | scenario | year | CF
nuclear | geo_moderate_95 | 2010 | 0.9187
nuclear | geo_moderate_95 | 2012 | 0.91845
nuclear | geo_moderate_95 | 2014 | 0.9189
nuclear | geo_moderate_95 | 2016 | 0.91811
nuclear | geo_moderate_95 | 2018 | 0.91814
nuclear | geo_moderate_95 | 2020 | 0.9179
nuclear | geo_moderate_95 | 2022 | 0.91612
nuclear | geo_moderate_95 | 2024 | 0.91029
nuclear | geo_moderate_95 | 2026 | 0.9105
nuclear | geo_moderate_95 | 2028 | 0.89624
nuclear | geo_moderate_95 | 2030 | 0.87757
nuclear | geo_moderate_95 | 2032 | 0.87404
nuclear | geo_moderate_95 | 2034 | 0.8741
nuclear | geo_moderate_95 | 2036 | 0.86795
nuclear | geo_moderate_95 | 2038 | 0.87433
nuclear | geo_moderate_95 | 2040 | 0.896
nuclear | geo_moderate_95 | 2042 | 0.9032
nuclear | geo_moderate_95 | 2044 | 0.90188
nuclear | geo_moderate_95 | 2046 | 0.89255
nuclear | geo_moderate_95 | 2048 | 0.82791
nuclear | geo_moderate_95 | 2050 | 0.76881
coal | geo_moderate_95 | 2010 | 0.71395
coal | geo_moderate_95 | 2012 | 0.47346
coal | geo_moderate_95 | 2014 | 0.68498
coal | geo_moderate_95 | 2016 | 0.41325
coal | geo_moderate_95 | 2018 | 0.45345
coal | geo_moderate_95 | 2020 | 0.33413
coal | geo_moderate_95 | 2022 | 0.51496
coal | geo_moderate_95 | 2024 | 0.26491
coal | geo_moderate_95 | 2026 | 0.18145
coal | geo_moderate_95 | 2028 | 0.085384
coal | geo_moderate_95 | 2030 | 0.079763
coal | geo_moderate_95 | 2032 | 0.078309
coal | geo_moderate_95 | 2034 | 0.077821
coal | geo_moderate_95 | 2036 | 0.07438
coal | geo_moderate_95 | 2038 | 0.071617
coal | geo_moderate_95 | 2040 | 0.088667
coal | geo_moderate_95 | 2042 | 0.097323
coal | geo_moderate_95 | 2044 | 0.06
coal | geo_moderate_95 | 2046 | 0.06
coal | geo_moderate_95 | 2048 | 0.06
gas-cc | geo_moderate_95 | 2010 | 0.41014
gas-cc | geo_moderate_95 | 2012 | 0.6342
gas-cc | geo_moderate_95 | 2014 | 0.39399
gas-cc | geo_moderate_95 | 2016 | 0.6601
gas-cc | geo_moderate_95 | 2018 | 0.56673
gas-cc | geo_moderate_95 | 2020 | 0.66306
gas-cc | geo_moderate_95 | 2022 | 0.46248
gas-cc | geo_moderate_95 | 2024 | 0.43972
gas-cc | geo_moderate_95 | 2026 | 0.38271
gas-cc | geo_moderate_95 | 2028 | 0.31479
gas-cc | geo_moderate_95 | 2030 | 0.21529
gas-cc | geo_moderate_95 | 2032 | 0.19105
gas-cc | geo_moderate_95 | 2034 | 0.15655
gas-cc | geo_moderate_95 | 2036 | 0.14613
gas-cc | geo_moderate_95 | 2038 | 0.16264
gas-cc | geo_moderate_95 | 2040 | 0.21526
gas-cc | geo_moderate_95 | 2042 | 0.25602
gas-cc | geo_moderate_95 | 2044 | 0.27632
gas-cc | geo_moderate_95 | 2046 | 0.18485
gas-cc | geo_moderate_95 | 2048 | 0.08693
gas-cc | geo_moderate_95 | 2050 | 0.06
gas-cc-ccs_mod_upgrade | geo_moderate_95 | 2028 | 0.87612
gas-cc-ccs_mod_upgrade | geo_moderate_95 | 2030 | 0.87612
gas-cc-ccs_mod_upgrade | geo_moderate_95 | 2032 | 0.87612
gas-cc-ccs_mod_upgrade | geo_moderate_95 | 2034 | 0.87601
gas-cc-ccs_mod_upgrade | geo_moderate_95 | 2036 | 0.87601
gas-cc-ccs_mod_upgrade | geo_moderate_95 | 2038 | 0.87601
gas-cc-ccs_mod_upgrade | geo_moderate_95 | 2040 | 0.06
gas-cc-ccs_mod_upgrade | geo_moderate_95 | 2042 | 0.06
gas-cc-ccs_mod_upgrade | geo_moderate_95 | 2044 | 0.06
gas-cc-ccs_mod_upgrade | geo_moderate_95 | 2046 | 0.68998
gas-cc-ccs_mod_upgrade | geo_moderate_95 | 2048 | 0.69385
gas-cc-ccs_mod_upgrade | geo_moderate_95 | 2050 | 0.06
gas-ct | geo_moderate_95 | 2010 | 0.06
gas-ct | geo_moderate_95 | 2012 | 0.06
gas-ct | geo_moderate_95 | 2014 | 0.060222
gas-ct | geo_moderate_95 | 2016 | 0.062208
gas-ct | geo_moderate_95 | 2018 | 0.061726
gas-ct | geo_moderate_95 | 2020 | 0.070335
gas-ct | geo_moderate_95 | 2022 | 0.06
gas-ct | geo_moderate_95 | 2024 | 0.06
gas-ct | geo_moderate_95 | 2026 | 0.06
gas-ct | geo_moderate_95 | 2028 | 0.06
gas-ct | geo_moderate_95 | 2030 | 0.06
gas-ct | geo_moderate_95 | 2032 | 0.06
gas-ct | geo_moderate_95 | 2034 | 0.06
gas-ct | geo_moderate_95 | 2036 | 0.06
gas-ct | geo_moderate_95 | 2038 | 0.06
gas-ct | geo_moderate_95 | 2040 | 0.06
gas-ct | geo_moderate_95 | 2042 | 0.06
gas-ct | geo_moderate_95 | 2044 | 0.06
gas-ct | geo_moderate_95 | 2046 | 0.06
gas-ct | geo_moderate_95 | 2048 | 0.06
gas-ct | geo_moderate_95 | 2050 | 0.06
o-g-s | geo_moderate_95 | 2010 | 0.063894
o-g-s | geo_moderate_95 | 2012 | 0.063452
o-g-s | geo_moderate_95 | 2014 | 0.064712
o-g-s | geo_moderate_95 | 2016 | 0.077028
o-g-s | geo_moderate_95 | 2018 | 0.063805
o-g-s | geo_moderate_95 | 2020 | 0.093992
o-g-s | geo_moderate_95 | 2022 | 0.06
o-g-s | geo_moderate_95 | 2024 | 0.06
o-g-s | geo_moderate_95 | 2026 | 0.06
o-g-s | geo_moderate_95 | 2028 | 0.06
o-g-s | geo_moderate_95 | 2030 | 0.06
o-g-s | geo_moderate_95 | 2032 | 0.06
o-g-s | geo_moderate_95 | 2034 | 0.06
o-g-s | geo_moderate_95 | 2036 | 0.06
o-g-s | geo_moderate_95 | 2038 | 0.06
o-g-s | geo_moderate_95 | 2040 | 0.06
o-g-s | geo_moderate_95 | 2042 | 0.06
o-g-s | geo_moderate_95 | 2044 | 0.06
o-g-s | geo_moderate_95 | 2046 | 0.06
o-g-s | geo_moderate_95 | 2048 | 0.06
o-g-s | geo_moderate_95 | 2050 | 0.06
hydro | geo_moderate_95 | 2010 | 0.38664
hydro | geo_moderate_95 | 2012 | 0.39881
hydro | geo_moderate_95 | 2014 | 0.37773
hydro | geo_moderate_95 | 2016 | 0.38583
hydro | geo_moderate_95 | 2018 | 0.41396
hydro | geo_moderate_95 | 2020 | 0.40857
hydro | geo_moderate_95 | 2022 | 0.40871
hydro | geo_moderate_95 | 2024 | 0.41005
hydro | geo_moderate_95 | 2026 | 0.41117
hydro | geo_moderate_95 | 2028 | 0.41052
hydro | geo_moderate_95 | 2030 | 0.40619
hydro | geo_moderate_95 | 2032 | 0.40268
hydro | geo_moderate_95 | 2034 | 0.39642
hydro | geo_moderate_95 | 2036 | 0.39271
hydro | geo_moderate_95 | 2038 | 0.38625
hydro | geo_moderate_95 | 2040 | 0.39187
hydro | geo_moderate_95 | 2042 | 0.39844
hydro | geo_moderate_95 | 2044 | 0.40033
hydro | geo_moderate_95 | 2046 | 0.38562
hydro | geo_moderate_95 | 2048 | 0.37904
hydro | geo_moderate_95 | 2050 | 0.36941
geothermal | geo_moderate_95 | 2010 | 0.062212
geothermal | geo_moderate_95 | 2012 | 0.099983
geothermal | geo_moderate_95 | 2014 | 0.12206
geothermal | geo_moderate_95 | 2016 | 0.13439
geothermal | geo_moderate_95 | 2018 | 0.14872
geothermal | geo_moderate_95 | 2020 | 0.34216
geothermal | geo_moderate_95 | 2022 | 0.34716
geothermal | geo_moderate_95 | 2024 | 0.34724
geothermal | geo_moderate_95 | 2026 | 0.34724
geothermal | geo_moderate_95 | 2028 | 0.42894
geothermal | geo_moderate_95 | 2030 | 0.42894
geothermal | geo_moderate_95 | 2032 | 0.42835
geothermal | geo_moderate_95 | 2034 | 0.42893
geothermal | geo_moderate_95 | 2036 | 0.42721
geothermal | geo_moderate_95 | 2038 | 0.42071
geothermal | geo_moderate_95 | 2040 | 0.41148
geothermal | geo_moderate_95 | 2042 | 0.45521
geothermal | geo_moderate_95 | 2044 | 0.44869
geothermal | geo_moderate_95 | 2046 | 0.4448
geothermal | geo_moderate_95 | 2048 | 0.49286
geothermal | geo_moderate_95 | 2050 | 0.55914
biopower | geo_moderate_95 | 2010 | 0.13682
biopower | geo_moderate_95 | 2012 | 0.077721
biopower | geo_moderate_95 | 2014 | 0.17465
biopower | geo_moderate_95 | 2016 | 0.11401
biopower | geo_moderate_95 | 2018 | 0.13291
biopower | geo_moderate_95 | 2020 | 0.16196
biopower | geo_moderate_95 | 2022 | 0.22665
biopower | geo_moderate_95 | 2024 | 0.062863
biopower | geo_moderate_95 | 2026 | 0.06
biopower | geo_moderate_95 | 2028 | 0.06
biopower | geo_moderate_95 | 2030 | 0.06
biopower | geo_moderate_95 | 2032 | 0.06
biopower | geo_moderate_95 | 2034 | 0.06
biopower | geo_moderate_95 | 2036 | 0.06
biopower | geo_moderate_95 | 2038 | 0.06
biopower | geo_moderate_95 | 2040 | 0.06
biopower | geo_moderate_95 | 2042 | 0.066721
biopower | geo_moderate_95 | 2044 | 0.06417
biopower | geo_moderate_95 | 2046 | 0.08024
biopower | geo_moderate_95 | 2048 | 0.091292
biopower | geo_moderate_95 | 2050 | 0.06
lfill-gas | geo_moderate_95 | 2010 | 0.52418
lfill-gas | geo_moderate_95 | 2012 | 0.52331
lfill-gas | geo_moderate_95 | 2014 | 0.52406
lfill-gas | geo_moderate_95 | 2016 | 0.52221
lfill-gas | geo_moderate_95 | 2018 | 0.52222
lfill-gas | geo_moderate_95 | 2020 | 0.51496
lfill-gas | geo_moderate_95 | 2022 | 0.5208
lfill-gas | geo_moderate_95 | 2024 | 0.50688
lfill-gas | geo_moderate_95 | 2026 | 0.50555
lfill-gas | geo_moderate_95 | 2028 | 0.49527
lfill-gas | geo_moderate_95 | 2030 | 0.48422
lfill-gas | geo_moderate_95 | 2032 | 0.48265
lfill-gas | geo_moderate_95 | 2034 | 0.47762
lfill-gas | geo_moderate_95 | 2036 | 0.48108
lfill-gas | geo_moderate_95 | 2038 | 0.48621
lfill-gas | geo_moderate_95 | 2040 | 0.49288
lfill-gas | geo_moderate_95 | 2042 | 0.49723
lfill-gas | geo_moderate_95 | 2044 | 0.49992
lfill-gas | geo_moderate_95 | 2046 | 0.50801
lfill-gas | geo_moderate_95 | 2048 | 0.48235
lfill-gas | geo_moderate_95 | 2050 | 0.48087
wind-ons | geo_moderate_95 | 2010 | 0.32427
wind-ons | geo_moderate_95 | 2012 | 0.34193
wind-ons | geo_moderate_95 | 2014 | 0.34725
wind-ons | geo_moderate_95 | 2016 | 0.36236
wind-ons | geo_moderate_95 | 2018 | 0.36588
wind-ons | geo_moderate_95 | 2020 | 0.379
wind-ons | geo_moderate_95 | 2022 | 0.33289
wind-ons | geo_moderate_95 | 2024 | 0.40452
wind-ons | geo_moderate_95 | 2026 | 0.40547
wind-ons | geo_moderate_95 | 2028 | 0.41091
wind-ons | geo_moderate_95 | 2030 | 0.40848
wind-ons | geo_moderate_95 | 2032 | 0.40791
wind-ons | geo_moderate_95 | 2034 | 0.41104
wind-ons | geo_moderate_95 | 2036 | 0.40963
wind-ons | geo_moderate_95 | 2038 | 0.41256
wind-ons | geo_moderate_95 | 2040 | 0.41971
wind-ons | geo_moderate_95 | 2042 | 0.42395
wind-ons | geo_moderate_95 | 2044 | 0.42393
wind-ons | geo_moderate_95 | 2046 | 0.42566
wind-ons | geo_moderate_95 | 2048 | 0.42262
wind-ons | geo_moderate_95 | 2050 | 0.41567
wind-ofs | geo_moderate_95 | 2016 | 0.40754
wind-ofs | geo_moderate_95 | 2018 | 0.40534
wind-ofs | geo_moderate_95 | 2020 | 0.39749
wind-ofs | geo_moderate_95 | 2022 | 0.27619
wind-ofs | geo_moderate_95 | 2024 | 0.37482
wind-ofs | geo_moderate_95 | 2026 | 0.39041
wind-ofs | geo_moderate_95 | 2028 | 0.40928
wind-ofs | geo_moderate_95 | 2030 | 0.41886
wind-ofs | geo_moderate_95 | 2032 | 0.41661
wind-ofs | geo_moderate_95 | 2034 | 0.40886
wind-ofs | geo_moderate_95 | 2036 | 0.42061
wind-ofs | geo_moderate_95 | 2038 | 0.40064
wind-ofs | geo_moderate_95 | 2040 | 0.43107
wind-ofs | geo_moderate_95 | 2042 | 0.42185
wind-ofs | geo_moderate_95 | 2044 | 0.41613
wind-ofs | geo_moderate_95 | 2046 | 0.42848
wind-ofs | geo_moderate_95 | 2048 | 0.4282
wind-ofs | geo_moderate_95 | 2050 | 0.43004
csp | geo_moderate_95 | 2014 | 0.3148
csp | geo_moderate_95 | 2016 | 0.3148
csp | geo_moderate_95 | 2018 | 0.3148
csp | geo_moderate_95 | 2020 | 0.3148
csp | geo_moderate_95 | 2022 | 0.27042
csp | geo_moderate_95 | 2024 | 0.30596
csp | geo_moderate_95 | 2026 | 0.29475
csp | geo_moderate_95 | 2028 | 0.2889
csp | geo_moderate_95 | 2030 | 0.26621
csp | geo_moderate_95 | 2032 | 0.25306
csp | geo_moderate_95 | 2034 | 0.26512
csp | geo_moderate_95 | 2036 | 0.27262
csp | geo_moderate_95 | 2038 | 0.25925
csp | geo_moderate_95 | 2040 | 0.28158
csp | geo_moderate_95 | 2042 | 0.29969
csp | geo_moderate_95 | 2044 | 0.3148
csp | geo_moderate_95 | 2048 | 0.74252
csp | geo_moderate_95 | 2050 | 0.68481
upv | geo_moderate_95 | 2010 | 0.2966
upv | geo_moderate_95 | 2012 | 0.30065
upv | geo_moderate_95 | 2014 | 0.30525
upv | geo_moderate_95 | 2016 | 0.29463
upv | geo_moderate_95 | 2018 | 0.28514
upv | geo_moderate_95 | 2020 | 0.28053
upv | geo_moderate_95 | 2022 | 0.22293
upv | geo_moderate_95 | 2024 | 0.26009
upv | geo_moderate_95 | 2026 | 0.25354
upv | geo_moderate_95 | 2028 | 0.25858
upv | geo_moderate_95 | 2030 | 0.25653
upv | geo_moderate_95 | 2032 | 0.25556
upv | geo_moderate_95 | 2034 | 0.24921
upv | geo_moderate_95 | 2036 | 0.24788
upv | geo_moderate_95 | 2038 | 0.246
upv | geo_moderate_95 | 2040 | 0.24184
upv | geo_moderate_95 | 2042 | 0.2404
upv | geo_moderate_95 | 2044 | 0.24313
upv | geo_moderate_95 | 2046 | 0.24833
upv | geo_moderate_95 | 2048 | 0.24825
upv | geo_moderate_95 | 2050 | 0.25021
dupv | geo_moderate_95 | 2010 | 0.26575
dupv | geo_moderate_95 | 2012 | 0.26305
dupv | geo_moderate_95 | 2014 | 0.2613
dupv | geo_moderate_95 | 2016 | 0.25749
dupv | geo_moderate_95 | 2018 | 0.25209
dupv | geo_moderate_95 | 2020 | 0.24805
dupv | geo_moderate_95 | 2022 | 0.18691
dupv | geo_moderate_95 | 2024 | 0.23451
dupv | geo_moderate_95 | 2026 | 0.2242
dupv | geo_moderate_95 | 2028 | 0.22536
dupv | geo_moderate_95 | 2030 | 0.20963
dupv | geo_moderate_95 | 2032 | 0.21331
dupv | geo_moderate_95 | 2034 | 0.21401
dupv | geo_moderate_95 | 2036 | 0.21017
dupv | geo_moderate_95 | 2038 | 0.20557
dupv | geo_moderate_95 | 2040 | 0.2134
dupv | geo_moderate_95 | 2042 | 0.20633
dupv | geo_moderate_95 | 2044 | 0.20333
dupv | geo_moderate_95 | 2046 | 0.20724
dupv | geo_moderate_95 | 2048 | 0.21776
dupv | geo_moderate_95 | 2050 | 0.24318
distpv | geo_moderate_95 | 2010 | 0.19755
distpv | geo_moderate_95 | 2012 | 0.18315
distpv | geo_moderate_95 | 2014 | 0.18233
distpv | geo_moderate_95 | 2016 | 0.18214
distpv | geo_moderate_95 | 2018 | 0.1811
distpv | geo_moderate_95 | 2020 | 0.18085
distpv | geo_moderate_95 | 2022 | 0.15856
distpv | geo_moderate_95 | 2024 | 0.16321
distpv | geo_moderate_95 | 2026 | 0.15841
distpv | geo_moderate_95 | 2028 | 0.15507
distpv | geo_moderate_95 | 2030 | 0.14435
distpv | geo_moderate_95 | 2032 | 0.13628
distpv | geo_moderate_95 | 2034 | 0.14038
distpv | geo_moderate_95 | 2036 | 0.13829
distpv | geo_moderate_95 | 2038 | 0.15323
distpv | geo_moderate_95 | 2040 | 0.15777
distpv | geo_moderate_95 | 2042 | 0.16676
distpv | geo_moderate_95 | 2044 | 0.17118
distpv | geo_moderate_95 | 2046 | 0.16842
distpv | geo_moderate_95 | 2048 | 0.17117
distpv | geo_moderate_95 | 2050 | 0.16472
pvb | geo_moderate_95 | 2012 | 0.35287
pvb | geo_moderate_95 | 2014 | 0.3324
pvb | geo_moderate_95 | 2016 | 0.34338
pvb | geo_moderate_95 | 2018 | 0.34323
pvb | geo_moderate_95 | 2020 | 0.35226
pvb | geo_moderate_95 | 2022 | 0.10422
pvb | geo_moderate_95 | 2024 | 0.2617
pvb | geo_moderate_95 | 2026 | 0.23614
pvb | geo_moderate_95 | 2028 | 0.27214
pvb | geo_moderate_95 | 2030 | 0.32159
pvb | geo_moderate_95 | 2032 | 0.33776
pvb | geo_moderate_95 | 2034 | 0.33503
pvb | geo_moderate_95 | 2036 | 0.33347
pvb | geo_moderate_95 | 2038 | 0.33284
pvb | geo_moderate_95 | 2040 | 0.30139
pvb | geo_moderate_95 | 2042 | 0.30378
pvb | geo_moderate_95 | 2044 | 0.27709
pvb | geo_moderate_95 | 2046 | 0.28068
pvb | geo_moderate_95 | 2048 | 0.28514
pvb | geo_moderate_95 | 2050 | 0.26455
battery_2 | geo_moderate_95 | 2010 | 0.035717
battery_2 | geo_moderate_95 | 2012 | 0.020157
battery_2 | geo_moderate_95 | 2014 | 0.020742
battery_2 | geo_moderate_95 | 2016 | 0.0087717
battery_2 | geo_moderate_95 | 2018 | 0.013876
battery_2 | geo_moderate_95 | 2020 | 0.02266
battery_2 | geo_moderate_95 | 2022 | 0.20521
battery_2 | geo_moderate_95 | 2024 | 0.068968
battery_2 | geo_moderate_95 | 2026 | 0.080024
battery_2 | geo_moderate_95 | 2028 | 0.070802
battery_2 | geo_moderate_95 | 2030 | 0.076754
battery_2 | geo_moderate_95 | 2032 | 0.073773
battery_2 | geo_moderate_95 | 2034 | 0.076765
battery_2 | geo_moderate_95 | 2036 | 0.087828
battery_2 | geo_moderate_95 | 2038 | 0.081812
battery_2 | geo_moderate_95 | 2040 | 0.076284
battery_2 | geo_moderate_95 | 2042 | 0.084742
battery_2 | geo_moderate_95 | 2044 | 0.068031
battery_2 | geo_moderate_95 | 2046 | 0.071495
battery_2 | geo_moderate_95 | 2048 | 0.068124
battery_2 | geo_moderate_95 | 2050 | 0.057874
battery_4 | geo_moderate_95 | 2012 | 0.0044749
battery_4 | geo_moderate_95 | 2014 | 0.0044749
battery_4 | geo_moderate_95 | 2016 | 0.0044749
battery_4 | geo_moderate_95 | 2018 | 0.0044749
battery_4 | geo_moderate_95 | 2020 | 0.0044749
battery_4 | geo_moderate_95 | 2022 | 0.24045
battery_4 | geo_moderate_95 | 2024 | 0.15591
battery_4 | geo_moderate_95 | 2026 | 0.19566
battery_4 | geo_moderate_95 | 2028 | 0.16943
battery_4 | geo_moderate_95 | 2030 | 0.16313
battery_4 | geo_moderate_95 | 2032 | 0.1458
battery_4 | geo_moderate_95 | 2034 | 0.14367
battery_4 | geo_moderate_95 | 2036 | 0.14755
battery_4 | geo_moderate_95 | 2038 | 0.14082
battery_4 | geo_moderate_95 | 2040 | 0.13458
battery_4 | geo_moderate_95 | 2042 | 0.13175
battery_4 | geo_moderate_95 | 2044 | 0.13878
battery_4 | geo_moderate_95 | 2046 | 0.13511
battery_4 | geo_moderate_95 | 2048 | 0.14098
battery_4 | geo_moderate_95 | 2050 | 0.1197
battery_6 | geo_moderate_95 | 2022 | 0.32934
battery_6 | geo_moderate_95 | 2024 | 0.02332
battery_6 | geo_moderate_95 | 2026 | 0.21412
battery_6 | geo_moderate_95 | 2028 | 0.25372
battery_6 | geo_moderate_95 | 2030 | 0.25609
battery_6 | geo_moderate_95 | 2032 | 0.23563
battery_6 | geo_moderate_95 | 2034 | 0.21602
battery_6 | geo_moderate_95 | 2036 | 0.19758
battery_6 | geo_moderate_95 | 2038 | 0.18973
battery_6 | geo_moderate_95 | 2040 | 0.17223
battery_6 | geo_moderate_95 | 2042 | 0.17926
battery_6 | geo_moderate_95 | 2044 | 0.16438
battery_6 | geo_moderate_95 | 2046 | 0.20219
battery_6 | geo_moderate_95 | 2048 | 0.20142
battery_6 | geo_moderate_95 | 2050 | 0.18281
battery_8 | geo_moderate_95 | 2030 | 0.28636
battery_8 | geo_moderate_95 | 2032 | 0.29152
battery_8 | geo_moderate_95 | 2034 | 0.29117
battery_8 | geo_moderate_95 | 2036 | 0.26016
battery_8 | geo_moderate_95 | 2038 | 0.22536
battery_8 | geo_moderate_95 | 2040 | 0.16842
battery_8 | geo_moderate_95 | 2042 | 0.1767
battery_8 | geo_moderate_95 | 2044 | 0.19215
battery_8 | geo_moderate_95 | 2046 | 0.20164
battery_8 | geo_moderate_95 | 2048 | 0.22847
battery_8 | geo_moderate_95 | 2050 | 0.24985
battery_10 | geo_moderate_95 | 2050 | 0.30308
pumped-hydro | geo_moderate_95 | 2010 | 0.10212
pumped-hydro | geo_moderate_95 | 2012 | 0.077262
pumped-hydro | geo_moderate_95 | 2014 | 0.077279
pumped-hydro | geo_moderate_95 | 2016 | 0.076678
pumped-hydro | geo_moderate_95 | 2018 | 0.07037
pumped-hydro | geo_moderate_95 | 2020 | 0.085017
pumped-hydro | geo_moderate_95 | 2022 | 0.073103
pumped-hydro | geo_moderate_95 | 2024 | 0.12563
pumped-hydro | geo_moderate_95 | 2026 | 0.14827
pumped-hydro | geo_moderate_95 | 2028 | 0.14557
pumped-hydro | geo_moderate_95 | 2030 | 0.14526
pumped-hydro | geo_moderate_95 | 2032 | 0.11343
pumped-hydro | geo_moderate_95 | 2034 | 0.078453
pumped-hydro | geo_moderate_95 | 2036 | 0.023895
pumped-hydro | geo_moderate_95 | 2038 | 0.014527
pumped-hydro | geo_moderate_95 | 2040 | 0.0086246
pumped-hydro | geo_moderate_95 | 2042 | 0.0091716
pumped-hydro | geo_moderate_95 | 2044 | 0.0066399
pumped-hydro | geo_moderate_95 | 2046 | 0.033896
pumped-hydro | geo_moderate_95 | 2048 | 0.044709
pumped-hydro | geo_moderate_95 | 2050 | 0.021085
Canada | geo_moderate_95 | 2010 | 0.87519
Canada | geo_moderate_95 | 2012 | 0.87519
Canada | geo_moderate_95 | 2014 | 0.87519
Canada | geo_moderate_95 | 2016 | 0.87519
Canada | geo_moderate_95 | 2018 | 0.87519
Canada | geo_moderate_95 | 2020 | 0.87519
Canada | geo_moderate_95 | 2022 | 0.57522
Canada | geo_moderate_95 | 2024 | 0.87519
Canada | geo_moderate_95 | 2026 | 0.87519
Canada | geo_moderate_95 | 2028 | 0.87519
Canada | geo_moderate_95 | 2030 | 0.87451
Canada | geo_moderate_95 | 2032 | 0.87519
Canada | geo_moderate_95 | 2034 | 0.87519
Canada | geo_moderate_95 | 2036 | 0.87519
Canada | geo_moderate_95 | 2038 | 0.87519
Canada | geo_moderate_95 | 2040 | 0.87519
Canada | geo_moderate_95 | 2042 | 0.87519
Canada | geo_moderate_95 | 2044 | 0.87519
Canada | geo_moderate_95 | 2046 | 0.87519
Canada | geo_moderate_95 | 2048 | 0.87519
Canada | geo_moderate_95 | 2050 | 0.87518

## 43_Monetized health damages ove
cr | model | scenario | year | Total health damages (billion $)
acs | ap2 | geo_moderate_95 | 2010 | 145.889
acs | ap2 | geo_moderate_95 | 2011 | 143.9102
acs | ap2 | geo_moderate_95 | 2012 | 90.1013
acs | ap2 | geo_moderate_95 | 2013 | 89.9333
acs | ap2 | geo_moderate_95 | 2014 | 122.0584
acs | ap2 | geo_moderate_95 | 2015 | 121.4658
acs | ap2 | geo_moderate_95 | 2016 | 68.4651
acs | ap2 | geo_moderate_95 | 2017 | 68.3991
acs | ap2 | geo_moderate_95 | 2018 | 61.5431
acs | ap2 | geo_moderate_95 | 2019 | 61.4648
acs | ap2 | geo_moderate_95 | 2020 | 48.1938
acs | ap2 | geo_moderate_95 | 2021 | 48.0651
acs | ap2 | geo_moderate_95 | 2022 | 57.3949
acs | ap2 | geo_moderate_95 | 2023 | 57.2396
acs | ap2 | geo_moderate_95 | 2024 | 30.1744
acs | ap2 | geo_moderate_95 | 2025 | 30.0954
acs | ap2 | geo_moderate_95 | 2026 | 21.4632
acs | ap2 | geo_moderate_95 | 2027 | 21.3901
acs | ap2 | geo_moderate_95 | 2028 | 10.6142
acs | ap2 | geo_moderate_95 | 2029 | 10.5474
acs | ap2 | geo_moderate_95 | 2030 | 9.2598
acs | ap2 | geo_moderate_95 | 2031 | 9.2068
acs | ap2 | geo_moderate_95 | 2032 | 8.5665
acs | ap2 | geo_moderate_95 | 2033 | 8.5208
acs | ap2 | geo_moderate_95 | 2034 | 8.1321
acs | ap2 | geo_moderate_95 | 2035 | 8.0945
acs | ap2 | geo_moderate_95 | 2036 | 7.8695
acs | ap2 | geo_moderate_95 | 2037 | 7.8255
acs | ap2 | geo_moderate_95 | 2038 | 7.734
acs | ap2 | geo_moderate_95 | 2039 | 7.6897
acs | ap2 | geo_moderate_95 | 2040 | 8.9484
acs | ap2 | geo_moderate_95 | 2041 | 8.9034
acs | ap2 | geo_moderate_95 | 2042 | 9.3051
acs | ap2 | geo_moderate_95 | 2043 | 9.293
acs | ap2 | geo_moderate_95 | 2044 | 7.1635
acs | ap2 | geo_moderate_95 | 2045 | 7.1496
acs | ap2 | geo_moderate_95 | 2046 | 6.6158
acs | ap2 | geo_moderate_95 | 2047 | 6.6137
acs | ap2 | geo_moderate_95 | 2048 | 5.8097
acs | ap2 | geo_moderate_95 | 2049 | 5.809
acs | ap2 | geo_moderate_95 | 2050 | 3.4344
acs | easiur | geo_moderate_95 | 2010 | 161.4867
acs | easiur | geo_moderate_95 | 2011 | 159.9913
acs | easiur | geo_moderate_95 | 2012 | 100.9145
acs | easiur | geo_moderate_95 | 2013 | 100.7839
acs | easiur | geo_moderate_95 | 2014 | 136.0001
acs | easiur | geo_moderate_95 | 2015 | 135.5396
acs | easiur | geo_moderate_95 | 2016 | 76.8101
acs | easiur | geo_moderate_95 | 2017 | 76.756
acs | easiur | geo_moderate_95 | 2018 | 68.4029
acs | easiur | geo_moderate_95 | 2019 | 68.3094
acs | easiur | geo_moderate_95 | 2020 | 55.2373
acs | easiur | geo_moderate_95 | 2021 | 55.1073
acs | easiur | geo_moderate_95 | 2022 | 63.4373
acs | easiur | geo_moderate_95 | 2023 | 63.2889
acs | easiur | geo_moderate_95 | 2024 | 34.2292
acs | easiur | geo_moderate_95 | 2025 | 34.1401
acs | easiur | geo_moderate_95 | 2026 | 24.6013
acs | easiur | geo_moderate_95 | 2027 | 24.5216
acs | easiur | geo_moderate_95 | 2028 | 12.9838
acs | easiur | geo_moderate_95 | 2029 | 12.9162
acs | easiur | geo_moderate_95 | 2030 | 11.4609
acs | easiur | geo_moderate_95 | 2031 | 11.4131
acs | easiur | geo_moderate_95 | 2032 | 10.7565
acs | easiur | geo_moderate_95 | 2033 | 10.7227
acs | easiur | geo_moderate_95 | 2034 | 10.1714
acs | easiur | geo_moderate_95 | 2035 | 10.1396
acs | easiur | geo_moderate_95 | 2036 | 9.8072
acs | easiur | geo_moderate_95 | 2037 | 9.771
acs | easiur | geo_moderate_95 | 2038 | 9.7209
acs | easiur | geo_moderate_95 | 2039 | 9.6841
acs | easiur | geo_moderate_95 | 2040 | 11.0825
acs | easiur | geo_moderate_95 | 2041 | 11.0444
acs | easiur | geo_moderate_95 | 2042 | 11.6344
acs | easiur | geo_moderate_95 | 2043 | 11.6115
acs | easiur | geo_moderate_95 | 2044 | 9.7152
acs | easiur | geo_moderate_95 | 2045 | 9.6884
acs | easiur | geo_moderate_95 | 2046 | 8.705
acs | easiur | geo_moderate_95 | 2047 | 8.701
acs | easiur | geo_moderate_95 | 2048 | 7.7314
acs | easiur | geo_moderate_95 | 2049 | 7.7301
acs | easiur | geo_moderate_95 | 2050 | 5.0292
acs | inmap | geo_moderate_95 | 2010 | 175.1463
acs | inmap | geo_moderate_95 | 2011 | 174.3337
acs | inmap | geo_moderate_95 | 2012 | 110.1154
acs | inmap | geo_moderate_95 | 2013 | 110.0456
acs | inmap | geo_moderate_95 | 2014 | 149.2779
acs | inmap | geo_moderate_95 | 2015 | 149.0318
acs | inmap | geo_moderate_95 | 2016 | 82.8683
acs | inmap | geo_moderate_95 | 2017 | 82.8403
acs | inmap | geo_moderate_95 | 2018 | 75.0916
acs | inmap | geo_moderate_95 | 2019 | 75.052
acs | inmap | geo_moderate_95 | 2020 | 58.6998
acs | inmap | geo_moderate_95 | 2021 | 58.6398
acs | inmap | geo_moderate_95 | 2022 | 70.1914
acs | inmap | geo_moderate_95 | 2023 | 70.1208
acs | inmap | geo_moderate_95 | 2024 | 36.2694
acs | inmap | geo_moderate_95 | 2025 | 36.2306
acs | inmap | geo_moderate_95 | 2026 | 26.0193
acs | inmap | geo_moderate_95 | 2027 | 25.9839
acs | inmap | geo_moderate_95 | 2028 | 13.6727
acs | inmap | geo_moderate_95 | 2029 | 13.6415
acs | inmap | geo_moderate_95 | 2030 | 11.9836
acs | inmap | geo_moderate_95 | 2031 | 11.9602
acs | inmap | geo_moderate_95 | 2032 | 11.2838
acs | inmap | geo_moderate_95 | 2033 | 11.2652
acs | inmap | geo_moderate_95 | 2034 | 10.7883
acs | inmap | geo_moderate_95 | 2035 | 10.7721
acs | inmap | geo_moderate_95 | 2036 | 10.532
acs | inmap | geo_moderate_95 | 2037 | 10.5133
acs | inmap | geo_moderate_95 | 2038 | 10.3751
acs | inmap | geo_moderate_95 | 2039 | 10.3562
acs | inmap | geo_moderate_95 | 2040 | 11.7648
acs | inmap | geo_moderate_95 | 2041 | 11.7455
acs | inmap | geo_moderate_95 | 2042 | 12.6397
acs | inmap | geo_moderate_95 | 2043 | 12.6318
acs | inmap | geo_moderate_95 | 2044 | 10.1413
acs | inmap | geo_moderate_95 | 2045 | 10.1321
acs | inmap | geo_moderate_95 | 2046 | 8.9768
acs | inmap | geo_moderate_95 | 2047 | 8.9754
acs | inmap | geo_moderate_95 | 2048 | 7.7618
acs | inmap | geo_moderate_95 | 2049 | 7.7614
acs | inmap | geo_moderate_95 | 2050 | 4.402
h6c | ap2 | geo_moderate_95 | 2010 | 374.8194
h6c | ap2 | geo_moderate_95 | 2011 | 369.7355
h6c | ap2 | geo_moderate_95 | 2012 | 231.4886
h6c | ap2 | geo_moderate_95 | 2013 | 231.057
h6c | ap2 | geo_moderate_95 | 2014 | 313.5933
h6c | ap2 | geo_moderate_95 | 2015 | 312.0705
h6c | ap2 | geo_moderate_95 | 2016 | 175.9007
h6c | ap2 | geo_moderate_95 | 2017 | 175.7313
h6c | ap2 | geo_moderate_95 | 2018 | 158.1164
h6c | ap2 | geo_moderate_95 | 2019 | 157.9153
h6c | ap2 | geo_moderate_95 | 2020 | 123.8193
h6c | ap2 | geo_moderate_95 | 2021 | 123.4887
h6c | ap2 | geo_moderate_95 | 2022 | 147.4588
h6c | ap2 | geo_moderate_95 | 2023 | 147.0598
h6c | ap2 | geo_moderate_95 | 2024 | 77.524
h6c | ap2 | geo_moderate_95 | 2025 | 77.321
h6c | ap2 | geo_moderate_95 | 2026 | 55.1432
h6c | ap2 | geo_moderate_95 | 2027 | 54.9553
h6c | ap2 | geo_moderate_95 | 2028 | 27.2698
h6c | ap2 | geo_moderate_95 | 2029 | 27.098
h6c | ap2 | geo_moderate_95 | 2030 | 23.7901
h6c | ap2 | geo_moderate_95 | 2031 | 23.6541
h6c | ap2 | geo_moderate_95 | 2032 | 22.0088
h6c | ap2 | geo_moderate_95 | 2033 | 21.8914
h6c | ap2 | geo_moderate_95 | 2034 | 20.8927
h6c | ap2 | geo_moderate_95 | 2035 | 20.7961
h6c | ap2 | geo_moderate_95 | 2036 | 20.2181
h6c | ap2 | geo_moderate_95 | 2037 | 20.1052
h6c | ap2 | geo_moderate_95 | 2038 | 19.87
h6c | ap2 | geo_moderate_95 | 2039 | 19.7562
h6c | ap2 | geo_moderate_95 | 2040 | 22.9899
h6c | ap2 | geo_moderate_95 | 2041 | 22.8744
h6c | ap2 | geo_moderate_95 | 2042 | 23.9063
h6c | ap2 | geo_moderate_95 | 2043 | 23.8753
h6c | ap2 | geo_moderate_95 | 2044 | 18.4041
h6c | ap2 | geo_moderate_95 | 2045 | 18.3684
h6c | ap2 | geo_moderate_95 | 2046 | 16.997
h6c | ap2 | geo_moderate_95 | 2047 | 16.9917
h6c | ap2 | geo_moderate_95 | 2048 | 14.9259
h6c | ap2 | geo_moderate_95 | 2049 | 14.9241
h6c | ap2 | geo_moderate_95 | 2050 | 8.8235
h6c | easiur | geo_moderate_95 | 2010 | 414.895
h6c | easiur | geo_moderate_95 | 2011 | 411.053
h6c | easiur | geo_moderate_95 | 2012 | 259.2714
h6c | easiur | geo_moderate_95 | 2013 | 258.9358
h6c | easiur | geo_moderate_95 | 2014 | 349.4139
h6c | easiur | geo_moderate_95 | 2015 | 348.2309
h6c | easiur | geo_moderate_95 | 2016 | 197.3418
h6c | easiur | geo_moderate_95 | 2017 | 197.2027
h6c | easiur | geo_moderate_95 | 2018 | 175.7414
h6c | easiur | geo_moderate_95 | 2019 | 175.5011
h6c | easiur | geo_moderate_95 | 2020 | 141.9165
h6c | easiur | geo_moderate_95 | 2021 | 141.5825
h6c | easiur | geo_moderate_95 | 2022 | 162.9837
h6c | easiur | geo_moderate_95 | 2023 | 162.6023
h6c | easiur | geo_moderate_95 | 2024 | 87.942
h6c | easiur | geo_moderate_95 | 2025 | 87.7131
h6c | easiur | geo_moderate_95 | 2026 | 63.2061
h6c | easiur | geo_moderate_95 | 2027 | 63.0012
h6c | easiur | geo_moderate_95 | 2028 | 33.358
h6c | easiur | geo_moderate_95 | 2029 | 33.1844
h6c | easiur | geo_moderate_95 | 2030 | 29.4454
h6c | easiur | geo_moderate_95 | 2031 | 29.3226
h6c | easiur | geo_moderate_95 | 2032 | 27.6356
h6c | easiur | geo_moderate_95 | 2033 | 27.5488
h6c | easiur | geo_moderate_95 | 2034 | 26.1324
h6c | easiur | geo_moderate_95 | 2035 | 26.0507
h6c | easiur | geo_moderate_95 | 2036 | 25.1967
h6c | easiur | geo_moderate_95 | 2037 | 25.1038
h6c | easiur | geo_moderate_95 | 2038 | 24.9751
h6c | easiur | geo_moderate_95 | 2039 | 24.8805
h6c | easiur | geo_moderate_95 | 2040 | 28.4732
h6c | easiur | geo_moderate_95 | 2041 | 28.3754
h6c | easiur | geo_moderate_95 | 2042 | 29.891
h6c | easiur | geo_moderate_95 | 2043 | 29.8323
h6c | easiur | geo_moderate_95 | 2044 | 24.9604
h6c | easiur | geo_moderate_95 | 2045 | 24.8914
h6c | easiur | geo_moderate_95 | 2046 | 22.3648
h6c | easiur | geo_moderate_95 | 2047 | 22.3544
h6c | easiur | geo_moderate_95 | 2048 | 19.8636
h6c | easiur | geo_moderate_95 | 2049 | 19.8601
h6c | easiur | geo_moderate_95 | 2050 | 12.9209
h6c | inmap | geo_moderate_95 | 2010 | 449.9911
h6c | inmap | geo_moderate_95 | 2011 | 447.9034
h6c | inmap | geo_moderate_95 | 2012 | 282.9114
h6c | inmap | geo_moderate_95 | 2013 | 282.7321
h6c | inmap | geo_moderate_95 | 2014 | 383.5291
h6c | inmap | geo_moderate_95 | 2015 | 382.8967
h6c | inmap | geo_moderate_95 | 2016 | 212.9073
h6c | inmap | geo_moderate_95 | 2017 | 212.8354
h6c | inmap | geo_moderate_95 | 2018 | 192.927
h6c | inmap | geo_moderate_95 | 2019 | 192.8252
h6c | inmap | geo_moderate_95 | 2020 | 150.8126
h6c | inmap | geo_moderate_95 | 2021 | 150.6585
h6c | inmap | geo_moderate_95 | 2022 | 180.3371
h6c | inmap | geo_moderate_95 | 2023 | 180.1559
h6c | inmap | geo_moderate_95 | 2024 | 93.184
h6c | inmap | geo_moderate_95 | 2025 | 93.0842
h6c | inmap | geo_moderate_95 | 2026 | 66.8492
h6c | inmap | geo_moderate_95 | 2027 | 66.7583
h6c | inmap | geo_moderate_95 | 2028 | 35.128
h6c | inmap | geo_moderate_95 | 2029 | 35.0479
h6c | inmap | geo_moderate_95 | 2030 | 30.7885
h6c | inmap | geo_moderate_95 | 2031 | 30.7283
h6c | inmap | geo_moderate_95 | 2032 | 28.9906
h6c | inmap | geo_moderate_95 | 2033 | 28.9428
h6c | inmap | geo_moderate_95 | 2034 | 27.7174
h6c | inmap | geo_moderate_95 | 2035 | 27.6758
h6c | inmap | geo_moderate_95 | 2036 | 27.0589
h6c | inmap | geo_moderate_95 | 2037 | 27.0109
h6c | inmap | geo_moderate_95 | 2038 | 26.6559
h6c | inmap | geo_moderate_95 | 2039 | 26.6073
h6c | inmap | geo_moderate_95 | 2040 | 30.2263
h6c | inmap | geo_moderate_95 | 2041 | 30.1766
h6c | inmap | geo_moderate_95 | 2042 | 32.4741
h6c | inmap | geo_moderate_95 | 2043 | 32.4538
h6c | inmap | geo_moderate_95 | 2044 | 26.0551
h6c | inmap | geo_moderate_95 | 2045 | 26.0313
h6c | inmap | geo_moderate_95 | 2046 | 23.0631
h6c | inmap | geo_moderate_95 | 2047 | 23.0596
h6c | inmap | geo_moderate_95 | 2048 | 19.9416
h6c | inmap | geo_moderate_95 | 2049 | 19.9404
h6c | inmap | geo_moderate_95 | 2050 | 11.3094

## 44_Mortality over time (lives-y
cr | model | scenario | year | Total health damages (lives)
acs | ap2 | geo_moderate_95 | 2010 | 14674.6442
acs | ap2 | geo_moderate_95 | 2011 | 14475.6078
acs | ap2 | geo_moderate_95 | 2012 | 9063.083
acs | ap2 | geo_moderate_95 | 2013 | 9046.1866
acs | ap2 | geo_moderate_95 | 2014 | 12277.5828
acs | ap2 | geo_moderate_95 | 2015 | 12217.9678
acs | ap2 | geo_moderate_95 | 2016 | 6886.7462
acs | ap2 | geo_moderate_95 | 2017 | 6880.114
acs | ap2 | geo_moderate_95 | 2018 | 6190.484
acs | ap2 | geo_moderate_95 | 2019 | 6182.6102
acs | ap2 | geo_moderate_95 | 2020 | 4847.705
acs | ap2 | geo_moderate_95 | 2021 | 4834.7592
acs | ap2 | geo_moderate_95 | 2022 | 5773.227
acs | ap2 | geo_moderate_95 | 2023 | 5757.6048
acs | ap2 | geo_moderate_95 | 2024 | 3035.1752
acs | ap2 | geo_moderate_95 | 2025 | 3027.2276
acs | ap2 | geo_moderate_95 | 2026 | 2158.934
acs | ap2 | geo_moderate_95 | 2027 | 2151.578
acs | ap2 | geo_moderate_95 | 2028 | 1067.6596
acs | ap2 | geo_moderate_95 | 2029 | 1060.9364
acs | ap2 | geo_moderate_95 | 2030 | 931.421
acs | ap2 | geo_moderate_95 | 2031 | 926.096
acs | ap2 | geo_moderate_95 | 2032 | 861.683
acs | ap2 | geo_moderate_95 | 2033 | 857.085
acs | ap2 | geo_moderate_95 | 2034 | 817.9878
acs | ap2 | geo_moderate_95 | 2035 | 814.2056
acs | ap2 | geo_moderate_95 | 2036 | 791.5756
acs | ap2 | geo_moderate_95 | 2037 | 787.1552
acs | ap2 | geo_moderate_95 | 2038 | 777.9458
acs | ap2 | geo_moderate_95 | 2039 | 773.492
acs | ap2 | geo_moderate_95 | 2040 | 900.0968
acs | ap2 | geo_moderate_95 | 2041 | 895.5746
acs | ap2 | geo_moderate_95 | 2042 | 935.9752
acs | ap2 | geo_moderate_95 | 2043 | 934.7624
acs | ap2 | geo_moderate_95 | 2044 | 720.5604
acs | ap2 | geo_moderate_95 | 2045 | 719.1632
acs | ap2 | geo_moderate_95 | 2046 | 665.471
acs | ap2 | geo_moderate_95 | 2047 | 665.2614
acs | ap2 | geo_moderate_95 | 2048 | 584.3806
acs | ap2 | geo_moderate_95 | 2049 | 584.3112
acs | ap2 | geo_moderate_95 | 2050 | 345.4638
acs | easiur | geo_moderate_95 | 2010 | 16243.5796
acs | easiur | geo_moderate_95 | 2011 | 16093.1622
acs | easiur | geo_moderate_95 | 2012 | 10150.7668
acs | easiur | geo_moderate_95 | 2013 | 10137.627
acs | easiur | geo_moderate_95 | 2014 | 13679.942
acs | easiur | geo_moderate_95 | 2015 | 13633.626
acs | easiur | geo_moderate_95 | 2016 | 7726.1528
acs | easiur | geo_moderate_95 | 2017 | 7720.7088
acs | easiur | geo_moderate_95 | 2018 | 6880.4934
acs | easiur | geo_moderate_95 | 2019 | 6871.0854
acs | easiur | geo_moderate_95 | 2020 | 5556.2
acs | easiur | geo_moderate_95 | 2021 | 5543.1236
acs | easiur | geo_moderate_95 | 2022 | 6381.0152
acs | easiur | geo_moderate_95 | 2023 | 6366.0818
acs | easiur | geo_moderate_95 | 2024 | 3443.038
acs | easiur | geo_moderate_95 | 2025 | 3434.074
acs | easiur | geo_moderate_95 | 2026 | 2474.5918
acs | easiur | geo_moderate_95 | 2027 | 2466.5708
acs | easiur | geo_moderate_95 | 2028 | 1306.0092
acs | easiur | geo_moderate_95 | 2029 | 1299.2134
acs | easiur | geo_moderate_95 | 2030 | 1152.8238
acs | easiur | geo_moderate_95 | 2031 | 1148.017
acs | easiur | geo_moderate_95 | 2032 | 1081.9678
acs | easiur | geo_moderate_95 | 2033 | 1078.5684
acs | easiur | geo_moderate_95 | 2034 | 1023.1158
acs | easiur | geo_moderate_95 | 2035 | 1019.9196
acs | easiur | geo_moderate_95 | 2036 | 986.4846
acs | easiur | geo_moderate_95 | 2037 | 982.8466
acs | easiur | geo_moderate_95 | 2038 | 977.8074
acs | easiur | geo_moderate_95 | 2039 | 974.1048
acs | easiur | geo_moderate_95 | 2040 | 1114.7644
acs | easiur | geo_moderate_95 | 2041 | 1110.9348
acs | easiur | geo_moderate_95 | 2042 | 1170.2748
acs | easiur | geo_moderate_95 | 2043 | 1167.9778
acs | easiur | geo_moderate_95 | 2044 | 977.233
acs | easiur | geo_moderate_95 | 2045 | 974.5318
acs | easiur | geo_moderate_95 | 2046 | 875.6138
acs | easiur | geo_moderate_95 | 2047 | 875.2084
acs | easiur | geo_moderate_95 | 2048 | 777.6874
acs | easiur | geo_moderate_95 | 2049 | 777.5532
acs | easiur | geo_moderate_95 | 2050 | 505.873
acs | inmap | geo_moderate_95 | 2010 | 17617.5754
acs | inmap | geo_moderate_95 | 2011 | 17535.8386
acs | inmap | geo_moderate_95 | 2012 | 11076.2588
acs | inmap | geo_moderate_95 | 2013 | 11069.2396
acs | inmap | geo_moderate_95 | 2014 | 15015.5322
acs | inmap | geo_moderate_95 | 2015 | 14990.776
acs | inmap | geo_moderate_95 | 2016 | 8335.5352
acs | inmap | geo_moderate_95 | 2017 | 8332.7178
acs | inmap | geo_moderate_95 | 2018 | 7553.2994
acs | inmap | geo_moderate_95 | 2019 | 7549.3146
acs | inmap | geo_moderate_95 | 2020 | 5904.4784
acs | inmap | geo_moderate_95 | 2021 | 5898.4466
acs | inmap | geo_moderate_95 | 2022 | 7060.3934
acs | inmap | geo_moderate_95 | 2023 | 7053.2984
acs | inmap | geo_moderate_95 | 2024 | 3648.2576
acs | inmap | geo_moderate_95 | 2025 | 3644.351
acs | inmap | geo_moderate_95 | 2026 | 2617.2174
acs | inmap | geo_moderate_95 | 2027 | 2613.6616
acs | inmap | geo_moderate_95 | 2028 | 1375.3018
acs | inmap | geo_moderate_95 | 2029 | 1372.1682
acs | inmap | geo_moderate_95 | 2030 | 1205.4058
acs | inmap | geo_moderate_95 | 2031 | 1203.049
acs | inmap | geo_moderate_95 | 2032 | 1135.0152
acs | inmap | geo_moderate_95 | 2033 | 1133.1434
acs | inmap | geo_moderate_95 | 2034 | 1085.169
acs | inmap | geo_moderate_95 | 2035 | 1083.5424
acs | inmap | geo_moderate_95 | 2036 | 1059.3856
acs | inmap | geo_moderate_95 | 2037 | 1057.5056
acs | inmap | geo_moderate_95 | 2038 | 1043.6106
acs | inmap | geo_moderate_95 | 2039 | 1041.7084
acs | inmap | geo_moderate_95 | 2040 | 1183.3978
acs | inmap | geo_moderate_95 | 2041 | 1181.4512
acs | inmap | geo_moderate_95 | 2042 | 1271.404
acs | inmap | geo_moderate_95 | 2043 | 1270.6058
acs | inmap | geo_moderate_95 | 2044 | 1020.0914
acs | inmap | geo_moderate_95 | 2045 | 1019.16
acs | inmap | geo_moderate_95 | 2046 | 902.9542
acs | inmap | geo_moderate_95 | 2047 | 902.8144
acs | inmap | geo_moderate_95 | 2048 | 780.7438
acs | inmap | geo_moderate_95 | 2049 | 780.6976
acs | inmap | geo_moderate_95 | 2050 | 442.785
h6c | ap2 | geo_moderate_95 | 2010 | 37702.2416
h6c | ap2 | geo_moderate_95 | 2011 | 37190.8628
h6c | ap2 | geo_moderate_95 | 2012 | 23284.9156
h6c | ap2 | geo_moderate_95 | 2013 | 23241.5044
h6c | ap2 | geo_moderate_95 | 2014 | 31543.6384
h6c | ap2 | geo_moderate_95 | 2015 | 31390.4714
h6c | ap2 | geo_moderate_95 | 2016 | 17693.4524
h6c | ap2 | geo_moderate_95 | 2017 | 17676.4124
h6c | ap2 | geo_moderate_95 | 2018 | 15904.5736
h6c | ap2 | geo_moderate_95 | 2019 | 15884.3438
h6c | ap2 | geo_moderate_95 | 2020 | 12454.7074
h6c | ap2 | geo_moderate_95 | 2021 | 12421.4464
h6c | ap2 | geo_moderate_95 | 2022 | 14832.552
h6c | ap2 | geo_moderate_95 | 2023 | 14792.4146
h6c | ap2 | geo_moderate_95 | 2024 | 7797.9652
h6c | ap2 | geo_moderate_95 | 2025 | 7777.5462
h6c | ap2 | geo_moderate_95 | 2026 | 5546.729
h6c | ap2 | geo_moderate_95 | 2027 | 5527.8296
h6c | ap2 | geo_moderate_95 | 2028 | 2743.0058
h6c | ap2 | geo_moderate_95 | 2029 | 2725.732
h6c | ap2 | geo_moderate_95 | 2030 | 2392.9888
h6c | ap2 | geo_moderate_95 | 2031 | 2379.3078
h6c | ap2 | geo_moderate_95 | 2032 | 2213.816
h6c | ap2 | geo_moderate_95 | 2033 | 2202.0024
h6c | ap2 | geo_moderate_95 | 2034 | 2101.554
h6c | ap2 | geo_moderate_95 | 2035 | 2091.8368
h6c | ap2 | geo_moderate_95 | 2036 | 2033.6958
h6c | ap2 | geo_moderate_95 | 2037 | 2022.3386
h6c | ap2 | geo_moderate_95 | 2038 | 1998.6768
h6c | ap2 | geo_moderate_95 | 2039 | 1987.2338
h6c | ap2 | geo_moderate_95 | 2040 | 2312.5044
h6c | ap2 | geo_moderate_95 | 2041 | 2300.8854
h6c | ap2 | geo_moderate_95 | 2042 | 2404.68
h6c | ap2 | geo_moderate_95 | 2043 | 2401.564
h6c | ap2 | geo_moderate_95 | 2044 | 1851.2308
h6c | ap2 | geo_moderate_95 | 2045 | 1847.6414
h6c | ap2 | geo_moderate_95 | 2046 | 1709.696
h6c | ap2 | geo_moderate_95 | 2047 | 1709.1578
h6c | ap2 | geo_moderate_95 | 2048 | 1501.3586
h6c | ap2 | geo_moderate_95 | 2049 | 1501.1806
h6c | ap2 | geo_moderate_95 | 2050 | 887.537
h6c | easiur | geo_moderate_95 | 2010 | 41733.3512
h6c | easiur | geo_moderate_95 | 2011 | 41346.8908
h6c | easiur | geo_moderate_95 | 2012 | 26079.5284
h6c | easiur | geo_moderate_95 | 2013 | 26045.7692
h6c | easiur | geo_moderate_95 | 2014 | 35146.7552
h6c | easiur | geo_moderate_95 | 2015 | 35027.7576
h6c | easiur | geo_moderate_95 | 2016 | 19850.1616
h6c | easiur | geo_moderate_95 | 2017 | 19836.1748
h6c | easiur | geo_moderate_95 | 2018 | 17677.4344
h6c | easiur | geo_moderate_95 | 2019 | 17653.2632
h6c | easiur | geo_moderate_95 | 2020 | 14275.057
h6c | easiur | geo_moderate_95 | 2021 | 14241.4602
h6c | easiur | geo_moderate_95 | 2022 | 16394.162
h6c | easiur | geo_moderate_95 | 2023 | 16355.7944
h6c | easiur | geo_moderate_95 | 2024 | 8845.8928
h6c | easiur | geo_moderate_95 | 2025 | 8822.8622
h6c | easiur | geo_moderate_95 | 2026 | 6357.7534
h6c | easiur | geo_moderate_95 | 2027 | 6337.1456
h6c | easiur | geo_moderate_95 | 2028 | 3355.4064
h6c | easiur | geo_moderate_95 | 2029 | 3337.9464
h6c | easiur | geo_moderate_95 | 2030 | 2961.8454
h6c | easiur | geo_moderate_95 | 2031 | 2949.4956
h6c | easiur | geo_moderate_95 | 2032 | 2779.7996
h6c | easiur | geo_moderate_95 | 2033 | 2771.0656
h6c | easiur | geo_moderate_95 | 2034 | 2628.5948
h6c | easiur | geo_moderate_95 | 2035 | 2620.3832
h6c | easiur | geo_moderate_95 | 2036 | 2534.4828
h6c | easiur | geo_moderate_95 | 2037 | 2525.1358
h6c | easiur | geo_moderate_95 | 2038 | 2512.1886
h6c | easiur | geo_moderate_95 | 2039 | 2502.6756
h6c | easiur | geo_moderate_95 | 2040 | 2864.0552
h6c | easiur | geo_moderate_95 | 2041 | 2854.2162
h6c | easiur | geo_moderate_95 | 2042 | 3006.667
h6c | easiur | geo_moderate_95 | 2043 | 3000.7654
h6c | easiur | geo_moderate_95 | 2044 | 2510.7092
h6c | easiur | geo_moderate_95 | 2045 | 2503.769
h6c | easiur | geo_moderate_95 | 2046 | 2249.6234
h6c | easiur | geo_moderate_95 | 2047 | 2248.5814
h6c | easiur | geo_moderate_95 | 2048 | 1998.0296
h6c | easiur | geo_moderate_95 | 2049 | 1997.6852
h6c | easiur | geo_moderate_95 | 2050 | 1299.6836
h6c | inmap | geo_moderate_95 | 2010 | 45263.5912
h6c | inmap | geo_moderate_95 | 2011 | 45053.5934
h6c | inmap | geo_moderate_95 | 2012 | 28457.418
h6c | inmap | geo_moderate_95 | 2013 | 28439.3842
h6c | inmap | geo_moderate_95 | 2014 | 38578.3198
h6c | inmap | geo_moderate_95 | 2015 | 38514.7164
h6c | inmap | geo_moderate_95 | 2016 | 21415.8682
h6c | inmap | geo_moderate_95 | 2017 | 21408.6296
h6c | inmap | geo_moderate_95 | 2018 | 19406.0876
h6c | inmap | geo_moderate_95 | 2019 | 19395.85
h6c | inmap | geo_moderate_95 | 2020 | 15169.9018
h6c | inmap | geo_moderate_95 | 2021 | 15154.4048
h6c | inmap | geo_moderate_95 | 2022 | 18139.6974
h6c | inmap | geo_moderate_95 | 2023 | 18121.4692
h6c | inmap | geo_moderate_95 | 2024 | 9373.1708
h6c | inmap | geo_moderate_95 | 2025 | 9363.1344
h6c | inmap | geo_moderate_95 | 2026 | 6724.207
h6c | inmap | geo_moderate_95 | 2027 | 6715.0716
h6c | inmap | geo_moderate_95 | 2028 | 3533.4424
h6c | inmap | geo_moderate_95 | 2029 | 3525.3916
h6c | inmap | geo_moderate_95 | 2030 | 3096.9424
h6c | inmap | geo_moderate_95 | 2031 | 3090.8874
h6c | inmap | geo_moderate_95 | 2032 | 2916.0958
h6c | inmap | geo_moderate_95 | 2033 | 2911.2866
h6c | inmap | geo_moderate_95 | 2034 | 2788.03
h6c | inmap | geo_moderate_95 | 2035 | 2783.851
h6c | inmap | geo_moderate_95 | 2036 | 2721.7912
h6c | inmap | geo_moderate_95 | 2037 | 2716.9612
h6c | inmap | geo_moderate_95 | 2038 | 2681.2582
h6c | inmap | geo_moderate_95 | 2039 | 2676.3712
h6c | inmap | geo_moderate_95 | 2040 | 3040.4008
h6c | inmap | geo_moderate_95 | 2041 | 3035.3996
h6c | inmap | geo_moderate_95 | 2042 | 3266.5016
h6c | inmap | geo_moderate_95 | 2043 | 3264.4514
h6c | inmap | geo_moderate_95 | 2044 | 2620.8266
h6c | inmap | geo_moderate_95 | 2045 | 2618.4342
h6c | inmap | geo_moderate_95 | 2046 | 2319.8684
h6c | inmap | geo_moderate_95 | 2047 | 2319.5092
h6c | inmap | geo_moderate_95 | 2048 | 2005.8806
h6c | inmap | geo_moderate_95 | 2049 | 2005.7618
h6c | inmap | geo_moderate_95 | 2050 | 1137.5874

## 45_2022-2050 total undiscounted
cr | model | e | scenario | Health damages (billion $) | Net Level Health damages (billion $)
acs | ap2 | nox | geo_moderate_95 | 41.5718 | 200.432
acs | ap2 | so2 | geo_moderate_95 | 158.8602 | 200.432
acs | easiur | nox | geo_moderate_95 | 71.5595 | 238.2194
acs | easiur | so2 | geo_moderate_95 | 166.66 | 238.2194
acs | inmap | nox | geo_moderate_95 | 79.6754 | 254.446
acs | inmap | so2 | geo_moderate_95 | 174.7705 | 254.446
h6c | ap2 | nox | geo_moderate_95 | 106.7958 | 514.9467
h6c | ap2 | so2 | geo_moderate_95 | 408.1509 | 514.9467
h6c | easiur | nox | geo_moderate_95 | 183.8439 | 612.0349
h6c | easiur | so2 | geo_moderate_95 | 428.1911 | 612.0349
h6c | inmap | nox | geo_moderate_95 | 204.6964 | 653.7262
h6c | inmap | so2 | geo_moderate_95 | 449.0298 | 653.7262

## 46_2022-2050 total discounted h
cr | model | e | scenario | Discounted health damages (billion $) | Net Level Discounted health damages (billion $)
acs | ap2 | nox | geo_moderate_95 | 30.0617 | 153.5881
acs | ap2 | so2 | geo_moderate_95 | 123.5264 | 153.5881
acs | easiur | nox | geo_moderate_95 | 49.3079 | 177.7311
acs | easiur | so2 | geo_moderate_95 | 128.4231 | 177.7311
acs | inmap | nox | geo_moderate_95 | 56.4217 | 188.7007
acs | inmap | so2 | geo_moderate_95 | 132.279 | 188.7007
h6c | ap2 | nox | geo_moderate_95 | 77.2272 | 394.5969
h6c | ap2 | so2 | geo_moderate_95 | 317.3697 | 394.5969
h6c | easiur | nox | geo_moderate_95 | 126.677 | 456.6281
h6c | easiur | so2 | geo_moderate_95 | 329.9511 | 456.6281
h6c | inmap | nox | geo_moderate_95 | 144.9547 | 484.8126
h6c | inmap | so2 | geo_moderate_95 | 339.858 | 484.8126

## 47_2022-2050 total mortality (l
cr | model | e | scenario | Health damages (lives) | Net Level Health damages (lives)
acs | ap2 | nox | geo_moderate_95 | 4181.6174 | 20161.0051
acs | ap2 | so2 | geo_moderate_95 | 15979.3877 | 20161.0051
acs | easiur | nox | geo_moderate_95 | 7198.0084 | 23961.9512
acs | easiur | so2 | geo_moderate_95 | 16763.9428 | 23961.9512
acs | inmap | nox | geo_moderate_95 | 8014.367 | 25594.1448
acs | inmap | so2 | geo_moderate_95 | 17579.7778 | 25594.1448
h6c | ap2 | nox | geo_moderate_95 | 10742.3516 | 51797.3306
h6c | ap2 | so2 | geo_moderate_95 | 41054.979 | 51797.3306
h6c | easiur | nox | geo_moderate_95 | 18492.4342 | 61563.2077
h6c | easiur | so2 | geo_moderate_95 | 43070.7735 | 61563.2077
h6c | inmap | nox | geo_moderate_95 | 20589.9449 | 65756.8405
h6c | inmap | so2 | geo_moderate_95 | 45166.8956 | 65756.8405

## 48_System cost + health damages
model | scenario | cost_type | year | Average cost ($/MWh) | Net Level Average cost ($/MWh)
ap2 | geo_moderate_95 | System cost | 2010 | 61.883 | 80.3106
ap2 | geo_moderate_95 | System cost | 2011 | 61.4872 | 79.6648
ap2 | geo_moderate_95 | System cost | 2012 | 54.7989 | 66.4038
ap2 | geo_moderate_95 | System cost | 2013 | 54.5281 | 66.1113
ap2 | geo_moderate_95 | System cost | 2014 | 60.7409 | 76.2121
ap2 | geo_moderate_95 | System cost | 2015 | 60.367 | 75.7631
ap2 | geo_moderate_95 | System cost | 2016 | 51.2971 | 60.0687
ap2 | geo_moderate_95 | System cost | 2017 | 51.2144 | 59.9776
ap2 | geo_moderate_95 | System cost | 2018 | 52.5947 | 60.4468
ap2 | geo_moderate_95 | System cost | 2019 | 52.3881 | 60.2302
ap2 | geo_moderate_95 | System cost | 2020 | 46.5703 | 52.5459
ap2 | geo_moderate_95 | System cost | 2021 | 45.7371 | 51.6967
ap2 | geo_moderate_95 | System cost | 2022 | 53.4984 | 60.5354
ap2 | geo_moderate_95 | System cost | 2023 | 52.4822 | 59.5001
ap2 | geo_moderate_95 | System cost | 2024 | 46.8198 | 50.4595
ap2 | geo_moderate_95 | System cost | 2025 | 46.2465 | 49.8766
ap2 | geo_moderate_95 | System cost | 2026 | 45.9243 | 48.4672
ap2 | geo_moderate_95 | System cost | 2027 | 45.3645 | 47.8988
ap2 | geo_moderate_95 | System cost | 2028 | 45.1098 | 46.3386
ap2 | geo_moderate_95 | System cost | 2029 | 44.8144 | 46.0354
ap2 | geo_moderate_95 | System cost | 2030 | 44.3967 | 45.4405
ap2 | geo_moderate_95 | System cost | 2031 | 44.3967 | 45.4346
ap2 | geo_moderate_95 | System cost | 2032 | 43.8888 | 44.8289
ap2 | geo_moderate_95 | System cost | 2033 | 43.8888 | 44.8239
ap2 | geo_moderate_95 | System cost | 2034 | 44.4036 | 45.2718
ap2 | geo_moderate_95 | System cost | 2035 | 44.4036 | 45.2678
ap2 | geo_moderate_95 | System cost | 2036 | 43.8667 | 44.6818
ap2 | geo_moderate_95 | System cost | 2037 | 43.8667 | 44.6772
ap2 | geo_moderate_95 | System cost | 2038 | 44.9617 | 45.7385
ap2 | geo_moderate_95 | System cost | 2039 | 44.9617 | 45.734
ap2 | geo_moderate_95 | System cost | 2040 | 46.2433 | 47.1154
ap2 | geo_moderate_95 | System cost | 2041 | 46.2433 | 47.111
ap2 | geo_moderate_95 | System cost | 2042 | 44.4422 | 45.3246
ap2 | geo_moderate_95 | System cost | 2043 | 44.4422 | 45.3234
ap2 | geo_moderate_95 | System cost | 2044 | 43.7918 | 44.4541
ap2 | geo_moderate_95 | System cost | 2045 | 43.7918 | 44.4528
ap2 | geo_moderate_95 | System cost | 2046 | 44.6291 | 45.2261
ap2 | geo_moderate_95 | System cost | 2047 | 44.6291 | 45.226
ap2 | geo_moderate_95 | System cost | 2048 | 43.9957 | 44.5077
ap2 | geo_moderate_95 | System cost | 2049 | 43.9957 | 44.5077
ap2 | geo_moderate_95 | System cost | 2050 | 45.431 | 45.7267
ap2 | geo_moderate_95 | System cost + health | 2010 | 18.4275 | 80.3106
ap2 | geo_moderate_95 | System cost + health | 2011 | 18.1776 | 79.6648
ap2 | geo_moderate_95 | System cost + health | 2012 | 11.6049 | 66.4038
ap2 | geo_moderate_95 | System cost + health | 2013 | 11.5833 | 66.1113
ap2 | geo_moderate_95 | System cost + health | 2014 | 15.4712 | 76.2121
ap2 | geo_moderate_95 | System cost + health | 2015 | 15.3961 | 75.7631
ap2 | geo_moderate_95 | System cost + health | 2016 | 8.7716 | 60.0687
ap2 | geo_moderate_95 | System cost + health | 2017 | 8.7631 | 59.9776
ap2 | geo_moderate_95 | System cost + health | 2018 | 7.8521 | 60.4468
ap2 | geo_moderate_95 | System cost + health | 2019 | 7.8421 | 60.2302
ap2 | geo_moderate_95 | System cost + health | 2020 | 5.9756 | 52.5459
ap2 | geo_moderate_95 | System cost + health | 2021 | 5.9596 | 51.6967
ap2 | geo_moderate_95 | System cost + health | 2022 | 7.0369 | 60.5354
ap2 | geo_moderate_95 | System cost + health | 2023 | 7.0179 | 59.5001
ap2 | geo_moderate_95 | System cost + health | 2024 | 3.6396 | 50.4595
ap2 | geo_moderate_95 | System cost + health | 2025 | 3.6301 | 49.8766
ap2 | geo_moderate_95 | System cost + health | 2026 | 2.5429 | 48.4672
ap2 | geo_moderate_95 | System cost + health | 2027 | 2.5343 | 47.8988
ap2 | geo_moderate_95 | System cost + health | 2028 | 1.2288 | 46.3386
ap2 | geo_moderate_95 | System cost + health | 2029 | 1.221 | 46.0354
ap2 | geo_moderate_95 | System cost + health | 2030 | 1.0438 | 45.4405
ap2 | geo_moderate_95 | System cost + health | 2031 | 1.0379 | 45.4346
ap2 | geo_moderate_95 | System cost + health | 2032 | 0.94006 | 44.8289
ap2 | geo_moderate_95 | System cost + health | 2033 | 0.93505 | 44.8239
ap2 | geo_moderate_95 | System cost + health | 2034 | 0.86815 | 45.2718
ap2 | geo_moderate_95 | System cost + health | 2035 | 0.86414 | 45.2678
ap2 | geo_moderate_95 | System cost + health | 2036 | 0.81511 | 44.6818
ap2 | geo_moderate_95 | System cost + health | 2037 | 0.81056 | 44.6772
ap2 | geo_moderate_95 | System cost + health | 2038 | 0.77676 | 45.7385
ap2 | geo_moderate_95 | System cost + health | 2039 | 0.77231 | 45.734
ap2 | geo_moderate_95 | System cost + health | 2040 | 0.87215 | 47.1154
ap2 | geo_moderate_95 | System cost + health | 2041 | 0.86777 | 47.111
ap2 | geo_moderate_95 | System cost + health | 2042 | 0.88235 | 45.3246
ap2 | geo_moderate_95 | System cost + health | 2043 | 0.88121 | 45.3234
ap2 | geo_moderate_95 | System cost + health | 2044 | 0.66227 | 44.4541
ap2 | geo_moderate_95 | System cost + health | 2045 | 0.66099 | 44.4528
ap2 | geo_moderate_95 | System cost + health | 2046 | 0.597 | 45.2261
ap2 | geo_moderate_95 | System cost + health | 2047 | 0.59681 | 45.226
ap2 | geo_moderate_95 | System cost + health | 2048 | 0.51207 | 44.5077
ap2 | geo_moderate_95 | System cost + health | 2049 | 0.51201 | 44.5077
ap2 | geo_moderate_95 | System cost + health | 2050 | 0.29571 | 45.7267
easiur | geo_moderate_95 | System cost | 2010 | 61.883 | 82.2807
easiur | geo_moderate_95 | System cost | 2011 | 61.4872 | 81.696
easiur | geo_moderate_95 | System cost | 2012 | 54.7989 | 67.7965
easiur | geo_moderate_95 | System cost | 2013 | 54.5281 | 67.5089
easiur | geo_moderate_95 | System cost | 2014 | 60.7409 | 77.9793
easiur | geo_moderate_95 | System cost | 2015 | 60.367 | 77.547
easiur | geo_moderate_95 | System cost | 2016 | 51.2971 | 61.1378
easiur | geo_moderate_95 | System cost | 2017 | 51.2144 | 61.0482
easiur | geo_moderate_95 | System cost | 2018 | 52.5947 | 61.322
easiur | geo_moderate_95 | System cost | 2019 | 52.3881 | 61.1034
easiur | geo_moderate_95 | System cost | 2020 | 46.5703 | 53.4192
easiur | geo_moderate_95 | System cost | 2021 | 45.7371 | 52.5699
easiur | geo_moderate_95 | System cost | 2022 | 53.4984 | 61.2762
easiur | geo_moderate_95 | System cost | 2023 | 52.4822 | 60.2418
easiur | geo_moderate_95 | System cost | 2024 | 46.8198 | 50.9485
easiur | geo_moderate_95 | System cost | 2025 | 46.2465 | 50.3645
easiur | geo_moderate_95 | System cost | 2026 | 45.9243 | 48.839
easiur | geo_moderate_95 | System cost | 2027 | 45.3645 | 48.2698
easiur | geo_moderate_95 | System cost | 2028 | 45.1098 | 46.6129
easiur | geo_moderate_95 | System cost | 2029 | 44.8144 | 46.3097
easiur | geo_moderate_95 | System cost | 2030 | 44.3967 | 45.6886
easiur | geo_moderate_95 | System cost | 2031 | 44.3967 | 45.6833
easiur | geo_moderate_95 | System cost | 2032 | 43.8888 | 45.0692
easiur | geo_moderate_95 | System cost | 2033 | 43.8888 | 45.0655
easiur | geo_moderate_95 | System cost | 2034 | 44.4036 | 45.4895
easiur | geo_moderate_95 | System cost | 2035 | 44.4036 | 45.4861
easiur | geo_moderate_95 | System cost | 2036 | 43.8667 | 44.8825
easiur | geo_moderate_95 | System cost | 2037 | 43.8667 | 44.8787
easiur | geo_moderate_95 | System cost | 2038 | 44.9617 | 45.938
easiur | geo_moderate_95 | System cost | 2039 | 44.9617 | 45.9343
easiur | geo_moderate_95 | System cost | 2040 | 46.2433 | 47.3234
easiur | geo_moderate_95 | System cost | 2041 | 46.2433 | 47.3197
easiur | geo_moderate_95 | System cost | 2042 | 44.4422 | 45.5455
easiur | geo_moderate_95 | System cost | 2043 | 44.4422 | 45.5433
easiur | geo_moderate_95 | System cost | 2044 | 43.7918 | 44.69
easiur | geo_moderate_95 | System cost | 2045 | 43.7918 | 44.6875
easiur | geo_moderate_95 | System cost | 2046 | 44.6291 | 45.4147
easiur | geo_moderate_95 | System cost | 2047 | 44.6291 | 45.4143
easiur | geo_moderate_95 | System cost | 2048 | 43.9957 | 44.6771
easiur | geo_moderate_95 | System cost | 2049 | 43.9957 | 44.677
easiur | geo_moderate_95 | System cost | 2050 | 45.431 | 45.864
easiur | geo_moderate_95 | System cost + health | 2010 | 20.3977 | 82.2807
easiur | geo_moderate_95 | System cost + health | 2011 | 20.2088 | 81.696
easiur | geo_moderate_95 | System cost + health | 2012 | 12.9976 | 67.7965
easiur | geo_moderate_95 | System cost + health | 2013 | 12.9808 | 67.5089
easiur | geo_moderate_95 | System cost + health | 2014 | 17.2384 | 77.9793
easiur | geo_moderate_95 | System cost + health | 2015 | 17.18 | 77.547
easiur | geo_moderate_95 | System cost + health | 2016 | 9.8407 | 61.1378
easiur | geo_moderate_95 | System cost + health | 2017 | 9.8338 | 61.0482
easiur | geo_moderate_95 | System cost + health | 2018 | 8.7273 | 61.322
easiur | geo_moderate_95 | System cost + health | 2019 | 8.7154 | 61.1034
easiur | geo_moderate_95 | System cost + health | 2020 | 6.8489 | 53.4192
easiur | geo_moderate_95 | System cost + health | 2021 | 6.8328 | 52.5699
easiur | geo_moderate_95 | System cost + health | 2022 | 7.7777 | 61.2762
easiur | geo_moderate_95 | System cost + health | 2023 | 7.7595 | 60.2418
easiur | geo_moderate_95 | System cost + health | 2024 | 4.1287 | 50.9485
easiur | geo_moderate_95 | System cost + health | 2025 | 4.118 | 50.3645
easiur | geo_moderate_95 | System cost + health | 2026 | 2.9147 | 48.839
easiur | geo_moderate_95 | System cost + health | 2027 | 2.9053 | 48.2698
easiur | geo_moderate_95 | System cost + health | 2028 | 1.5031 | 46.6129
easiur | geo_moderate_95 | System cost + health | 2029 | 1.4953 | 46.3097
easiur | geo_moderate_95 | System cost + health | 2030 | 1.2919 | 45.6886
easiur | geo_moderate_95 | System cost + health | 2031 | 1.2866 | 45.6833
easiur | geo_moderate_95 | System cost + health | 2032 | 1.1804 | 45.0692
easiur | geo_moderate_95 | System cost + health | 2033 | 1.1767 | 45.0655
easiur | geo_moderate_95 | System cost + health | 2034 | 1.0859 | 45.4895
easiur | geo_moderate_95 | System cost + health | 2035 | 1.0825 | 45.4861
easiur | geo_moderate_95 | System cost + health | 2036 | 1.0158 | 44.8825
easiur | geo_moderate_95 | System cost + health | 2037 | 1.0121 | 44.8787
easiur | geo_moderate_95 | System cost + health | 2038 | 0.97632 | 45.938
easiur | geo_moderate_95 | System cost + health | 2039 | 0.97262 | 45.9343
easiur | geo_moderate_95 | System cost + health | 2040 | 1.0801 | 47.3234
easiur | geo_moderate_95 | System cost + health | 2041 | 1.0764 | 47.3197
easiur | geo_moderate_95 | System cost + health | 2042 | 1.1032 | 45.5455
easiur | geo_moderate_95 | System cost + health | 2043 | 1.1011 | 45.5433
easiur | geo_moderate_95 | System cost + health | 2044 | 0.89819 | 44.69
easiur | geo_moderate_95 | System cost + health | 2045 | 0.8957 | 44.6875
easiur | geo_moderate_95 | System cost + health | 2046 | 0.78552 | 45.4147
easiur | geo_moderate_95 | System cost + health | 2047 | 0.78515 | 45.4143
easiur | geo_moderate_95 | System cost + health | 2048 | 0.68145 | 44.6771
easiur | geo_moderate_95 | System cost + health | 2049 | 0.68134 | 44.677
easiur | geo_moderate_95 | System cost + health | 2050 | 0.43302 | 45.864
inmap | geo_moderate_95 | System cost | 2010 | 61.883 | 84.0061
inmap | geo_moderate_95 | System cost | 2011 | 61.4872 | 83.5076
inmap | geo_moderate_95 | System cost | 2012 | 54.7989 | 68.9816
inmap | geo_moderate_95 | System cost | 2013 | 54.5281 | 68.7018
inmap | geo_moderate_95 | System cost | 2014 | 60.7409 | 79.6623
inmap | geo_moderate_95 | System cost | 2015 | 60.367 | 79.2572
inmap | geo_moderate_95 | System cost | 2016 | 51.2971 | 61.914
inmap | geo_moderate_95 | System cost | 2017 | 51.2144 | 61.8278
inmap | geo_moderate_95 | System cost | 2018 | 52.5947 | 62.1754
inmap | geo_moderate_95 | System cost | 2019 | 52.3881 | 61.9637
inmap | geo_moderate_95 | System cost | 2020 | 46.5703 | 53.8485
inmap | geo_moderate_95 | System cost | 2021 | 45.7371 | 53.0079
inmap | geo_moderate_95 | System cost | 2022 | 53.4984 | 62.1043
inmap | geo_moderate_95 | System cost | 2023 | 52.4822 | 61.0794
inmap | geo_moderate_95 | System cost | 2024 | 46.8198 | 51.1946
inmap | geo_moderate_95 | System cost | 2025 | 46.2465 | 50.6166
inmap | geo_moderate_95 | System cost | 2026 | 45.9243 | 49.007
inmap | geo_moderate_95 | System cost | 2027 | 45.3645 | 48.4431
inmap | geo_moderate_95 | System cost | 2028 | 45.1098 | 46.6927
inmap | geo_moderate_95 | System cost | 2029 | 44.8144 | 46.3936
inmap | geo_moderate_95 | System cost | 2030 | 44.3967 | 45.7476
inmap | geo_moderate_95 | System cost | 2031 | 44.3967 | 45.7449
inmap | geo_moderate_95 | System cost | 2032 | 43.8888 | 45.1271
inmap | geo_moderate_95 | System cost | 2033 | 43.8888 | 45.125
inmap | geo_moderate_95 | System cost | 2034 | 44.4036 | 45.5553
inmap | geo_moderate_95 | System cost | 2035 | 44.4036 | 45.5536
inmap | geo_moderate_95 | System cost | 2036 | 43.8667 | 44.9575
inmap | geo_moderate_95 | System cost | 2037 | 43.8667 | 44.9556
inmap | geo_moderate_95 | System cost | 2038 | 44.9617 | 46.0037
inmap | geo_moderate_95 | System cost | 2039 | 44.9617 | 46.0018
inmap | geo_moderate_95 | System cost | 2040 | 46.2433 | 47.3899
inmap | geo_moderate_95 | System cost | 2041 | 46.2433 | 47.388
inmap | geo_moderate_95 | System cost | 2042 | 44.4422 | 45.6408
inmap | geo_moderate_95 | System cost | 2043 | 44.4422 | 45.64
inmap | geo_moderate_95 | System cost | 2044 | 43.7918 | 44.7294
inmap | geo_moderate_95 | System cost | 2045 | 43.7918 | 44.7286
inmap | geo_moderate_95 | System cost | 2046 | 44.6291 | 45.4392
inmap | geo_moderate_95 | System cost | 2047 | 44.6291 | 45.4391
inmap | geo_moderate_95 | System cost | 2048 | 43.9957 | 44.6798
inmap | geo_moderate_95 | System cost | 2049 | 43.9957 | 44.6798
inmap | geo_moderate_95 | System cost | 2050 | 45.431 | 45.81
inmap | geo_moderate_95 | System cost + health | 2010 | 22.1231 | 84.0061
inmap | geo_moderate_95 | System cost + health | 2011 | 22.0204 | 83.5076
inmap | geo_moderate_95 | System cost + health | 2012 | 14.1827 | 68.9816
inmap | geo_moderate_95 | System cost + health | 2013 | 14.1737 | 68.7018
inmap | geo_moderate_95 | System cost + health | 2014 | 18.9214 | 79.6623
inmap | geo_moderate_95 | System cost + health | 2015 | 18.8902 | 79.2572
inmap | geo_moderate_95 | System cost + health | 2016 | 10.6169 | 61.914
inmap | geo_moderate_95 | System cost + health | 2017 | 10.6133 | 61.8278
inmap | geo_moderate_95 | System cost + health | 2018 | 9.5807 | 62.1754
inmap | geo_moderate_95 | System cost + health | 2019 | 9.5756 | 61.9637
inmap | geo_moderate_95 | System cost + health | 2020 | 7.2782 | 53.8485
inmap | geo_moderate_95 | System cost + health | 2021 | 7.2708 | 53.0079
inmap | geo_moderate_95 | System cost + health | 2022 | 8.6058 | 62.1043
inmap | geo_moderate_95 | System cost + health | 2023 | 8.5972 | 61.0794
inmap | geo_moderate_95 | System cost + health | 2024 | 4.3748 | 51.1946
inmap | geo_moderate_95 | System cost + health | 2025 | 4.3701 | 50.6166
inmap | geo_moderate_95 | System cost + health | 2026 | 3.0827 | 49.007
inmap | geo_moderate_95 | System cost + health | 2027 | 3.0785 | 48.4431
inmap | geo_moderate_95 | System cost + health | 2028 | 1.5829 | 46.6927
inmap | geo_moderate_95 | System cost + health | 2029 | 1.5793 | 46.3936
inmap | geo_moderate_95 | System cost + health | 2030 | 1.3509 | 45.7476
inmap | geo_moderate_95 | System cost + health | 2031 | 1.3482 | 45.7449
inmap | geo_moderate_95 | System cost + health | 2032 | 1.2383 | 45.1271
inmap | geo_moderate_95 | System cost + health | 2033 | 1.2362 | 45.125
inmap | geo_moderate_95 | System cost + health | 2034 | 1.1517 | 45.5553
inmap | geo_moderate_95 | System cost + health | 2035 | 1.15 | 45.5536
inmap | geo_moderate_95 | System cost + health | 2036 | 1.0909 | 44.9575
inmap | geo_moderate_95 | System cost + health | 2037 | 1.089 | 44.9556
inmap | geo_moderate_95 | System cost + health | 2038 | 1.042 | 46.0037
inmap | geo_moderate_95 | System cost + health | 2039 | 1.0401 | 46.0018
inmap | geo_moderate_95 | System cost + health | 2040 | 1.1467 | 47.3899
inmap | geo_moderate_95 | System cost + health | 2041 | 1.1448 | 47.388
inmap | geo_moderate_95 | System cost + health | 2042 | 1.1986 | 45.6408
inmap | geo_moderate_95 | System cost + health | 2043 | 1.1978 | 45.64
inmap | geo_moderate_95 | System cost + health | 2044 | 0.93758 | 44.7294
inmap | geo_moderate_95 | System cost + health | 2045 | 0.93672 | 44.7286
inmap | geo_moderate_95 | System cost + health | 2046 | 0.81004 | 45.4392
inmap | geo_moderate_95 | System cost + health | 2047 | 0.80992 | 45.4391
inmap | geo_moderate_95 | System cost + health | 2048 | 0.68413 | 44.6798
inmap | geo_moderate_95 | System cost + health | 2049 | 0.68409 | 44.6798
inmap | geo_moderate_95 | System cost + health | 2050 | 0.37902 | 45.81

## 49_System cost + health damages
model | scenario | cost_type | year | Average cost ($/MWh) | Net Level Average cost ($/MWh)
ap2 | geo_moderate_95 | System cost | 2010 | 61.883 | 109.2272
ap2 | geo_moderate_95 | System cost | 2011 | 61.4872 | 108.1892
ap2 | geo_moderate_95 | System cost | 2012 | 54.7989 | 84.6142
ap2 | geo_moderate_95 | System cost | 2013 | 54.5281 | 84.2879
ap2 | geo_moderate_95 | System cost | 2014 | 60.7409 | 100.4897
ap2 | geo_moderate_95 | System cost | 2015 | 60.367 | 99.9228
ap2 | geo_moderate_95 | System cost | 2016 | 51.2971 | 73.8331
ap2 | geo_moderate_95 | System cost | 2017 | 51.2144 | 73.7287
ap2 | geo_moderate_95 | System cost | 2018 | 52.5947 | 72.7682
ap2 | geo_moderate_95 | System cost | 2019 | 52.3881 | 72.536
ap2 | geo_moderate_95 | System cost | 2020 | 46.5703 | 61.9227
ap2 | geo_moderate_95 | System cost | 2021 | 45.7371 | 61.0485
ap2 | geo_moderate_95 | System cost | 2022 | 53.4984 | 71.5776
ap2 | geo_moderate_95 | System cost | 2023 | 52.4822 | 70.5125
ap2 | geo_moderate_95 | System cost | 2024 | 46.8198 | 56.1708
ap2 | geo_moderate_95 | System cost | 2025 | 46.2465 | 55.5729
ap2 | geo_moderate_95 | System cost | 2026 | 45.9243 | 52.4576
ap2 | geo_moderate_95 | System cost | 2027 | 45.3645 | 51.8756
ap2 | geo_moderate_95 | System cost | 2028 | 45.1098 | 48.2668
ap2 | geo_moderate_95 | System cost | 2029 | 44.8144 | 47.9515
ap2 | geo_moderate_95 | System cost | 2030 | 44.3967 | 47.0785
ap2 | geo_moderate_95 | System cost | 2031 | 44.3967 | 47.0631
ap2 | geo_moderate_95 | System cost | 2032 | 43.8888 | 46.304
ap2 | geo_moderate_95 | System cost | 2033 | 43.8888 | 46.2911
ap2 | geo_moderate_95 | System cost | 2034 | 44.4036 | 46.6341
ap2 | geo_moderate_95 | System cost | 2035 | 44.4036 | 46.6237
ap2 | geo_moderate_95 | System cost | 2036 | 43.8667 | 45.9608
ap2 | geo_moderate_95 | System cost | 2037 | 43.8667 | 45.9491
ap2 | geo_moderate_95 | System cost | 2038 | 44.9617 | 46.9573
ap2 | geo_moderate_95 | System cost | 2039 | 44.9617 | 46.9459
ap2 | geo_moderate_95 | System cost | 2040 | 46.2433 | 48.484
ap2 | geo_moderate_95 | System cost | 2041 | 46.2433 | 48.4727
ap2 | geo_moderate_95 | System cost | 2042 | 44.4422 | 46.7091
ap2 | geo_moderate_95 | System cost | 2043 | 44.4422 | 46.7062
ap2 | geo_moderate_95 | System cost | 2044 | 43.7918 | 45.4933
ap2 | geo_moderate_95 | System cost | 2045 | 43.7918 | 45.49
ap2 | geo_moderate_95 | System cost | 2046 | 44.6291 | 46.1629
ap2 | geo_moderate_95 | System cost | 2047 | 44.6291 | 46.1624
ap2 | geo_moderate_95 | System cost | 2048 | 43.9957 | 45.3112
ap2 | geo_moderate_95 | System cost | 2049 | 43.9957 | 45.3111
ap2 | geo_moderate_95 | System cost | 2050 | 45.431 | 46.1907
ap2 | geo_moderate_95 | System cost + health | 2010 | 47.3442 | 109.2272
ap2 | geo_moderate_95 | System cost + health | 2011 | 46.702 | 108.1892
ap2 | geo_moderate_95 | System cost + health | 2012 | 29.8154 | 84.6142
ap2 | geo_moderate_95 | System cost + health | 2013 | 29.7598 | 84.2879
ap2 | geo_moderate_95 | System cost + health | 2014 | 39.7488 | 100.4897
ap2 | geo_moderate_95 | System cost + health | 2015 | 39.5558 | 99.9228
ap2 | geo_moderate_95 | System cost + health | 2016 | 22.536 | 73.8331
ap2 | geo_moderate_95 | System cost + health | 2017 | 22.5143 | 73.7287
ap2 | geo_moderate_95 | System cost + health | 2018 | 20.1735 | 72.7682
ap2 | geo_moderate_95 | System cost + health | 2019 | 20.1479 | 72.536
ap2 | geo_moderate_95 | System cost + health | 2020 | 15.3524 | 61.9227
ap2 | geo_moderate_95 | System cost + health | 2021 | 15.3114 | 61.0485
ap2 | geo_moderate_95 | System cost + health | 2022 | 18.0792 | 71.5776
ap2 | geo_moderate_95 | System cost + health | 2023 | 18.0303 | 70.5125
ap2 | geo_moderate_95 | System cost + health | 2024 | 9.3509 | 56.1708
ap2 | geo_moderate_95 | System cost + health | 2025 | 9.3264 | 55.5729
ap2 | geo_moderate_95 | System cost + health | 2026 | 6.5333 | 52.4576
ap2 | geo_moderate_95 | System cost + health | 2027 | 6.511 | 51.8756
ap2 | geo_moderate_95 | System cost + health | 2028 | 3.157 | 48.2668
ap2 | geo_moderate_95 | System cost + health | 2029 | 3.1371 | 47.9515
ap2 | geo_moderate_95 | System cost + health | 2030 | 2.6818 | 47.0785
ap2 | geo_moderate_95 | System cost + health | 2031 | 2.6664 | 47.0631
ap2 | geo_moderate_95 | System cost + health | 2032 | 2.4152 | 46.304
ap2 | geo_moderate_95 | System cost + health | 2033 | 2.4023 | 46.2911
ap2 | geo_moderate_95 | System cost + health | 2034 | 2.2304 | 46.6341
ap2 | geo_moderate_95 | System cost + health | 2035 | 2.2201 | 46.6237
ap2 | geo_moderate_95 | System cost + health | 2036 | 2.0942 | 45.9608
ap2 | geo_moderate_95 | System cost + health | 2037 | 2.0825 | 45.9491
ap2 | geo_moderate_95 | System cost + health | 2038 | 1.9956 | 46.9573
ap2 | geo_moderate_95 | System cost + health | 2039 | 1.9842 | 46.9459
ap2 | geo_moderate_95 | System cost + health | 2040 | 2.2407 | 48.484
ap2 | geo_moderate_95 | System cost + health | 2041 | 2.2294 | 48.4727
ap2 | geo_moderate_95 | System cost + health | 2042 | 2.2669 | 46.7091
ap2 | geo_moderate_95 | System cost + health | 2043 | 2.264 | 46.7062
ap2 | geo_moderate_95 | System cost + health | 2044 | 1.7015 | 45.4933
ap2 | geo_moderate_95 | System cost + health | 2045 | 1.6982 | 45.49
ap2 | geo_moderate_95 | System cost + health | 2046 | 1.5338 | 46.1629
ap2 | geo_moderate_95 | System cost + health | 2047 | 1.5333 | 46.1624
ap2 | geo_moderate_95 | System cost + health | 2048 | 1.3156 | 45.3112
ap2 | geo_moderate_95 | System cost + health | 2049 | 1.3154 | 45.3111
ap2 | geo_moderate_95 | System cost + health | 2050 | 0.75972 | 46.1907
easiur | geo_moderate_95 | System cost | 2010 | 61.883 | 114.2893
easiur | geo_moderate_95 | System cost | 2011 | 61.4872 | 113.4081
easiur | geo_moderate_95 | System cost | 2012 | 54.7989 | 88.1926
easiur | geo_moderate_95 | System cost | 2013 | 54.5281 | 87.8786
easiur | geo_moderate_95 | System cost | 2014 | 60.7409 | 105.03
easiur | geo_moderate_95 | System cost | 2015 | 60.367 | 104.5062
easiur | geo_moderate_95 | System cost | 2016 | 51.2971 | 76.5801
easiur | geo_moderate_95 | System cost | 2017 | 51.2144 | 76.4796
easiur | geo_moderate_95 | System cost | 2018 | 52.5947 | 75.0169
easiur | geo_moderate_95 | System cost | 2019 | 52.3881 | 74.7797
easiur | geo_moderate_95 | System cost | 2020 | 46.5703 | 64.1666
easiur | geo_moderate_95 | System cost | 2021 | 45.7371 | 63.292
easiur | geo_moderate_95 | System cost | 2022 | 53.4984 | 73.4811
easiur | geo_moderate_95 | System cost | 2023 | 52.4822 | 72.4181
easiur | geo_moderate_95 | System cost | 2024 | 46.8198 | 57.4274
easiur | geo_moderate_95 | System cost | 2025 | 46.2465 | 56.8264
easiur | geo_moderate_95 | System cost | 2026 | 45.9243 | 53.4129
easiur | geo_moderate_95 | System cost | 2027 | 45.3645 | 52.8288
easiur | geo_moderate_95 | System cost | 2028 | 45.1098 | 48.9716
easiur | geo_moderate_95 | System cost | 2029 | 44.8144 | 48.6561
easiur | geo_moderate_95 | System cost | 2030 | 44.3967 | 47.716
easiur | geo_moderate_95 | System cost | 2031 | 44.3967 | 47.7021
easiur | geo_moderate_95 | System cost | 2032 | 43.8888 | 46.9215
easiur | geo_moderate_95 | System cost | 2033 | 43.8888 | 46.9119
easiur | geo_moderate_95 | System cost | 2034 | 44.4036 | 47.1934
easiur | geo_moderate_95 | System cost | 2035 | 44.4036 | 47.1847
easiur | geo_moderate_95 | System cost | 2036 | 43.8667 | 46.4765
easiur | geo_moderate_95 | System cost | 2037 | 43.8667 | 46.4669
easiur | geo_moderate_95 | System cost | 2038 | 44.9617 | 47.4701
easiur | geo_moderate_95 | System cost | 2039 | 44.9617 | 47.4606
easiur | geo_moderate_95 | System cost | 2040 | 46.2433 | 49.0184
easiur | geo_moderate_95 | System cost | 2041 | 46.2433 | 49.0088
easiur | geo_moderate_95 | System cost | 2042 | 44.4422 | 47.2766
easiur | geo_moderate_95 | System cost | 2043 | 44.4422 | 47.2711
easiur | geo_moderate_95 | System cost | 2044 | 43.7918 | 46.0995
easiur | geo_moderate_95 | System cost | 2045 | 43.7918 | 46.0931
easiur | geo_moderate_95 | System cost | 2046 | 44.6291 | 46.6473
easiur | geo_moderate_95 | System cost | 2047 | 44.6291 | 46.6464
easiur | geo_moderate_95 | System cost | 2048 | 43.9957 | 45.7465
easiur | geo_moderate_95 | System cost | 2049 | 43.9957 | 45.7462
easiur | geo_moderate_95 | System cost | 2050 | 45.431 | 46.5435
easiur | geo_moderate_95 | System cost + health | 2010 | 52.4062 | 114.2893
easiur | geo_moderate_95 | System cost + health | 2011 | 51.9209 | 113.4081
easiur | geo_moderate_95 | System cost + health | 2012 | 33.3938 | 88.1926
easiur | geo_moderate_95 | System cost + health | 2013 | 33.3506 | 87.8786
easiur | geo_moderate_95 | System cost + health | 2014 | 44.2891 | 105.03
easiur | geo_moderate_95 | System cost + health | 2015 | 44.1392 | 104.5062
easiur | geo_moderate_95 | System cost + health | 2016 | 25.283 | 76.5801
easiur | geo_moderate_95 | System cost + health | 2017 | 25.2652 | 76.4796
easiur | geo_moderate_95 | System cost + health | 2018 | 22.4223 | 75.0169
easiur | geo_moderate_95 | System cost + health | 2019 | 22.3916 | 74.7797
easiur | geo_moderate_95 | System cost + health | 2020 | 17.5963 | 64.1666
easiur | geo_moderate_95 | System cost + health | 2021 | 17.5549 | 63.292
easiur | geo_moderate_95 | System cost + health | 2022 | 19.9826 | 73.4811
easiur | geo_moderate_95 | System cost + health | 2023 | 19.9359 | 72.4181
easiur | geo_moderate_95 | System cost + health | 2024 | 10.6076 | 57.4274
easiur | geo_moderate_95 | System cost + health | 2025 | 10.5799 | 56.8264
easiur | geo_moderate_95 | System cost + health | 2026 | 7.4886 | 53.4129
easiur | geo_moderate_95 | System cost + health | 2027 | 7.4643 | 52.8288
easiur | geo_moderate_95 | System cost + health | 2028 | 3.8618 | 48.9716
easiur | geo_moderate_95 | System cost + health | 2029 | 3.8417 | 48.6561
easiur | geo_moderate_95 | System cost + health | 2030 | 3.3193 | 47.716
easiur | geo_moderate_95 | System cost + health | 2031 | 3.3054 | 47.7021
easiur | geo_moderate_95 | System cost + health | 2032 | 3.0327 | 46.9215
easiur | geo_moderate_95 | System cost + health | 2033 | 3.0231 | 46.9119
easiur | geo_moderate_95 | System cost + health | 2034 | 2.7898 | 47.1934
easiur | geo_moderate_95 | System cost + health | 2035 | 2.7811 | 47.1847
easiur | geo_moderate_95 | System cost + health | 2036 | 2.6098 | 46.4765
easiur | geo_moderate_95 | System cost + health | 2037 | 2.6002 | 46.4669
easiur | geo_moderate_95 | System cost + health | 2038 | 2.5084 | 47.4701
easiur | geo_moderate_95 | System cost + health | 2039 | 2.4989 | 47.4606
easiur | geo_moderate_95 | System cost + health | 2040 | 2.7751 | 49.0184
easiur | geo_moderate_95 | System cost + health | 2041 | 2.7656 | 49.0088
easiur | geo_moderate_95 | System cost + health | 2042 | 2.8344 | 47.2766
easiur | geo_moderate_95 | System cost + health | 2043 | 2.8288 | 47.2711
easiur | geo_moderate_95 | System cost + health | 2044 | 2.3076 | 46.0995
easiur | geo_moderate_95 | System cost + health | 2045 | 2.3012 | 46.0931
easiur | geo_moderate_95 | System cost + health | 2046 | 2.0181 | 46.6473
easiur | geo_moderate_95 | System cost + health | 2047 | 2.0172 | 46.6464
easiur | geo_moderate_95 | System cost + health | 2048 | 1.7508 | 45.7465
easiur | geo_moderate_95 | System cost + health | 2049 | 1.7505 | 45.7462
easiur | geo_moderate_95 | System cost + health | 2050 | 1.1125 | 46.5435
inmap | geo_moderate_95 | System cost | 2010 | 61.883 | 118.7223
inmap | geo_moderate_95 | System cost | 2011 | 61.4872 | 118.0628
inmap | geo_moderate_95 | System cost | 2012 | 54.7989 | 91.2374
inmap | geo_moderate_95 | System cost | 2013 | 54.5281 | 90.9435
inmap | geo_moderate_95 | System cost | 2014 | 60.7409 | 109.3542
inmap | geo_moderate_95 | System cost | 2015 | 60.367 | 108.9002
inmap | geo_moderate_95 | System cost | 2016 | 51.2971 | 78.5743
inmap | geo_moderate_95 | System cost | 2017 | 51.2144 | 78.4824
inmap | geo_moderate_95 | System cost | 2018 | 52.5947 | 77.2096
inmap | geo_moderate_95 | System cost | 2019 | 52.3881 | 76.99
inmap | geo_moderate_95 | System cost | 2020 | 46.5703 | 65.2696
inmap | geo_moderate_95 | System cost | 2021 | 45.7371 | 64.4173
inmap | geo_moderate_95 | System cost | 2022 | 53.4984 | 75.6087
inmap | geo_moderate_95 | System cost | 2023 | 52.4822 | 74.5702
inmap | geo_moderate_95 | System cost | 2024 | 46.8198 | 58.0597
inmap | geo_moderate_95 | System cost | 2025 | 46.2465 | 57.4743
inmap | geo_moderate_95 | System cost | 2026 | 45.9243 | 53.8445
inmap | geo_moderate_95 | System cost | 2027 | 45.3645 | 53.274
inmap | geo_moderate_95 | System cost | 2028 | 45.1098 | 49.1765
inmap | geo_moderate_95 | System cost | 2029 | 44.8144 | 48.8718
inmap | geo_moderate_95 | System cost | 2030 | 44.3967 | 47.8674
inmap | geo_moderate_95 | System cost | 2031 | 44.3967 | 47.8606
inmap | geo_moderate_95 | System cost | 2032 | 43.8888 | 47.0702
inmap | geo_moderate_95 | System cost | 2033 | 43.8888 | 47.0649
inmap | geo_moderate_95 | System cost | 2034 | 44.4036 | 47.3626
inmap | geo_moderate_95 | System cost | 2035 | 44.4036 | 47.3582
inmap | geo_moderate_95 | System cost | 2036 | 43.8667 | 46.6694
inmap | geo_moderate_95 | System cost | 2037 | 43.8667 | 46.6644
inmap | geo_moderate_95 | System cost | 2038 | 44.9617 | 47.6389
inmap | geo_moderate_95 | System cost | 2039 | 44.9617 | 47.634
inmap | geo_moderate_95 | System cost | 2040 | 46.2433 | 49.1892
inmap | geo_moderate_95 | System cost | 2041 | 46.2433 | 49.1844
inmap | geo_moderate_95 | System cost | 2042 | 44.4422 | 47.5216
inmap | geo_moderate_95 | System cost | 2043 | 44.4422 | 47.5197
inmap | geo_moderate_95 | System cost | 2044 | 43.7918 | 46.2007
inmap | geo_moderate_95 | System cost | 2045 | 43.7918 | 46.1985
inmap | geo_moderate_95 | System cost | 2046 | 44.6291 | 46.7103
inmap | geo_moderate_95 | System cost | 2047 | 44.6291 | 46.71
inmap | geo_moderate_95 | System cost | 2048 | 43.9957 | 45.7533
inmap | geo_moderate_95 | System cost | 2049 | 43.9957 | 45.7532
inmap | geo_moderate_95 | System cost | 2050 | 45.431 | 46.4048
inmap | geo_moderate_95 | System cost + health | 2010 | 56.8393 | 118.7223
inmap | geo_moderate_95 | System cost + health | 2011 | 56.5756 | 118.0628
inmap | geo_moderate_95 | System cost + health | 2012 | 36.4386 | 91.2374
inmap | geo_moderate_95 | System cost + health | 2013 | 36.4155 | 90.9435
inmap | geo_moderate_95 | System cost + health | 2014 | 48.6133 | 109.3542
inmap | geo_moderate_95 | System cost + health | 2015 | 48.5332 | 108.9002
inmap | geo_moderate_95 | System cost + health | 2016 | 27.2772 | 78.5743
inmap | geo_moderate_95 | System cost + health | 2017 | 27.268 | 78.4824
inmap | geo_moderate_95 | System cost + health | 2018 | 24.6149 | 77.2096
inmap | geo_moderate_95 | System cost + health | 2019 | 24.6019 | 76.99
inmap | geo_moderate_95 | System cost + health | 2020 | 18.6993 | 65.2696
inmap | geo_moderate_95 | System cost + health | 2021 | 18.6802 | 64.4173
inmap | geo_moderate_95 | System cost + health | 2022 | 22.1102 | 75.6087
inmap | geo_moderate_95 | System cost + health | 2023 | 22.088 | 74.5702
inmap | geo_moderate_95 | System cost + health | 2024 | 11.2398 | 58.0597
inmap | geo_moderate_95 | System cost + health | 2025 | 11.2278 | 57.4743
inmap | geo_moderate_95 | System cost + health | 2026 | 7.9202 | 53.8445
inmap | geo_moderate_95 | System cost + health | 2027 | 7.9095 | 53.274
inmap | geo_moderate_95 | System cost + health | 2028 | 4.0667 | 49.1765
inmap | geo_moderate_95 | System cost + health | 2029 | 4.0574 | 48.8718
inmap | geo_moderate_95 | System cost + health | 2030 | 3.4707 | 47.8674
inmap | geo_moderate_95 | System cost + health | 2031 | 3.4639 | 47.8606
inmap | geo_moderate_95 | System cost + health | 2032 | 3.1814 | 47.0702
inmap | geo_moderate_95 | System cost + health | 2033 | 3.1761 | 47.0649
inmap | geo_moderate_95 | System cost + health | 2034 | 2.959 | 47.3626
inmap | geo_moderate_95 | System cost + health | 2035 | 2.9546 | 47.3582
inmap | geo_moderate_95 | System cost + health | 2036 | 2.8027 | 46.6694
inmap | geo_moderate_95 | System cost + health | 2037 | 2.7978 | 46.6644
inmap | geo_moderate_95 | System cost + health | 2038 | 2.6772 | 47.6389
inmap | geo_moderate_95 | System cost + health | 2039 | 2.6723 | 47.634
inmap | geo_moderate_95 | System cost + health | 2040 | 2.946 | 49.1892
inmap | geo_moderate_95 | System cost + health | 2041 | 2.9411 | 49.1844
inmap | geo_moderate_95 | System cost + health | 2042 | 3.0794 | 47.5216
inmap | geo_moderate_95 | System cost + health | 2043 | 3.0774 | 47.5197
inmap | geo_moderate_95 | System cost + health | 2044 | 2.4088 | 46.2007
inmap | geo_moderate_95 | System cost + health | 2045 | 2.4066 | 46.1985
inmap | geo_moderate_95 | System cost + health | 2046 | 2.0812 | 46.7103
inmap | geo_moderate_95 | System cost + health | 2047 | 2.0808 | 46.71
inmap | geo_moderate_95 | System cost + health | 2048 | 1.7577 | 45.7533
inmap | geo_moderate_95 | System cost + health | 2049 | 1.7576 | 45.7532
inmap | geo_moderate_95 | System cost + health | 2050 | 0.97376 | 46.4048

## 50_Runtime (hours)
process | scenario | processtime | Net Level processtime
input_processing/calc_financial_inputs.py | geo_moderate_95 | 0.0014492 | 25.1881
input_processing/fuelcostprep.py | geo_moderate_95 | 5.4168e-05 | 25.1881
input_processing/writecapdat.py | geo_moderate_95 | 0.00055223 | 25.1881
input_processing/writesupplycurves.py | geo_moderate_95 | 0.0073348 | 25.1881
input_processing/cfgather.py | geo_moderate_95 | 0.000135 | 25.1881
input_processing/writedrshift.py | geo_moderate_95 | 3.6392e-05 | 25.1881
input_processing/plantcostprep.py | geo_moderate_95 | 7.8333e-05 | 25.1881
input_processing/all_year_load.py | geo_moderate_95 | 0.016662 | 25.1881
input_processing/climateprep.py | geo_moderate_95 | 3.3333e-06 | 25.1881
input_processing/ldc_prep.py | geo_moderate_95 | 0.015977 | 25.1881
input_processing/writehintage.py | geo_moderate_95 | 0.008162 | 25.1881
input_processing/transmission_multilink.py | geo_moderate_95 | 0.0031152 | 25.1881
input_processing/hourly_process.py | geo_moderate_95 | 1.11e-06 | 25.1881
createmodel.gms | geo_moderate_95 | 0.027991 | 25.1881
d_solveoneyear.gms | geo_moderate_95 | 19.595 | 25.1881
reeds_augur/a_prep_data.py | geo_moderate_95 | 0.51887 | 25.1881
reeds_augur/b1_osprey.gms | geo_moderate_95 | 4.1825 | 25.1881
reeds_augur/b2_gdx_dump.gms | geo_moderate_95 | 0.058909 | 25.1881
reeds_augur/c1_existing_curtailment.py | geo_moderate_95 | 0.087916 | 25.1881
reeds_augur/c2_marginal_curtailment.py | geo_moderate_95 | 0.17148 | 25.1881
reeds_augur/d_condor.py | geo_moderate_95 | 5.4528e-06 | 25.1881
reeds_augur/e_capacity_credit.py | geo_moderate_95 | 0.21717 | 25.1881
reeds_augur/f_plots.py | geo_moderate_95 | 0.12636 | 25.1881
e_report.gms | geo_moderate_95 | 0.14062 | 25.1881
e_report_dump.gms | geo_moderate_95 | 0.0077864 | 25.1881

## 51_Runtime by year (hours)
scenario | process | year | processtime | Net Level processtime
geo_moderate_95 | input_processing/calc_financial_inputs.py | 2000 | 0.0014492 | 0.22996
geo_moderate_95 | input_processing/fuelcostprep.py | 2000 | 5.4168e-05 | 0.22996
geo_moderate_95 | input_processing/writecapdat.py | 2000 | 0.00055223 | 0.22996
geo_moderate_95 | input_processing/writesupplycurves.py | 2000 | 0.0073348 | 0.22996
geo_moderate_95 | input_processing/cfgather.py | 2000 | 0.000135 | 0.22996
geo_moderate_95 | input_processing/writedrshift.py | 2000 | 3.6392e-05 | 0.22996
geo_moderate_95 | input_processing/plantcostprep.py | 2000 | 7.8333e-05 | 0.22996
geo_moderate_95 | input_processing/all_year_load.py | 2000 | 0.016662 | 0.22996
geo_moderate_95 | input_processing/climateprep.py | 2000 | 3.3333e-06 | 0.22996
geo_moderate_95 | input_processing/ldc_prep.py | 2000 | 0.015977 | 0.22996
geo_moderate_95 | input_processing/writehintage.py | 2000 | 0.008162 | 0.22996
geo_moderate_95 | input_processing/transmission_multilink.py | 2000 | 0.0031152 | 0.22996
geo_moderate_95 | input_processing/hourly_process.py | 2000 | 1.11e-06 | 0.22996
geo_moderate_95 | createmodel.gms | 2000 | 0.027991 | 0.22996
geo_moderate_95 | d_solveoneyear.gms | 2010 | 0.029744 | 0.029744
geo_moderate_95 | d_solveoneyear.gms | 2012 | 0.041493 | 0.041493
geo_moderate_95 | d_solveoneyear.gms | 2014 | 0.024694 | 0.024694
geo_moderate_95 | d_solveoneyear.gms | 2016 | 0.035316 | 0.035316
geo_moderate_95 | d_solveoneyear.gms | 2018 | 0.023005 | 0.023005
geo_moderate_95 | d_solveoneyear.gms | 2020 | 0.42952 | 0.59466
geo_moderate_95 | d_solveoneyear.gms | 2022 | 5.8062 | 6.0123
geo_moderate_95 | d_solveoneyear.gms | 2024 | 0.6779 | 0.92532
geo_moderate_95 | d_solveoneyear.gms | 2026 | 1.3238 | 1.6645
geo_moderate_95 | d_solveoneyear.gms | 2028 | 0.63155 | 0.97258
geo_moderate_95 | d_solveoneyear.gms | 2030 | 1.052 | 1.5555
geo_moderate_95 | d_solveoneyear.gms | 2032 | 0.96057 | 1.3195
geo_moderate_95 | d_solveoneyear.gms | 2034 | 0.94448 | 1.3851
geo_moderate_95 | d_solveoneyear.gms | 2036 | 0.88618 | 1.279
geo_moderate_95 | d_solveoneyear.gms | 2038 | 1.4152 | 1.8123
geo_moderate_95 | d_solveoneyear.gms | 2040 | 0.76446 | 1.2023
geo_moderate_95 | d_solveoneyear.gms | 2042 | 0.44902 | 0.86636
geo_moderate_95 | d_solveoneyear.gms | 2044 | 0.83023 | 1.2013
geo_moderate_95 | d_solveoneyear.gms | 2046 | 0.90258 | 1.2648
geo_moderate_95 | d_solveoneyear.gms | 2048 | 1.0862 | 1.4676
geo_moderate_95 | d_solveoneyear.gms | 2050 | 1.2808 | 1.2808
geo_moderate_95 | reeds_augur/a_prep_data.py | 2020 | 0.024271 | 0.59466
geo_moderate_95 | reeds_augur/a_prep_data.py | 2022 | 0.023122 | 6.0123
geo_moderate_95 | reeds_augur/a_prep_data.py | 2024 | 0.058945 | 0.92532
geo_moderate_95 | reeds_augur/a_prep_data.py | 2026 | 0.039742 | 1.6645
geo_moderate_95 | reeds_augur/a_prep_data.py | 2028 | 0.024859 | 0.97258
geo_moderate_95 | reeds_augur/a_prep_data.py | 2030 | 0.036607 | 1.5555
geo_moderate_95 | reeds_augur/a_prep_data.py | 2032 | 0.034662 | 1.3195
geo_moderate_95 | reeds_augur/a_prep_data.py | 2034 | 0.034686 | 1.3851
geo_moderate_95 | reeds_augur/a_prep_data.py | 2036 | 0.036315 | 1.279
geo_moderate_95 | reeds_augur/a_prep_data.py | 2038 | 0.034331 | 1.8123
geo_moderate_95 | reeds_augur/a_prep_data.py | 2040 | 0.033545 | 1.2023
geo_moderate_95 | reeds_augur/a_prep_data.py | 2042 | 0.033971 | 0.86636
geo_moderate_95 | reeds_augur/a_prep_data.py | 2044 | 0.034868 | 1.2013
geo_moderate_95 | reeds_augur/a_prep_data.py | 2046 | 0.033848 | 1.2648
geo_moderate_95 | reeds_augur/a_prep_data.py | 2048 | 0.0351 | 1.4676
geo_moderate_95 | reeds_augur/b1_osprey.gms | 2020 | 0.11467 | 0.59466
geo_moderate_95 | reeds_augur/b1_osprey.gms | 2022 | 0.13502 | 6.0123
geo_moderate_95 | reeds_augur/b1_osprey.gms | 2024 | 0.15961 | 0.92532
geo_moderate_95 | reeds_augur/b1_osprey.gms | 2026 | 0.26127 | 1.6645
geo_moderate_95 | reeds_augur/b1_osprey.gms | 2028 | 0.28387 | 0.97258
geo_moderate_95 | reeds_augur/b1_osprey.gms | 2030 | 0.39338 | 1.5555
geo_moderate_95 | reeds_augur/b1_osprey.gms | 2032 | 0.2862 | 1.3195
geo_moderate_95 | reeds_augur/b1_osprey.gms | 2034 | 0.36606 | 1.3851
geo_moderate_95 | reeds_augur/b1_osprey.gms | 2036 | 0.2826 | 1.279
geo_moderate_95 | reeds_augur/b1_osprey.gms | 2038 | 0.33312 | 1.8123
geo_moderate_95 | reeds_augur/b1_osprey.gms | 2040 | 0.32636 | 1.2023
geo_moderate_95 | reeds_augur/b1_osprey.gms | 2042 | 0.3538 | 0.86636
geo_moderate_95 | reeds_augur/b1_osprey.gms | 2044 | 0.29543 | 1.2013
geo_moderate_95 | reeds_augur/b1_osprey.gms | 2046 | 0.28723 | 1.2648
geo_moderate_95 | reeds_augur/b1_osprey.gms | 2048 | 0.30389 | 1.4676
geo_moderate_95 | reeds_augur/b2_gdx_dump.gms | 2020 | 0.0037229 | 0.59466
geo_moderate_95 | reeds_augur/b2_gdx_dump.gms | 2022 | 0.0036125 | 6.0123
geo_moderate_95 | reeds_augur/b2_gdx_dump.gms | 2024 | 0.0032061 | 0.92532
geo_moderate_95 | reeds_augur/b2_gdx_dump.gms | 2026 | 0.0043066 | 1.6645
geo_moderate_95 | reeds_augur/b2_gdx_dump.gms | 2028 | 0.0044296 | 0.97258
geo_moderate_95 | reeds_augur/b2_gdx_dump.gms | 2030 | 0.0038562 | 1.5555
geo_moderate_95 | reeds_augur/b2_gdx_dump.gms | 2032 | 0.0038609 | 1.3195
geo_moderate_95 | reeds_augur/b2_gdx_dump.gms | 2034 | 0.0040025 | 1.3851
geo_moderate_95 | reeds_augur/b2_gdx_dump.gms | 2036 | 0.0038973 | 1.279
geo_moderate_95 | reeds_augur/b2_gdx_dump.gms | 2038 | 0.0031266 | 1.8123
geo_moderate_95 | reeds_augur/b2_gdx_dump.gms | 2040 | 0.0043228 | 1.2023
geo_moderate_95 | reeds_augur/b2_gdx_dump.gms | 2042 | 0.0032538 | 0.86636
geo_moderate_95 | reeds_augur/b2_gdx_dump.gms | 2044 | 0.0042918 | 1.2013
geo_moderate_95 | reeds_augur/b2_gdx_dump.gms | 2046 | 0.0044348 | 1.2648
geo_moderate_95 | reeds_augur/b2_gdx_dump.gms | 2048 | 0.0045847 | 1.4676
geo_moderate_95 | reeds_augur/c1_existing_curtailment.py | 2020 | 0.0050345 | 0.59466
geo_moderate_95 | reeds_augur/c1_existing_curtailment.py | 2022 | 0.0047957 | 6.0123
geo_moderate_95 | reeds_augur/c1_existing_curtailment.py | 2024 | 0.0043599 | 0.92532
geo_moderate_95 | reeds_augur/c1_existing_curtailment.py | 2026 | 0.0069984 | 1.6645
geo_moderate_95 | reeds_augur/c1_existing_curtailment.py | 2028 | 0.0069589 | 0.97258
geo_moderate_95 | reeds_augur/c1_existing_curtailment.py | 2030 | 0.0062775 | 1.5555
geo_moderate_95 | reeds_augur/c1_existing_curtailment.py | 2032 | 0.0058547 | 1.3195
geo_moderate_95 | reeds_augur/c1_existing_curtailment.py | 2034 | 0.0060621 | 1.3851
geo_moderate_95 | reeds_augur/c1_existing_curtailment.py | 2036 | 0.006261 | 1.279
geo_moderate_95 | reeds_augur/c1_existing_curtailment.py | 2038 | 0.0043894 | 1.8123
geo_moderate_95 | reeds_augur/c1_existing_curtailment.py | 2040 | 0.0066998 | 1.2023
geo_moderate_95 | reeds_augur/c1_existing_curtailment.py | 2042 | 0.0045783 | 0.86636
geo_moderate_95 | reeds_augur/c1_existing_curtailment.py | 2044 | 0.00632 | 1.2013
geo_moderate_95 | reeds_augur/c1_existing_curtailment.py | 2046 | 0.0065112 | 1.2648
geo_moderate_95 | reeds_augur/c1_existing_curtailment.py | 2048 | 0.0068143 | 1.4676
geo_moderate_95 | reeds_augur/c2_marginal_curtailment.py | 2020 | 0.0079008 | 0.59466
geo_moderate_95 | reeds_augur/c2_marginal_curtailment.py | 2022 | 0.0079916 | 6.0123
geo_moderate_95 | reeds_augur/c2_marginal_curtailment.py | 2024 | 0.0085824 | 0.92532
geo_moderate_95 | reeds_augur/c2_marginal_curtailment.py | 2026 | 0.013199 | 1.6645
geo_moderate_95 | reeds_augur/c2_marginal_curtailment.py | 2028 | 0.010497 | 0.97258
geo_moderate_95 | reeds_augur/c2_marginal_curtailment.py | 2030 | 0.013064 | 1.5555
geo_moderate_95 | reeds_augur/c2_marginal_curtailment.py | 2032 | 0.012718 | 1.3195
geo_moderate_95 | reeds_augur/c2_marginal_curtailment.py | 2034 | 0.013288 | 1.3851
geo_moderate_95 | reeds_augur/c2_marginal_curtailment.py | 2036 | 0.01284 | 1.279
geo_moderate_95 | reeds_augur/c2_marginal_curtailment.py | 2038 | 0.0094524 | 1.8123
geo_moderate_95 | reeds_augur/c2_marginal_curtailment.py | 2040 | 0.013494 | 1.2023
geo_moderate_95 | reeds_augur/c2_marginal_curtailment.py | 2042 | 0.0091701 | 0.86636
geo_moderate_95 | reeds_augur/c2_marginal_curtailment.py | 2044 | 0.012834 | 1.2013
geo_moderate_95 | reeds_augur/c2_marginal_curtailment.py | 2046 | 0.013101 | 1.2648
geo_moderate_95 | reeds_augur/c2_marginal_curtailment.py | 2048 | 0.013346 | 1.4676
geo_moderate_95 | reeds_augur/d_condor.py | 2020 | 0 | 0.59466
geo_moderate_95 | reeds_augur/d_condor.py | 2022 | 0 | 6.0123
geo_moderate_95 | reeds_augur/d_condor.py | 2024 | 2.7778e-07 | 0.92532
geo_moderate_95 | reeds_augur/d_condor.py | 2026 | 2.7806e-07 | 1.6645
geo_moderate_95 | reeds_augur/d_condor.py | 2028 | 0 | 0.97258
geo_moderate_95 | reeds_augur/d_condor.py | 2030 | 0 | 1.5555
geo_moderate_95 | reeds_augur/d_condor.py | 2032 | 0 | 1.3195
geo_moderate_95 | reeds_augur/d_condor.py | 2034 | 2.7806e-07 | 1.3851
geo_moderate_95 | reeds_augur/d_condor.py | 2036 | 2.7806e-07 | 1.279
geo_moderate_95 | reeds_augur/d_condor.py | 2038 | 0 | 1.8123
geo_moderate_95 | reeds_augur/d_condor.py | 2040 | 4.3408e-06 | 1.2023
geo_moderate_95 | reeds_augur/d_condor.py | 2042 | 0 | 0.86636
geo_moderate_95 | reeds_augur/d_condor.py | 2044 | 0 | 1.2013
geo_moderate_95 | reeds_augur/d_condor.py | 2046 | 0 | 1.2648
geo_moderate_95 | reeds_augur/d_condor.py | 2048 | 0 | 1.4676
geo_moderate_95 | reeds_augur/e_capacity_credit.py | 2020 | 0.0095387 | 0.59466
geo_moderate_95 | reeds_augur/e_capacity_credit.py | 2022 | 0.0092774 | 6.0123
geo_moderate_95 | reeds_augur/e_capacity_credit.py | 2024 | 0.012726 | 0.92532
geo_moderate_95 | reeds_augur/e_capacity_credit.py | 2026 | 0.015175 | 1.6645
geo_moderate_95 | reeds_augur/e_capacity_credit.py | 2028 | 0.010423 | 0.97258
geo_moderate_95 | reeds_augur/e_capacity_credit.py | 2030 | 0.015536 | 1.5555
geo_moderate_95 | reeds_augur/e_capacity_credit.py | 2032 | 0.015633 | 1.3195
geo_moderate_95 | reeds_augur/e_capacity_credit.py | 2034 | 0.0165 | 1.3851
geo_moderate_95 | reeds_augur/e_capacity_credit.py | 2036 | 0.016835 | 1.279
geo_moderate_95 | reeds_augur/e_capacity_credit.py | 2038 | 0.012673 | 1.8123
geo_moderate_95 | reeds_augur/e_capacity_credit.py | 2040 | 0.018284 | 1.2023
geo_moderate_95 | reeds_augur/e_capacity_credit.py | 2042 | 0.012563 | 0.86636
geo_moderate_95 | reeds_augur/e_capacity_credit.py | 2044 | 0.017298 | 1.2013
geo_moderate_95 | reeds_augur/e_capacity_credit.py | 2046 | 0.017117 | 1.2648
geo_moderate_95 | reeds_augur/e_capacity_credit.py | 2048 | 0.017594 | 1.4676
geo_moderate_95 | reeds_augur/f_plots.py | 2022 | 0.022355 | 6.0123
geo_moderate_95 | reeds_augur/f_plots.py | 2030 | 0.034742 | 1.5555
geo_moderate_95 | reeds_augur/f_plots.py | 2036 | 0.034091 | 1.279
geo_moderate_95 | reeds_augur/f_plots.py | 2040 | 0.03517 | 1.2023
geo_moderate_95 | e_report.gms | 2000 | 0.14062 | 0.22996
geo_moderate_95 | e_report_dump.gms | 2000 | 0.0077864 | 0.22996