## meta
Build date/time: 2023-08-11-11-38-03
Data Source(s):
C:\Users\cc143\Documents\GitHub\ReEDS_OpenAccess\runs\geo_moderate
Default Config:
var_dollar_year: 2021
var_discount_rate: 0.05
var_pv_year: 2022
var_end_year: 2050

## 1_Error Check
scenario | type | Value | Net Level Value
geo_moderate | m_rsc_dat | -99915.6919 | -99915.6919
geo_moderate | z | 0.02597 | 0.02597

## 2_Intertemporal Capacity by Ite
tech | vintage | year | iter | Capacity (GW) | scenario | rs | rb | st | rto | interconnect | country | cendiv

## 3_Generation (TWh)
scenario | tech | year | Generation (TWh) | Net Level Generation (TWh)
geo_moderate | nuclear | 2010 | 805.585 | 3992.8547
geo_moderate | nuclear | 2012 | 709.8491 | 3917.1897
geo_moderate | nuclear | 2014 | 731.0472 | 3987.5599
geo_moderate | nuclear | 2016 | 743.28 | 3945.078
geo_moderate | nuclear | 2018 | 709.0055 | 3957.7638
geo_moderate | nuclear | 2020 | 528.5259 | 4086.8917
geo_moderate | nuclear | 2022 | 497.4377 | 4125.7444
geo_moderate | nuclear | 2024 | 769.0261 | 4201.576
geo_moderate | nuclear | 2026 | 767.7439 | 4277.5876
geo_moderate | nuclear | 2028 | 756.4027 | 4390.7686
geo_moderate | nuclear | 2030 | 721.0813 | 4525.1956
geo_moderate | nuclear | 2032 | 722.3309 | 4651.1228
geo_moderate | nuclear | 2034 | 686.079 | 4790.6964
geo_moderate | nuclear | 2036 | 660.0148 | 4949.5304
geo_moderate | nuclear | 2038 | 665.7694 | 5105.9118
geo_moderate | nuclear | 2040 | 684.7008 | 5248.9122
geo_moderate | nuclear | 2042 | 689.263 | 5379.4156
geo_moderate | nuclear | 2044 | 690.1775 | 5501.8228
geo_moderate | nuclear | 2046 | 690.3261 | 5619.5522
geo_moderate | nuclear | 2048 | 690.4794 | 5746.182
geo_moderate | nuclear | 2050 | 674.1136 | 5880.9948
geo_moderate | coal | 2010 | 1752.4205 | 3992.8547
geo_moderate | coal | 2012 | 1276.7627 | 3917.1897
geo_moderate | coal | 2014 | 1543.4681 | 3987.5599
geo_moderate | coal | 2016 | 1096.2787 | 3945.078
geo_moderate | coal | 2018 | 989.6813 | 3957.7638
geo_moderate | coal | 2020 | 924.699 | 4086.8917
geo_moderate | coal | 2022 | 946.3976 | 4125.7444
geo_moderate | coal | 2024 | 305.8731 | 4201.576
geo_moderate | coal | 2026 | 207.3186 | 4277.5876
geo_moderate | coal | 2028 | 106.5047 | 4390.7686
geo_moderate | coal | 2030 | 95.5062 | 4525.1956
geo_moderate | coal | 2032 | 91.6512 | 4651.1228
geo_moderate | coal | 2034 | 88.4704 | 4790.6964
geo_moderate | coal | 2036 | 83.322 | 4949.5304
geo_moderate | coal | 2038 | 81.6582 | 5105.9118
geo_moderate | coal | 2040 | 97.2242 | 5248.9122
geo_moderate | coal | 2042 | 104.4309 | 5379.4156
geo_moderate | coal | 2044 | 105.6638 | 5501.8228
geo_moderate | coal | 2046 | 106.1283 | 5619.5522
geo_moderate | coal | 2048 | 120.9821 | 5746.182
geo_moderate | coal | 2050 | 103.4242 | 5880.9948
geo_moderate | gas-cc | 2010 | 783.8827 | 3992.8547
geo_moderate | gas-cc | 2012 | 893.0233 | 3917.1897
geo_moderate | gas-cc | 2014 | 756.8019 | 3987.5599
geo_moderate | gas-cc | 2016 | 993.1275 | 3945.078
geo_moderate | gas-cc | 2018 | 1141.184 | 3957.7638
geo_moderate | gas-cc | 2020 | 1239.6499 | 4086.8917
geo_moderate | gas-cc | 2022 | 1027.0979 | 4125.7444
geo_moderate | gas-cc | 2024 | 1055.1317 | 4201.576
geo_moderate | gas-cc | 2026 | 936.919 | 4277.5876
geo_moderate | gas-cc | 2028 | 776.3197 | 4390.7686
geo_moderate | gas-cc | 2030 | 524.9251 | 4525.1956
geo_moderate | gas-cc | 2032 | 480.1995 | 4651.1228
geo_moderate | gas-cc | 2034 | 407.4655 | 4790.6964
geo_moderate | gas-cc | 2036 | 363.5021 | 4949.5304
geo_moderate | gas-cc | 2038 | 401.1394 | 5105.9118
geo_moderate | gas-cc | 2040 | 501.3477 | 5248.9122
geo_moderate | gas-cc | 2042 | 646.5143 | 5379.4156
geo_moderate | gas-cc | 2044 | 735.1709 | 5501.8228
geo_moderate | gas-cc | 2046 | 819.5913 | 5619.5522
geo_moderate | gas-cc | 2048 | 914.4062 | 5746.182
geo_moderate | gas-cc | 2050 | 999.8267 | 5880.9948
geo_moderate | gas-cc-ccs_mod_upgrade | 2010 | 0 | 3992.8547
geo_moderate | gas-cc-ccs_mod_upgrade | 2012 | 0 | 3917.1897
geo_moderate | gas-cc-ccs_mod_upgrade | 2014 | 0 | 3987.5599
geo_moderate | gas-cc-ccs_mod_upgrade | 2016 | 0 | 3945.078
geo_moderate | gas-cc-ccs_mod_upgrade | 2018 | 0 | 3957.7638
geo_moderate | gas-cc-ccs_mod_upgrade | 2020 | 0 | 4086.8917
geo_moderate | gas-cc-ccs_mod_upgrade | 2022 | 0 | 4125.7444
geo_moderate | gas-cc-ccs_mod_upgrade | 2024 | 0 | 4201.576
geo_moderate | gas-cc-ccs_mod_upgrade | 2026 | 0 | 4277.5876
geo_moderate | gas-cc-ccs_mod_upgrade | 2028 | 5.3185 | 4390.7686
geo_moderate | gas-cc-ccs_mod_upgrade | 2030 | 5.3185 | 4525.1956
geo_moderate | gas-cc-ccs_mod_upgrade | 2032 | 5.3185 | 4651.1228
geo_moderate | gas-cc-ccs_mod_upgrade | 2034 | 5.1414 | 4790.6964
geo_moderate | gas-cc-ccs_mod_upgrade | 2036 | 5.1414 | 4949.5304
geo_moderate | gas-cc-ccs_mod_upgrade | 2038 | 5.3129 | 5105.9118
geo_moderate | gas-cc-ccs_mod_upgrade | 2040 | 0.36423 | 5248.9122
geo_moderate | gas-cc-ccs_mod_upgrade | 2042 | 0.36423 | 5379.4156
geo_moderate | gas-cc-ccs_mod_upgrade | 2044 | 0.36423 | 5501.8228
geo_moderate | gas-cc-ccs_mod_upgrade | 2046 | 0.36423 | 5619.5522
geo_moderate | gas-cc-ccs_mod_upgrade | 2048 | 0.36423 | 5746.182
geo_moderate | gas-cc-ccs_mod_upgrade | 2050 | 0.36423 | 5880.9948
geo_moderate | gas-ct | 2010 | 77.2016 | 3992.8547
geo_moderate | gas-ct | 2012 | 249.5342 | 3917.1897
geo_moderate | gas-ct | 2014 | 86.8292 | 3987.5599
geo_moderate | gas-ct | 2016 | 292.5396 | 3945.078
geo_moderate | gas-ct | 2018 | 165.1419 | 3957.7638
geo_moderate | gas-ct | 2020 | 285.7376 | 4086.8917
geo_moderate | gas-ct | 2022 | 135.5713 | 4125.7444
geo_moderate | gas-ct | 2024 | 67.3944 | 4201.576
geo_moderate | gas-ct | 2026 | 66.6123 | 4277.5876
geo_moderate | gas-ct | 2028 | 67.2571 | 4390.7686
geo_moderate | gas-ct | 2030 | 66.3676 | 4525.1956
geo_moderate | gas-ct | 2032 | 65.9015 | 4651.1228
geo_moderate | gas-ct | 2034 | 65.6821 | 4790.6964
geo_moderate | gas-ct | 2036 | 66.4865 | 4949.5304
geo_moderate | gas-ct | 2038 | 75.4225 | 5105.9118
geo_moderate | gas-ct | 2040 | 92.3142 | 5248.9122
geo_moderate | gas-ct | 2042 | 108.6747 | 5379.4156
geo_moderate | gas-ct | 2044 | 126.1355 | 5501.8228
geo_moderate | gas-ct | 2046 | 147.754 | 5619.5522
geo_moderate | gas-ct | 2048 | 163.7076 | 5746.182
geo_moderate | gas-ct | 2050 | 182.9685 | 5880.9948
geo_moderate | o-g-s | 2010 | 155.4784 | 3992.8547
geo_moderate | o-g-s | 2012 | 284.6056 | 3917.1897
geo_moderate | o-g-s | 2014 | 303.5476 | 3987.5599
geo_moderate | o-g-s | 2016 | 189.8139 | 3945.078
geo_moderate | o-g-s | 2018 | 125.0253 | 3957.7638
geo_moderate | o-g-s | 2020 | 146.0689 | 4086.8917
geo_moderate | o-g-s | 2022 | 77.6689 | 4125.7444
geo_moderate | o-g-s | 2024 | 3.183 | 4201.576
geo_moderate | o-g-s | 2026 | 3.07 | 4277.5876
geo_moderate | o-g-s | 2028 | 2.8831 | 4390.7686
geo_moderate | o-g-s | 2030 | 1.997 | 4525.1956
geo_moderate | o-g-s | 2032 | 1.9565 | 4651.1228
geo_moderate | o-g-s | 2034 | 1.9212 | 4790.6964
geo_moderate | o-g-s | 2036 | 1.8111 | 4949.5304
geo_moderate | o-g-s | 2038 | 1.8081 | 5105.9118
geo_moderate | o-g-s | 2040 | 1.6722 | 5248.9122
geo_moderate | o-g-s | 2042 | 1.6717 | 5379.4156
geo_moderate | o-g-s | 2044 | 1.6559 | 5501.8228
geo_moderate | o-g-s | 2046 | 1.6264 | 5619.5522
geo_moderate | o-g-s | 2048 | 1.3269 | 5746.182
geo_moderate | o-g-s | 2050 | 1.0756 | 5880.9948
geo_moderate | hydro | 2010 | 248.7069 | 3992.8547
geo_moderate | hydro | 2012 | 240.8839 | 3917.1897
geo_moderate | hydro | 2014 | 247.3572 | 3987.5599
geo_moderate | hydro | 2016 | 231.0329 | 3945.078
geo_moderate | hydro | 2018 | 259.7512 | 3957.7638
geo_moderate | hydro | 2020 | 234.356 | 4086.8917
geo_moderate | hydro | 2022 | 260.8061 | 4125.7444
geo_moderate | hydro | 2024 | 290.4923 | 4201.576
geo_moderate | hydro | 2026 | 295.369 | 4277.5876
geo_moderate | hydro | 2028 | 298.9442 | 4390.7686
geo_moderate | hydro | 2030 | 295.4265 | 4525.1956
geo_moderate | hydro | 2032 | 293.0143 | 4651.1228
geo_moderate | hydro | 2034 | 288.2068 | 4790.6964
geo_moderate | hydro | 2036 | 285.3532 | 4949.5304
geo_moderate | hydro | 2038 | 283.8205 | 5105.9118
geo_moderate | hydro | 2040 | 287.6304 | 5248.9122
geo_moderate | hydro | 2042 | 294.6865 | 5379.4156
geo_moderate | hydro | 2044 | 298.6573 | 5501.8228
geo_moderate | hydro | 2046 | 301.1021 | 5619.5522
geo_moderate | hydro | 2048 | 305.0492 | 5746.182
geo_moderate | hydro | 2050 | 306.3404 | 5880.9948
geo_moderate | geothermal | 2010 | 3.8555 | 3992.8547
geo_moderate | geothermal | 2012 | 16.746 | 3917.1897
geo_moderate | geothermal | 2014 | 18.267 | 3987.5599
geo_moderate | geothermal | 2016 | 18.3802 | 3945.078
geo_moderate | geothermal | 2018 | 24.4008 | 3957.7638
geo_moderate | geothermal | 2020 | 25.9137 | 4086.8917
geo_moderate | geothermal | 2022 | 24.0201 | 4125.7444
geo_moderate | geothermal | 2024 | 27.1093 | 4201.576
geo_moderate | geothermal | 2026 | 27.1093 | 4277.5876
geo_moderate | geothermal | 2028 | 28.3802 | 4390.7686
geo_moderate | geothermal | 2030 | 28.3802 | 4525.1956
geo_moderate | geothermal | 2032 | 28.3364 | 4651.1228
geo_moderate | geothermal | 2034 | 28.3326 | 4790.6964
geo_moderate | geothermal | 2036 | 27.9017 | 4949.5304
geo_moderate | geothermal | 2038 | 27.9884 | 5105.9118
geo_moderate | geothermal | 2040 | 24.483 | 5248.9122
geo_moderate | geothermal | 2042 | 11.0172 | 5379.4156
geo_moderate | geothermal | 2044 | 10.0347 | 5501.8228
geo_moderate | geothermal | 2046 | 9.6078 | 5619.5522
geo_moderate | geothermal | 2048 | 2.828 | 5746.182
geo_moderate | geothermal | 2050 | 9.3901 | 5880.9948
geo_moderate | biopower | 2010 | 2.9379 | 3992.8547
geo_moderate | biopower | 2012 | 1.7534 | 3917.1897
geo_moderate | biopower | 2014 | 3.7012 | 3987.5599
geo_moderate | biopower | 2016 | 1.9152 | 3945.078
geo_moderate | biopower | 2018 | 3.9368 | 3957.7638
geo_moderate | biopower | 2020 | 3.294 | 4086.8917
geo_moderate | biopower | 2022 | 3.729 | 4125.7444
geo_moderate | biopower | 2024 | 1.518 | 4201.576
geo_moderate | biopower | 2026 | 1.518 | 4277.5876
geo_moderate | biopower | 2028 | 1.3819 | 4390.7686
geo_moderate | biopower | 2030 | 1.2578 | 4525.1956
geo_moderate | biopower | 2032 | 1.1033 | 4651.1228
geo_moderate | biopower | 2034 | 0.90398 | 4790.6964
geo_moderate | biopower | 2036 | 0.79571 | 4949.5304
geo_moderate | biopower | 2038 | 0.72207 | 5105.9118
geo_moderate | biopower | 2040 | 0.70367 | 5248.9122
geo_moderate | biopower | 2042 | 0.79867 | 5379.4156
geo_moderate | biopower | 2044 | 0.65819 | 5501.8228
geo_moderate | biopower | 2046 | 0.6128 | 5619.5522
geo_moderate | biopower | 2048 | 0.6559 | 5746.182
geo_moderate | biopower | 2050 | 0.59319 | 5880.9948
geo_moderate | lfill-gas | 2010 | 13.6641 | 3992.8547
geo_moderate | lfill-gas | 2012 | 14.1651 | 3917.1897
geo_moderate | lfill-gas | 2014 | 15.8229 | 3987.5599
geo_moderate | lfill-gas | 2016 | 14.8004 | 3945.078
geo_moderate | lfill-gas | 2018 | 15.0227 | 3957.7638
geo_moderate | lfill-gas | 2020 | 13.9795 | 4086.8917
geo_moderate | lfill-gas | 2022 | 14.5897 | 4125.7444
geo_moderate | lfill-gas | 2024 | 15.4494 | 4201.576
geo_moderate | lfill-gas | 2026 | 15.352 | 4277.5876
geo_moderate | lfill-gas | 2028 | 14.8178 | 4390.7686
geo_moderate | lfill-gas | 2030 | 14.6004 | 4525.1956
geo_moderate | lfill-gas | 2032 | 14.563 | 4651.1228
geo_moderate | lfill-gas | 2034 | 14.521 | 4790.6964
geo_moderate | lfill-gas | 2036 | 14.3373 | 4949.5304
geo_moderate | lfill-gas | 2038 | 14.5091 | 5105.9118
geo_moderate | lfill-gas | 2040 | 14.8671 | 5248.9122
geo_moderate | lfill-gas | 2042 | 15.1002 | 5379.4156
geo_moderate | lfill-gas | 2044 | 15.0924 | 5501.8228
geo_moderate | lfill-gas | 2046 | 15.0588 | 5619.5522
geo_moderate | lfill-gas | 2048 | 15.1222 | 5746.182
geo_moderate | lfill-gas | 2050 | 15.3149 | 5880.9948
geo_moderate | wind-ons | 2010 | 107.5258 | 3992.8547
geo_moderate | wind-ons | 2012 | 164.2376 | 3917.1897
geo_moderate | wind-ons | 2014 | 189.6244 | 3987.5599
geo_moderate | wind-ons | 2016 | 221.6555 | 3945.078
geo_moderate | wind-ons | 2018 | 273.0238 | 3957.7638
geo_moderate | wind-ons | 2020 | 348.6286 | 4086.8917
geo_moderate | wind-ons | 2022 | 588.8286 | 4125.7444
geo_moderate | wind-ons | 2024 | 847.7714 | 4201.576
geo_moderate | wind-ons | 2026 | 976.0825 | 4277.5876
geo_moderate | wind-ons | 2028 | 1189.6436 | 4390.7686
geo_moderate | wind-ons | 2030 | 1424.0497 | 4525.1956
geo_moderate | wind-ons | 2032 | 1495.2419 | 4651.1228
geo_moderate | wind-ons | 2034 | 1640.3434 | 4790.6964
geo_moderate | wind-ons | 2036 | 1758.6181 | 4949.5304
geo_moderate | wind-ons | 2038 | 1840.7336 | 5105.9118
geo_moderate | wind-ons | 2040 | 1810.6197 | 5248.9122
geo_moderate | wind-ons | 2042 | 1751.0175 | 5379.4156
geo_moderate | wind-ons | 2044 | 1739.1219 | 5501.8228
geo_moderate | wind-ons | 2046 | 1706.1685 | 5619.5522
geo_moderate | wind-ons | 2048 | 1744.3932 | 5746.182
geo_moderate | wind-ons | 2050 | 1775.4415 | 5880.9948
geo_moderate | wind-ofs | 2010 | 0 | 3992.8547
geo_moderate | wind-ofs | 2012 | 0 | 3917.1897
geo_moderate | wind-ofs | 2014 | 0 | 3987.5599
geo_moderate | wind-ofs | 2016 | 0.10052 | 3945.078
geo_moderate | wind-ofs | 2018 | 0.10404 | 3957.7638
geo_moderate | wind-ofs | 2020 | 11.1158 | 4086.8917
geo_moderate | wind-ofs | 2022 | 9.0924 | 4125.7444
geo_moderate | wind-ofs | 2024 | 24.5776 | 4201.576
geo_moderate | wind-ofs | 2026 | 45.9464 | 4277.5876
geo_moderate | wind-ofs | 2028 | 71.584 | 4390.7686
geo_moderate | wind-ofs | 2030 | 92.1289 | 4525.1956
geo_moderate | wind-ofs | 2032 | 109.0574 | 4651.1228
geo_moderate | wind-ofs | 2034 | 138.0199 | 4790.6964
geo_moderate | wind-ofs | 2036 | 163.4988 | 4949.5304
geo_moderate | wind-ofs | 2038 | 179.1853 | 5105.9118
geo_moderate | wind-ofs | 2040 | 199.8005 | 5248.9122
geo_moderate | wind-ofs | 2042 | 219.6313 | 5379.4156
geo_moderate | wind-ofs | 2044 | 229.1024 | 5501.8228
geo_moderate | wind-ofs | 2046 | 237.4251 | 5619.5522
geo_moderate | wind-ofs | 2048 | 238.5092 | 5746.182
geo_moderate | wind-ofs | 2050 | 229.2874 | 5880.9948
geo_moderate | csp | 2010 | 0 | 3992.8547
geo_moderate | csp | 2012 | 0 | 3917.1897
geo_moderate | csp | 2014 | 3.3461 | 3987.5599
geo_moderate | csp | 2016 | 3.624 | 3945.078
geo_moderate | csp | 2018 | 3.6495 | 3957.7638
geo_moderate | csp | 2020 | 3.6186 | 4086.8917
geo_moderate | csp | 2022 | 3.4518 | 4125.7444
geo_moderate | csp | 2024 | 3.5794 | 4201.576
geo_moderate | csp | 2026 | 3.6347 | 4277.5876
geo_moderate | csp | 2028 | 3.6495 | 4390.7686
geo_moderate | csp | 2030 | 3.618 | 4525.1956
geo_moderate | csp | 2032 | 3.3726 | 4651.1228
geo_moderate | csp | 2034 | 3.6495 | 4790.6964
geo_moderate | csp | 2036 | 3.6163 | 4949.5304
geo_moderate | csp | 2038 | 3.4618 | 5105.9118
geo_moderate | csp | 2040 | 3.6495 | 5248.9122
geo_moderate | csp | 2042 | 3.6495 | 5379.4156
geo_moderate | csp | 2044 | 0.30334 | 5501.8228
geo_moderate | csp | 2046 | 0 | 5619.5522
geo_moderate | csp | 2048 | 0 | 5746.182
geo_moderate | csp | 2050 | 0 | 5880.9948
geo_moderate | upv | 2010 | 0.33852 | 3992.8547
geo_moderate | upv | 2012 | 4.8707 | 3917.1897
geo_moderate | upv | 2014 | 18.4318 | 3987.5599
geo_moderate | upv | 2016 | 40.425 | 3945.078
geo_moderate | upv | 2018 | 57.3379 | 3957.7638
geo_moderate | upv | 2020 | 82.806 | 4086.8917
geo_moderate | upv | 2022 | 357.8852 | 4125.7444
geo_moderate | upv | 2024 | 485.6492 | 4201.576
geo_moderate | upv | 2026 | 617.3103 | 4277.5876
geo_moderate | upv | 2028 | 724.5154 | 4390.7686
geo_moderate | upv | 2030 | 877.4044 | 4525.1956
geo_moderate | upv | 2032 | 932.5245 | 4651.1228
geo_moderate | upv | 2034 | 985.9581 | 4790.6964
geo_moderate | upv | 2036 | 1062.8503 | 4949.5304
geo_moderate | upv | 2038 | 1060.5129 | 5105.9118
geo_moderate | upv | 2040 | 1065.9833 | 5248.9122
geo_moderate | upv | 2042 | 1050.0094 | 5379.4156
geo_moderate | upv | 2044 | 1069.931 | 5501.8228
geo_moderate | upv | 2046 | 1119.9202 | 5619.5522
geo_moderate | upv | 2048 | 1135.1776 | 5746.182
geo_moderate | upv | 2050 | 1177.2597 | 5880.9948
geo_moderate | dupv | 2010 | 0.11859 | 3992.8547
geo_moderate | dupv | 2012 | 1.2475 | 3917.1897
geo_moderate | dupv | 2014 | 3.3062 | 3987.5599
geo_moderate | dupv | 2016 | 5.4838 | 3945.078
geo_moderate | dupv | 2018 | 8.3021 | 3957.7638
geo_moderate | dupv | 2020 | 10.984 | 4086.8917
geo_moderate | dupv | 2022 | 10.4428 | 4125.7444
geo_moderate | dupv | 2024 | 13.3448 | 4201.576
geo_moderate | dupv | 2026 | 12.9017 | 4277.5876
geo_moderate | dupv | 2028 | 13.3326 | 4390.7686
geo_moderate | dupv | 2030 | 12.7125 | 4525.1956
geo_moderate | dupv | 2032 | 12.7951 | 4651.1228
geo_moderate | dupv | 2034 | 12.8011 | 4790.6964
geo_moderate | dupv | 2036 | 12.285 | 4949.5304
geo_moderate | dupv | 2038 | 12.2637 | 5105.9118
geo_moderate | dupv | 2040 | 12.1687 | 5248.9122
geo_moderate | dupv | 2042 | 12.6522 | 5379.4156
geo_moderate | dupv | 2044 | 11.148 | 5501.8228
geo_moderate | dupv | 2046 | 9.4029 | 5619.5522
geo_moderate | dupv | 2048 | 7.2237 | 5746.182
geo_moderate | dupv | 2050 | 5.0326 | 5880.9948
geo_moderate | distpv | 2010 | 1.7975 | 3992.8547
geo_moderate | distpv | 2012 | 5.9008 | 3917.1897
geo_moderate | distpv | 2014 | 11.8808 | 3987.5599
geo_moderate | distpv | 2016 | 22.4757 | 3945.078
geo_moderate | distpv | 2018 | 35.194 | 3957.7638
geo_moderate | distpv | 2020 | 40.8334 | 4086.8917
geo_moderate | distpv | 2022 | 45.7458 | 4125.7444
geo_moderate | distpv | 2024 | 59.9388 | 4201.576
geo_moderate | distpv | 2026 | 75.7802 | 4277.5876
geo_moderate | distpv | 2028 | 102.519 | 4390.7686
geo_moderate | distpv | 2030 | 131.1418 | 4525.1956
geo_moderate | distpv | 2032 | 157.633 | 4651.1228
geo_moderate | distpv | 2034 | 174.5948 | 4790.6964
geo_moderate | distpv | 2036 | 173.1829 | 4949.5304
geo_moderate | distpv | 2038 | 184.9777 | 5105.9118
geo_moderate | distpv | 2040 | 184.883 | 5248.9122
geo_moderate | distpv | 2042 | 211.9021 | 5379.4156
geo_moderate | distpv | 2044 | 217.318 | 5501.8228
geo_moderate | distpv | 2046 | 231.8187 | 5619.5522
geo_moderate | distpv | 2048 | 244.3552 | 5746.182
geo_moderate | distpv | 2050 | 254.2195 | 5880.9948
geo_moderate | pvb | 2010 | 0 | 3992.8547
geo_moderate | pvb | 2012 | 0.0076215 | 3917.1897
geo_moderate | pvb | 2014 | 0.079255 | 3987.5599
geo_moderate | pvb | 2016 | 1.7361 | 3945.078
geo_moderate | pvb | 2018 | 75.8514 | 3957.7638
geo_moderate | pvb | 2020 | 118.8898 | 4086.8917
geo_moderate | pvb | 2022 | 83.8243 | 4125.7444
geo_moderate | pvb | 2024 | 175.884 | 4201.576
geo_moderate | pvb | 2026 | 167.7417 | 4277.5876
geo_moderate | pvb | 2028 | 168.9809 | 4390.7686
geo_moderate | pvb | 2030 | 181.1452 | 4525.1956
geo_moderate | pvb | 2032 | 194.2137 | 4651.1228
geo_moderate | pvb | 2034 | 215.4398 | 4790.6964
geo_moderate | pvb | 2036 | 240.839 | 4949.5304
geo_moderate | pvb | 2038 | 243.9476 | 5105.9118
geo_moderate | pvb | 2040 | 240.4741 | 5248.9122
geo_moderate | pvb | 2042 | 229.6927 | 5379.4156
geo_moderate | pvb | 2044 | 223.4418 | 5501.8228
geo_moderate | pvb | 2046 | 198.8923 | 5619.5522
geo_moderate | pvb | 2048 | 138.9888 | 5746.182
geo_moderate | pvb | 2050 | 123.1956 | 5880.9948
geo_moderate | battery_2 | 2010 | -0.0011755 | 3992.8547
geo_moderate | battery_2 | 2012 | -0.0025008 | 3917.1897
geo_moderate | battery_2 | 2014 | -0.0073318 | 3987.5599
geo_moderate | battery_2 | 2016 | -0.012224 | 3945.078
geo_moderate | battery_2 | 2018 | -0.019377 | 3957.7638
geo_moderate | battery_2 | 2020 | -0.043864 | 4086.8917
geo_moderate | battery_2 | 2022 | -0.37713 | 4125.7444
geo_moderate | battery_2 | 2024 | -0.95238 | 4201.576
geo_moderate | battery_2 | 2026 | -1.2282 | 4277.5876
geo_moderate | battery_2 | 2028 | -1.383 | 4390.7686
geo_moderate | battery_2 | 2030 | -1.6265 | 4525.1956
geo_moderate | battery_2 | 2032 | -1.6949 | 4651.1228
geo_moderate | battery_2 | 2034 | -1.9171 | 4790.6964
geo_moderate | battery_2 | 2036 | -2.3885 | 4949.5304
geo_moderate | battery_2 | 2038 | -2.5002 | 5105.9118
geo_moderate | battery_2 | 2040 | -3.0406 | 5248.9122
geo_moderate | battery_2 | 2042 | -3.0986 | 5379.4156
geo_moderate | battery_2 | 2044 | -3.8052 | 5501.8228
geo_moderate | battery_2 | 2046 | -3.3857 | 5619.5522
geo_moderate | battery_2 | 2048 | -2.5734 | 5746.182
geo_moderate | battery_2 | 2050 | -2.6198 | 5880.9948
geo_moderate | battery_4 | 2010 | 0 | 3992.8547
geo_moderate | battery_4 | 2012 | -9.056e-05 | 3917.1897
geo_moderate | battery_4 | 2014 | -0.00018892 | 3987.5599
geo_moderate | battery_4 | 2016 | -0.00012633 | 3945.078
geo_moderate | battery_4 | 2018 | -0.0065409 | 3957.7638
geo_moderate | battery_4 | 2020 | -0.014828 | 4086.8917
geo_moderate | battery_4 | 2022 | -0.44951 | 4125.7444
geo_moderate | battery_4 | 2024 | -0.92088 | 4201.576
geo_moderate | battery_4 | 2026 | -3.9454 | 4277.5876
geo_moderate | battery_4 | 2028 | -8.9424 | 4390.7686
geo_moderate | battery_4 | 2030 | -12.7877 | 4525.1956
geo_moderate | battery_4 | 2032 | -13.8522 | 4651.1228
geo_moderate | battery_4 | 2034 | -14.214 | 4790.6964
geo_moderate | battery_4 | 2036 | -15.774 | 4949.5304
geo_moderate | battery_4 | 2038 | -16.7328 | 5105.9118
geo_moderate | battery_4 | 2040 | -16.7567 | 5248.9122
geo_moderate | battery_4 | 2042 | -17.2532 | 5379.4156
geo_moderate | battery_4 | 2044 | -18.9586 | 5501.8228
geo_moderate | battery_4 | 2046 | -21.7856 | 5619.5522
geo_moderate | battery_4 | 2048 | -22.8725 | 5746.182
geo_moderate | battery_4 | 2050 | -23.2914 | 5880.9948
geo_moderate | battery_6 | 2010 | 0 | 3992.8547
geo_moderate | battery_6 | 2012 | 0 | 3917.1897
geo_moderate | battery_6 | 2014 | 0 | 3987.5599
geo_moderate | battery_6 | 2016 | 0 | 3945.078
geo_moderate | battery_6 | 2018 | 0 | 3957.7638
geo_moderate | battery_6 | 2020 | 0 | 4086.8917
geo_moderate | battery_6 | 2022 | -0.00018744 | 4125.7444
geo_moderate | battery_6 | 2024 | -0.00030276 | 4201.576
geo_moderate | battery_6 | 2026 | -0.34426 | 4277.5876
geo_moderate | battery_6 | 2028 | -1.8813 | 4390.7686
geo_moderate | battery_6 | 2030 | -11.4348 | 4525.1956
geo_moderate | battery_6 | 2032 | -16.1512 | 4651.1228
geo_moderate | battery_6 | 2034 | -23.4673 | 4790.6964
geo_moderate | battery_6 | 2036 | -25.2711 | 4949.5304
geo_moderate | battery_6 | 2038 | -26.087 | 5105.9118
geo_moderate | battery_6 | 2040 | -24.5667 | 5248.9122
geo_moderate | battery_6 | 2042 | -22.9921 | 5379.4156
geo_moderate | battery_6 | 2044 | -21.3891 | 5501.8228
geo_moderate | battery_6 | 2046 | -20.9508 | 5619.5522
geo_moderate | battery_6 | 2048 | -21.446 | 5746.182
geo_moderate | battery_6 | 2050 | -22.4785 | 5880.9948
geo_moderate | battery_8 | 2010 | 0 | 3992.8547
geo_moderate | battery_8 | 2012 | 0 | 3917.1897
geo_moderate | battery_8 | 2014 | 0 | 3987.5599
geo_moderate | battery_8 | 2016 | 0 | 3945.078
geo_moderate | battery_8 | 2018 | 0 | 3957.7638
geo_moderate | battery_8 | 2020 | 0 | 4086.8917
geo_moderate | battery_8 | 2022 | -0.0053356 | 4125.7444
geo_moderate | battery_8 | 2024 | -0.0021385 | 4201.576
geo_moderate | battery_8 | 2026 | -0.0036352 | 4277.5876
geo_moderate | battery_8 | 2028 | -0.0028468 | 4390.7686
geo_moderate | battery_8 | 2030 | -0.0020334 | 4525.1956
geo_moderate | battery_8 | 2032 | -0.75339 | 4651.1228
geo_moderate | battery_8 | 2034 | -3.6143 | 4790.6964
geo_moderate | battery_8 | 2036 | -6.3286 | 4949.5304
geo_moderate | battery_8 | 2038 | -7.2313 | 5105.9118
geo_moderate | battery_8 | 2040 | -6.1352 | 5248.9122
geo_moderate | battery_8 | 2042 | -5.1204 | 5379.4156
geo_moderate | battery_8 | 2044 | -4.823 | 5501.8228
geo_moderate | battery_8 | 2046 | -5.8313 | 5619.5522
geo_moderate | battery_8 | 2048 | -6.3921 | 5746.182
geo_moderate | battery_8 | 2050 | -4.5336 | 5880.9948
geo_moderate | battery_10 | 2010 | 0 | 3992.8547
geo_moderate | battery_10 | 2012 | 0 | 3917.1897
geo_moderate | battery_10 | 2014 | 0 | 3987.5599
geo_moderate | battery_10 | 2016 | 0 | 3945.078
geo_moderate | battery_10 | 2018 | 0 | 3957.7638
geo_moderate | battery_10 | 2020 | 0 | 4086.8917
geo_moderate | battery_10 | 2022 | -0.00951 | 4125.7444
geo_moderate | battery_10 | 2024 | -0.0042156 | 4201.576
geo_moderate | battery_10 | 2026 | -0.0069097 | 4277.5876
geo_moderate | battery_10 | 2028 | -0.0052277 | 4390.7686
geo_moderate | battery_10 | 2030 | -0.0038331 | 4525.1956
geo_moderate | battery_10 | 2032 | -0.0061496 | 4651.1228
geo_moderate | battery_10 | 2034 | -0.0035648 | 4790.6964
geo_moderate | battery_10 | 2036 | -0.0042633 | 4949.5304
geo_moderate | battery_10 | 2038 | 0 | 5105.9118
geo_moderate | battery_10 | 2040 | 0 | 5248.9122
geo_moderate | battery_10 | 2042 | 0 | 5379.4156
geo_moderate | battery_10 | 2044 | 0 | 5501.8228
geo_moderate | battery_10 | 2046 | 0 | 5619.5522
geo_moderate | battery_10 | 2048 | 0 | 5746.182
geo_moderate | battery_10 | 2050 | 0 | 5880.9948
geo_moderate | pumped-hydro | 2010 | -4.4633 | 3992.8547
geo_moderate | pumped-hydro | 2012 | -3.4872 | 3917.1897
geo_moderate | pumped-hydro | 2014 | -4.7376 | 3987.5599
geo_moderate | pumped-hydro | 2016 | -3.6225 | 3945.078
geo_moderate | pumped-hydro | 2018 | -3.1619 | 3957.7638
geo_moderate | pumped-hydro | 2020 | -3.3625 | 4086.8917
geo_moderate | pumped-hydro | 2022 | -4.3722 | 4125.7444
geo_moderate | pumped-hydro | 2024 | -6.6723 | 4201.576
geo_moderate | pumped-hydro | 2026 | -9.4289 | 4277.5876
geo_moderate | pumped-hydro | 2028 | -9.8275 | 4390.7686
geo_moderate | pumped-hydro | 2030 | -8.3505 | 4525.1956
geo_moderate | pumped-hydro | 2032 | -7.423 | 4651.1228
geo_moderate | pumped-hydro | 2034 | -4.8378 | 4790.6964
geo_moderate | pumped-hydro | 2036 | -3.5747 | 4949.5304
geo_moderate | pumped-hydro | 2038 | -3.1897 | 5105.9118
geo_moderate | pumped-hydro | 2040 | -1.22 | 5248.9122
geo_moderate | pumped-hydro | 2042 | -0.94125 | 5379.4156
geo_moderate | pumped-hydro | 2044 | -0.92319 | 5501.8228
geo_moderate | pumped-hydro | 2046 | -2.0388 | 5619.5522
geo_moderate | pumped-hydro | 2048 | -1.8484 | 5746.182
geo_moderate | pumped-hydro | 2050 | -1.6745 | 5880.9948
geo_moderate | Canada | 2010 | 43.8063 | 3992.8547
geo_moderate | Canada | 2012 | 57.092 | 3917.1897
geo_moderate | Canada | 2014 | 58.7941 | 3987.5599
geo_moderate | Canada | 2016 | 72.0435 | 3945.078
geo_moderate | Canada | 2018 | 74.3397 | 3957.7638
geo_moderate | Canada | 2020 | 71.2121 | 4086.8917
geo_moderate | Canada | 2022 | 44.3692 | 4125.7444
geo_moderate | Canada | 2024 | 64.2059 | 4201.576
geo_moderate | Canada | 2026 | 72.1351 | 4277.5876
geo_moderate | Canada | 2028 | 80.3761 | 4390.7686
geo_moderate | Canada | 2030 | 82.3398 | 4525.1956
geo_moderate | Canada | 2032 | 81.7904 | 4651.1228
geo_moderate | Canada | 2034 | 81.2197 | 4790.6964
geo_moderate | Canada | 2036 | 79.3154 | 4949.5304
geo_moderate | Canada | 2038 | 78.4195 | 5105.9118
geo_moderate | Canada | 2040 | 77.745 | 5248.9122
geo_moderate | Canada | 2042 | 77.745 | 5379.4156
geo_moderate | Canada | 2044 | 77.745 | 5501.8228
geo_moderate | Canada | 2046 | 77.745 | 5619.5522
geo_moderate | Canada | 2048 | 77.745 | 5746.182
geo_moderate | Canada | 2050 | 77.745 | 5880.9948

## 4_Capacity (GW)
scenario | tech | year | Capacity (GW) | Net Level Capacity (GW)
geo_moderate | nuclear | 2010 | 103.7491 | 1019.6153
geo_moderate | nuclear | 2012 | 103.7491 | 1075.2602
geo_moderate | nuclear | 2014 | 99.5688 | 1083.305
geo_moderate | nuclear | 2016 | 100.208 | 1124.8854
geo_moderate | nuclear | 2018 | 99.6003 | 1198.9996
geo_moderate | nuclear | 2020 | 96.5236 | 1294.2618
geo_moderate | nuclear | 2022 | 96.9468 | 1602.2764
geo_moderate | nuclear | 2024 | 96.9468 | 1473.2566
geo_moderate | nuclear | 2026 | 96.9468 | 1587.0003
geo_moderate | nuclear | 2028 | 96.9468 | 1720.5946
geo_moderate | nuclear | 2030 | 94.7068 | 1899.0613
geo_moderate | nuclear | 2032 | 94.7068 | 2005.6747
geo_moderate | nuclear | 2034 | 89.5398 | 2124.3022
geo_moderate | nuclear | 2036 | 87.0186 | 2242.6522
geo_moderate | nuclear | 2038 | 87.0186 | 2307.1813
geo_moderate | nuclear | 2040 | 87.0186 | 2344.252
geo_moderate | nuclear | 2042 | 87.0186 | 2367.3311
geo_moderate | nuclear | 2044 | 87.0186 | 2410.0541
geo_moderate | nuclear | 2046 | 87.0186 | 2445.7793
geo_moderate | nuclear | 2048 | 87.0186 | 2474.9695
geo_moderate | nuclear | 2050 | 84.3094 | 2518.9389
geo_moderate | coal | 2010 | 296.7419 | 1019.6153
geo_moderate | coal | 2012 | 291.2386 | 1075.2602
geo_moderate | coal | 2014 | 281.2835 | 1083.305
geo_moderate | coal | 2016 | 258.6969 | 1124.8854
geo_moderate | coal | 2018 | 237.8386 | 1198.9996
geo_moderate | coal | 2020 | 220.2663 | 1294.2618
geo_moderate | coal | 2022 | 202.02 | 1602.2764
geo_moderate | coal | 2024 | 183.4877 | 1473.2566
geo_moderate | coal | 2026 | 172.1879 | 1587.0003
geo_moderate | coal | 2028 | 152.1658 | 1720.5946
geo_moderate | coal | 2030 | 139.068 | 1899.0613
geo_moderate | coal | 2032 | 136.871 | 2005.6747
geo_moderate | coal | 2034 | 132.6903 | 2124.3022
geo_moderate | coal | 2036 | 131.408 | 2242.6522
geo_moderate | coal | 2038 | 129.7009 | 2307.1813
geo_moderate | coal | 2040 | 126.8693 | 2344.252
geo_moderate | coal | 2042 | 122.289 | 2367.3311
geo_moderate | coal | 2044 | 114.789 | 2410.0541
geo_moderate | coal | 2046 | 99.9213 | 2445.7793
geo_moderate | coal | 2048 | 86.2004 | 2474.9695
geo_moderate | coal | 2050 | 72.676 | 2518.9389
geo_moderate | gas-cc | 2010 | 201.204 | 1019.6153
geo_moderate | gas-cc | 2012 | 215.7431 | 1075.2602
geo_moderate | gas-cc | 2014 | 225.5781 | 1083.305
geo_moderate | gas-cc | 2016 | 234.2477 | 1124.8854
geo_moderate | gas-cc | 2018 | 257.9461 | 1198.9996
geo_moderate | gas-cc | 2020 | 268.2452 | 1294.2618
geo_moderate | gas-cc | 2022 | 301.6179 | 1602.2764
geo_moderate | gas-cc | 2024 | 299.2108 | 1473.2566
geo_moderate | gas-cc | 2026 | 299.0708 | 1587.0003
geo_moderate | gas-cc | 2028 | 300.0996 | 1720.5946
geo_moderate | gas-cc | 2030 | 296.723 | 1899.0613
geo_moderate | gas-cc | 2032 | 295.5379 | 2005.6747
geo_moderate | gas-cc | 2034 | 295.3209 | 2124.3022
geo_moderate | gas-cc | 2036 | 294.2588 | 2242.6522
geo_moderate | gas-cc | 2038 | 294.247 | 2307.1813
geo_moderate | gas-cc | 2040 | 298.0986 | 2344.252
geo_moderate | gas-cc | 2042 | 301.367 | 2367.3311
geo_moderate | gas-cc | 2044 | 305.944 | 2410.0541
geo_moderate | gas-cc | 2046 | 301.1157 | 2445.7793
geo_moderate | gas-cc | 2048 | 310.0558 | 2474.9695
geo_moderate | gas-cc | 2050 | 315.4175 | 2518.9389
geo_moderate | gas-cc-ccs_mod_upgrade | 2010 | 0 | 1019.6153
geo_moderate | gas-cc-ccs_mod_upgrade | 2012 | 0 | 1075.2602
geo_moderate | gas-cc-ccs_mod_upgrade | 2014 | 0 | 1083.305
geo_moderate | gas-cc-ccs_mod_upgrade | 2016 | 0 | 1124.8854
geo_moderate | gas-cc-ccs_mod_upgrade | 2018 | 0 | 1198.9996
geo_moderate | gas-cc-ccs_mod_upgrade | 2020 | 0 | 1294.2618
geo_moderate | gas-cc-ccs_mod_upgrade | 2022 | 0 | 1602.2764
geo_moderate | gas-cc-ccs_mod_upgrade | 2024 | 0 | 1473.2566
geo_moderate | gas-cc-ccs_mod_upgrade | 2026 | 0 | 1587.0003
geo_moderate | gas-cc-ccs_mod_upgrade | 2028 | 0.69298 | 1720.5946
geo_moderate | gas-cc-ccs_mod_upgrade | 2030 | 0.69298 | 1899.0613
geo_moderate | gas-cc-ccs_mod_upgrade | 2032 | 0.69298 | 2005.6747
geo_moderate | gas-cc-ccs_mod_upgrade | 2034 | 0.69298 | 2124.3022
geo_moderate | gas-cc-ccs_mod_upgrade | 2036 | 0.69298 | 2242.6522
geo_moderate | gas-cc-ccs_mod_upgrade | 2038 | 0.69298 | 2307.1813
geo_moderate | gas-cc-ccs_mod_upgrade | 2040 | 0.69298 | 2344.252
geo_moderate | gas-cc-ccs_mod_upgrade | 2042 | 0.69298 | 2367.3311
geo_moderate | gas-cc-ccs_mod_upgrade | 2044 | 0.69298 | 2410.0541
geo_moderate | gas-cc-ccs_mod_upgrade | 2046 | 0.69298 | 2445.7793
geo_moderate | gas-cc-ccs_mod_upgrade | 2048 | 0.69298 | 2474.9695
geo_moderate | gas-cc-ccs_mod_upgrade | 2050 | 0.69298 | 2518.9389
geo_moderate | gas-ct | 2010 | 119.9955 | 1019.6153
geo_moderate | gas-ct | 2012 | 145.1084 | 1075.2602
geo_moderate | gas-ct | 2014 | 148.6238 | 1083.305
geo_moderate | gas-ct | 2016 | 178.8035 | 1124.8854
geo_moderate | gas-ct | 2018 | 198.5574 | 1198.9996
geo_moderate | gas-ct | 2020 | 241.7765 | 1294.2618
geo_moderate | gas-ct | 2022 | 244.8539 | 1602.2764
geo_moderate | gas-ct | 2024 | 128.2238 | 1473.2566
geo_moderate | gas-ct | 2026 | 126.7358 | 1587.0003
geo_moderate | gas-ct | 2028 | 127.9626 | 1720.5946
geo_moderate | gas-ct | 2030 | 126.2703 | 1899.0613
geo_moderate | gas-ct | 2032 | 125.3833 | 2005.6747
geo_moderate | gas-ct | 2034 | 124.966 | 2124.3022
geo_moderate | gas-ct | 2036 | 126.4963 | 2242.6522
geo_moderate | gas-ct | 2038 | 143.4978 | 2307.1813
geo_moderate | gas-ct | 2040 | 175.6359 | 2344.252
geo_moderate | gas-ct | 2042 | 206.7631 | 2367.3311
geo_moderate | gas-ct | 2044 | 239.9837 | 2410.0541
geo_moderate | gas-ct | 2046 | 281.1148 | 2445.7793
geo_moderate | gas-ct | 2048 | 311.468 | 2474.9695
geo_moderate | gas-ct | 2050 | 348.1135 | 2518.9389
geo_moderate | o-g-s | 2010 | 140.2354 | 1019.6153
geo_moderate | o-g-s | 2012 | 132.4567 | 1075.2602
geo_moderate | o-g-s | 2014 | 123.1645 | 1083.305
geo_moderate | o-g-s | 2016 | 110.9605 | 1124.8854
geo_moderate | o-g-s | 2018 | 96.372 | 1198.9996
geo_moderate | o-g-s | 2020 | 89.885 | 1294.2618
geo_moderate | o-g-s | 2022 | 85.1197 | 1602.2764
geo_moderate | o-g-s | 2024 | 6.0559 | 1473.2566
geo_moderate | o-g-s | 2026 | 5.841 | 1587.0003
geo_moderate | o-g-s | 2028 | 5.4853 | 1720.5946
geo_moderate | o-g-s | 2030 | 3.7995 | 1899.0613
geo_moderate | o-g-s | 2032 | 3.7224 | 2005.6747
geo_moderate | o-g-s | 2034 | 3.6553 | 2124.3022
geo_moderate | o-g-s | 2036 | 3.4457 | 2242.6522
geo_moderate | o-g-s | 2038 | 3.44 | 2307.1813
geo_moderate | o-g-s | 2040 | 3.1816 | 2344.252
geo_moderate | o-g-s | 2042 | 3.1805 | 2367.3311
geo_moderate | o-g-s | 2044 | 3.1505 | 2410.0541
geo_moderate | o-g-s | 2046 | 3.0944 | 2445.7793
geo_moderate | o-g-s | 2048 | 2.5246 | 2474.9695
geo_moderate | o-g-s | 2050 | 2.0464 | 2518.9389
geo_moderate | hydro | 2010 | 78.6295 | 1019.6153
geo_moderate | hydro | 2012 | 79.1425 | 1075.2602
geo_moderate | hydro | 2014 | 79.7221 | 1083.305
geo_moderate | hydro | 2016 | 80.2284 | 1124.8854
geo_moderate | hydro | 2018 | 80.5711 | 1198.9996
geo_moderate | hydro | 2020 | 80.7368 | 1294.2618
geo_moderate | hydro | 2022 | 80.8246 | 1602.2764
geo_moderate | hydro | 2024 | 80.8856 | 1473.2566
geo_moderate | hydro | 2026 | 82.0284 | 1587.0003
geo_moderate | hydro | 2028 | 83.4399 | 1720.5946
geo_moderate | hydro | 2030 | 83.631 | 1899.0613
geo_moderate | hydro | 2032 | 83.7276 | 2005.6747
geo_moderate | hydro | 2034 | 83.8962 | 2124.3022
geo_moderate | hydro | 2036 | 84.0231 | 2242.6522
geo_moderate | hydro | 2038 | 84.2982 | 2307.1813
geo_moderate | hydro | 2040 | 84.4182 | 2344.252
geo_moderate | hydro | 2042 | 84.6076 | 2367.3311
geo_moderate | hydro | 2044 | 84.8039 | 2410.0541
geo_moderate | hydro | 2046 | 84.9501 | 2445.7793
geo_moderate | hydro | 2048 | 85.1588 | 2474.9695
geo_moderate | hydro | 2050 | 85.3551 | 2518.9389
geo_moderate | geothermal | 2010 | 3.0062 | 1019.6153
geo_moderate | geothermal | 2012 | 4.8165 | 1075.2602
geo_moderate | geothermal | 2014 | 4.9484 | 1083.305
geo_moderate | geothermal | 2016 | 4.9984 | 1124.8854
geo_moderate | geothermal | 2018 | 5.9151 | 1198.9996
geo_moderate | geothermal | 2020 | 6.064 | 1294.2618
geo_moderate | geothermal | 2022 | 6.1252 | 1602.2764
geo_moderate | geothermal | 2024 | 6.1252 | 1473.2566
geo_moderate | geothermal | 2026 | 6.1252 | 1587.0003
geo_moderate | geothermal | 2028 | 6.2959 | 1720.5946
geo_moderate | geothermal | 2030 | 6.2959 | 1899.0613
geo_moderate | geothermal | 2032 | 6.2959 | 2005.6747
geo_moderate | geothermal | 2034 | 6.2959 | 2124.3022
geo_moderate | geothermal | 2036 | 6.2959 | 2242.6522
geo_moderate | geothermal | 2038 | 6.2959 | 2307.1813
geo_moderate | geothermal | 2040 | 5.7746 | 2344.252
geo_moderate | geothermal | 2042 | 3.9644 | 2367.3311
geo_moderate | geothermal | 2044 | 3.8325 | 2410.0541
geo_moderate | geothermal | 2046 | 3.7825 | 2445.7793
geo_moderate | geothermal | 2048 | 2.8657 | 2474.9695
geo_moderate | geothermal | 2050 | 3.7461 | 2518.9389
geo_moderate | biopower | 2010 | 2.8885 | 1019.6153
geo_moderate | biopower | 2012 | 2.9776 | 1075.2602
geo_moderate | biopower | 2014 | 3.4299 | 1083.305
geo_moderate | biopower | 2016 | 3.2245 | 1124.8854
geo_moderate | biopower | 2018 | 3.184 | 1198.9996
geo_moderate | biopower | 2020 | 3.0193 | 1294.2618
geo_moderate | biopower | 2022 | 2.8851 | 1602.2764
geo_moderate | biopower | 2024 | 2.8881 | 1473.2566
geo_moderate | biopower | 2026 | 2.8881 | 1587.0003
geo_moderate | biopower | 2028 | 2.6292 | 1720.5946
geo_moderate | biopower | 2030 | 2.393 | 1899.0613
geo_moderate | biopower | 2032 | 2.0992 | 2005.6747
geo_moderate | biopower | 2034 | 1.7199 | 2124.3022
geo_moderate | biopower | 2036 | 1.5139 | 2242.6522
geo_moderate | biopower | 2038 | 1.3738 | 2307.1813
geo_moderate | biopower | 2040 | 1.3388 | 2344.252
geo_moderate | biopower | 2042 | 1.2559 | 2367.3311
geo_moderate | biopower | 2044 | 1.1709 | 2410.0541
geo_moderate | biopower | 2046 | 1.1659 | 2445.7793
geo_moderate | biopower | 2048 | 1.1329 | 2474.9695
geo_moderate | biopower | 2050 | 1.1286 | 2518.9389
geo_moderate | lfill-gas | 2010 | 3.4027 | 1019.6153
geo_moderate | lfill-gas | 2012 | 3.6413 | 1075.2602
geo_moderate | lfill-gas | 2014 | 3.7416 | 1083.305
geo_moderate | lfill-gas | 2016 | 3.7374 | 1124.8854
geo_moderate | lfill-gas | 2018 | 3.6803 | 1198.9996
geo_moderate | lfill-gas | 2020 | 3.5039 | 1294.2618
geo_moderate | lfill-gas | 2022 | 3.5006 | 1602.2764
geo_moderate | lfill-gas | 2024 | 3.5006 | 1473.2566
geo_moderate | lfill-gas | 2026 | 3.5006 | 1587.0003
geo_moderate | lfill-gas | 2028 | 3.4646 | 1720.5946
geo_moderate | lfill-gas | 2030 | 3.4646 | 1899.0613
geo_moderate | lfill-gas | 2032 | 3.4646 | 2005.6747
geo_moderate | lfill-gas | 2034 | 3.4646 | 2124.3022
geo_moderate | lfill-gas | 2036 | 3.4646 | 2242.6522
geo_moderate | lfill-gas | 2038 | 3.4646 | 2307.1813
geo_moderate | lfill-gas | 2040 | 3.4646 | 2344.252
geo_moderate | lfill-gas | 2042 | 3.4646 | 2367.3311
geo_moderate | lfill-gas | 2044 | 3.4646 | 2410.0541
geo_moderate | lfill-gas | 2046 | 3.4646 | 2445.7793
geo_moderate | lfill-gas | 2048 | 3.4646 | 2474.9695
geo_moderate | lfill-gas | 2050 | 3.4646 | 2518.9389
geo_moderate | wind-ons | 2010 | 39.7293 | 1019.6153
geo_moderate | wind-ons | 2012 | 59.5118 | 1075.2602
geo_moderate | wind-ons | 2014 | 65.2507 | 1083.305
geo_moderate | wind-ons | 2016 | 81.6007 | 1124.8854
geo_moderate | wind-ons | 2018 | 94.4256 | 1198.9996
geo_moderate | wind-ons | 2020 | 117.897 | 1294.2618
geo_moderate | wind-ons | 2022 | 219.9491 | 1602.2764
geo_moderate | wind-ons | 2024 | 245.9246 | 1473.2566
geo_moderate | wind-ons | 2026 | 281.3393 | 1587.0003
geo_moderate | wind-ons | 2028 | 340.4256 | 1720.5946
geo_moderate | wind-ons | 2030 | 404.5408 | 1899.0613
geo_moderate | wind-ons | 2032 | 428.3134 | 2005.6747
geo_moderate | wind-ons | 2034 | 465.565 | 2124.3022
geo_moderate | wind-ons | 2036 | 499.6714 | 2242.6522
geo_moderate | wind-ons | 2038 | 515.0028 | 2307.1813
geo_moderate | wind-ons | 2040 | 496.5376 | 2344.252
geo_moderate | wind-ons | 2042 | 481.8749 | 2367.3311
geo_moderate | wind-ons | 2044 | 481.1856 | 2410.0541
geo_moderate | wind-ons | 2046 | 469.2632 | 2445.7793
geo_moderate | wind-ons | 2048 | 477.244 | 2474.9695
geo_moderate | wind-ons | 2050 | 482.2524 | 2518.9389
geo_moderate | wind-ofs | 2010 | 0 | 1019.6153
geo_moderate | wind-ofs | 2012 | 0 | 1075.2602
geo_moderate | wind-ofs | 2014 | 0 | 1083.305
geo_moderate | wind-ofs | 2016 | 0.0293 | 1124.8854
geo_moderate | wind-ofs | 2018 | 0.0293 | 1198.9996
geo_moderate | wind-ofs | 2020 | 3.092 | 1294.2618
geo_moderate | wind-ofs | 2022 | 3.104 | 1602.2764
geo_moderate | wind-ofs | 2024 | 7.891 | 1473.2566
geo_moderate | wind-ofs | 2026 | 14.227 | 1587.0003
geo_moderate | wind-ofs | 2028 | 21.157 | 1720.5946
geo_moderate | wind-ofs | 2030 | 25.784 | 1899.0613
geo_moderate | wind-ofs | 2032 | 31.008 | 2005.6747
geo_moderate | wind-ofs | 2034 | 39.108 | 2124.3022
geo_moderate | wind-ofs | 2036 | 45.308 | 2242.6522
geo_moderate | wind-ofs | 2038 | 49.308 | 2307.1813
geo_moderate | wind-ofs | 2040 | 53.308 | 2344.252
geo_moderate | wind-ofs | 2042 | 57.308 | 2367.3311
geo_moderate | wind-ofs | 2044 | 61.308 | 2410.0541
geo_moderate | wind-ofs | 2046 | 62.2787 | 2445.7793
geo_moderate | wind-ofs | 2048 | 62.2787 | 2474.9695
geo_moderate | wind-ofs | 2050 | 60.766 | 2518.9389
geo_moderate | csp | 2010 | 0 | 1019.6153
geo_moderate | csp | 2012 | 0 | 1075.2602
geo_moderate | csp | 2014 | 1.2134 | 1083.305
geo_moderate | csp | 2016 | 1.3234 | 1124.8854
geo_moderate | csp | 2018 | 1.3234 | 1198.9996
geo_moderate | csp | 2020 | 1.3234 | 1294.2618
geo_moderate | csp | 2022 | 1.3234 | 1602.2764
geo_moderate | csp | 2024 | 1.3234 | 1473.2566
geo_moderate | csp | 2026 | 1.3234 | 1587.0003
geo_moderate | csp | 2028 | 1.3234 | 1720.5946
geo_moderate | csp | 2030 | 1.3234 | 1899.0613
geo_moderate | csp | 2032 | 1.3234 | 2005.6747
geo_moderate | csp | 2034 | 1.3234 | 2124.3022
geo_moderate | csp | 2036 | 1.3234 | 2242.6522
geo_moderate | csp | 2038 | 1.3234 | 2307.1813
geo_moderate | csp | 2040 | 1.3234 | 2344.252
geo_moderate | csp | 2042 | 1.3234 | 2367.3311
geo_moderate | csp | 2044 | 0.11 | 2410.0541
geo_moderate | csp | 2046 | 0 | 2445.7793
geo_moderate | csp | 2048 | 0 | 2474.9695
geo_moderate | csp | 2050 | 0 | 2518.9389
geo_moderate | upv | 2010 | 0.1486 | 1019.6153
geo_moderate | upv | 2012 | 1.9455 | 1075.2602
geo_moderate | upv | 2014 | 6.9706 | 1083.305
geo_moderate | upv | 2016 | 16.4874 | 1124.8854
geo_moderate | upv | 2018 | 24.7075 | 1198.9996
geo_moderate | upv | 2020 | 38.713 | 1294.2618
geo_moderate | upv | 2022 | 203.8949 | 1602.2764
geo_moderate | upv | 2024 | 244.8442 | 1473.2566
geo_moderate | upv | 2026 | 299.748 | 1587.0003
geo_moderate | upv | 2028 | 340.2354 | 1720.5946
geo_moderate | upv | 2030 | 403.7146 | 1899.0613
geo_moderate | upv | 2032 | 431.4613 | 2005.6747
geo_moderate | upv | 2034 | 457.2576 | 2124.3022
geo_moderate | upv | 2036 | 495.9254 | 2242.6522
geo_moderate | upv | 2038 | 501.928 | 2307.1813
geo_moderate | upv | 2040 | 505.6491 | 2344.252
geo_moderate | upv | 2042 | 507.0263 | 2367.3311
geo_moderate | upv | 2044 | 511.4357 | 2410.0541
geo_moderate | upv | 2046 | 528.1131 | 2445.7793
geo_moderate | upv | 2048 | 535.9106 | 2474.9695
geo_moderate | upv | 2050 | 553.1853 | 2518.9389
geo_moderate | dupv | 2010 | 0.059 | 1019.6153
geo_moderate | dupv | 2012 | 0.5619 | 1075.2602
geo_moderate | dupv | 2014 | 1.4614 | 1083.305
geo_moderate | dupv | 2016 | 2.5887 | 1124.8854
geo_moderate | dupv | 2018 | 4.0178 | 1198.9996
geo_moderate | dupv | 2020 | 5.3436 | 1294.2618
geo_moderate | dupv | 2022 | 6.318 | 1602.2764
geo_moderate | dupv | 2024 | 6.4436 | 1473.2566
geo_moderate | dupv | 2026 | 6.4436 | 1587.0003
geo_moderate | dupv | 2028 | 6.6509 | 1720.5946
geo_moderate | dupv | 2030 | 6.7881 | 1899.0613
geo_moderate | dupv | 2032 | 6.7895 | 2005.6747
geo_moderate | dupv | 2034 | 6.8079 | 2124.3022
geo_moderate | dupv | 2036 | 6.8607 | 2242.6522
geo_moderate | dupv | 2038 | 6.8607 | 2307.1813
geo_moderate | dupv | 2040 | 6.8017 | 2344.252
geo_moderate | dupv | 2042 | 6.9284 | 2367.3311
geo_moderate | dupv | 2044 | 6.0289 | 2410.0541
geo_moderate | dupv | 2046 | 4.9717 | 2445.7793
geo_moderate | dupv | 2048 | 3.6896 | 2474.9695
geo_moderate | dupv | 2050 | 2.392 | 2518.9389
geo_moderate | distpv | 2010 | 1.0396 | 1019.6153
geo_moderate | distpv | 2012 | 3.697 | 1075.2602
geo_moderate | distpv | 2014 | 7.4412 | 1083.305
geo_moderate | distpv | 2016 | 14.1457 | 1124.8854
geo_moderate | distpv | 2018 | 22.2285 | 1198.9996
geo_moderate | distpv | 2020 | 25.9105 | 1294.2618
geo_moderate | distpv | 2022 | 31.2507 | 1602.2764
geo_moderate | distpv | 2024 | 40.7227 | 1473.2566
geo_moderate | distpv | 2026 | 53.7938 | 1587.0003
geo_moderate | distpv | 2028 | 71.56 | 1720.5946
geo_moderate | distpv | 2030 | 96.3306 | 1899.0613
geo_moderate | distpv | 2032 | 115.4476 | 2005.6747
geo_moderate | distpv | 2034 | 128.2906 | 2124.3022
geo_moderate | distpv | 2036 | 133.6587 | 2242.6522
geo_moderate | distpv | 2038 | 138.6366 | 2307.1813
geo_moderate | distpv | 2040 | 143.4518 | 2344.252
geo_moderate | distpv | 2042 | 148.4086 | 2367.3311
geo_moderate | distpv | 2044 | 154.0227 | 2410.0541
geo_moderate | distpv | 2046 | 159.5866 | 2445.7793
geo_moderate | distpv | 2048 | 165.9517 | 2474.9695
geo_moderate | distpv | 2050 | 173.0855 | 2518.9389
geo_moderate | pvb | 2010 | 0 | 1019.6153
geo_moderate | pvb | 2012 | 0.0026 | 1075.2602
geo_moderate | pvb | 2014 | 0.034135 | 1083.305
geo_moderate | pvb | 2016 | 0.68961 | 1124.8854
geo_moderate | pvb | 2018 | 35.1167 | 1198.9996
geo_moderate | pvb | 2020 | 58.3373 | 1294.2618
geo_moderate | pvb | 2022 | 73.9153 | 1602.2764
geo_moderate | pvb | 2024 | 77.339 | 1473.2566
geo_moderate | pvb | 2026 | 76.6139 | 1587.0003
geo_moderate | pvb | 2028 | 75.8247 | 1720.5946
geo_moderate | pvb | 2030 | 80.4344 | 1899.0613
geo_moderate | pvb | 2032 | 84.7942 | 2005.6747
geo_moderate | pvb | 2034 | 95.197 | 2124.3022
geo_moderate | pvb | 2036 | 104.1913 | 2242.6522
geo_moderate | pvb | 2038 | 104.5009 | 2307.1813
geo_moderate | pvb | 2040 | 103.0438 | 2344.252
geo_moderate | pvb | 2042 | 101.6068 | 2367.3311
geo_moderate | pvb | 2044 | 100.165 | 2410.0541
geo_moderate | pvb | 2046 | 98.2342 | 2445.7793
geo_moderate | pvb | 2048 | 69.2442 | 2474.9695
geo_moderate | pvb | 2050 | 55.4663 | 2518.9389
geo_moderate | battery_2 | 2010 | 0.019 | 1019.6153
geo_moderate | battery_2 | 2012 | 0.0738 | 1075.2602
geo_moderate | battery_2 | 2014 | 0.1297 | 1083.305
geo_moderate | battery_2 | 2016 | 0.3537 | 1124.8854
geo_moderate | battery_2 | 2018 | 0.5001 | 1198.9996
geo_moderate | battery_2 | 2020 | 0.7628 | 1294.2618
geo_moderate | battery_2 | 2022 | 4.7198 | 1602.2764
geo_moderate | battery_2 | 2024 | 6.5108 | 1473.2566
geo_moderate | battery_2 | 2026 | 8.6167 | 1587.0003
geo_moderate | battery_2 | 2028 | 11.1432 | 1720.5946
geo_moderate | battery_2 | 2030 | 12.9486 | 1899.0613
geo_moderate | battery_2 | 2032 | 13.9675 | 2005.6747
geo_moderate | battery_2 | 2034 | 15.1754 | 2124.3022
geo_moderate | battery_2 | 2036 | 17.4624 | 2242.6522
geo_moderate | battery_2 | 2038 | 16.3242 | 2307.1813
geo_moderate | battery_2 | 2040 | 19.5923 | 2344.252
geo_moderate | battery_2 | 2042 | 21.4395 | 2367.3311
geo_moderate | battery_2 | 2044 | 26.5611 | 2410.0541
geo_moderate | battery_2 | 2046 | 27.7503 | 2445.7793
geo_moderate | battery_2 | 2048 | 28.4215 | 2474.9695
geo_moderate | battery_2 | 2050 | 28.7677 | 2518.9389
geo_moderate | battery_4 | 2010 | 0 | 1019.6153
geo_moderate | battery_4 | 2012 | 0.002 | 1075.2602
geo_moderate | battery_4 | 2014 | 0.01 | 1083.305
geo_moderate | battery_4 | 2016 | 0.1019 | 1124.8854
geo_moderate | battery_4 | 2018 | 0.2147 | 1198.9996
geo_moderate | battery_4 | 2020 | 0.4877 | 1294.2618
geo_moderate | battery_4 | 2022 | 2.4901 | 1602.2764
geo_moderate | battery_4 | 2024 | 3.4556 | 1473.2566
geo_moderate | battery_4 | 2026 | 13.3809 | 1587.0003
geo_moderate | battery_4 | 2028 | 31.8133 | 1720.5946
geo_moderate | battery_4 | 2030 | 47.641 | 1899.0613
geo_moderate | battery_4 | 2032 | 57.6586 | 2005.6747
geo_moderate | battery_4 | 2034 | 62.7387 | 2124.3022
geo_moderate | battery_4 | 2036 | 68.8808 | 2242.6522
geo_moderate | battery_4 | 2038 | 75.0179 | 2307.1813
geo_moderate | battery_4 | 2040 | 79.2344 | 2344.252
geo_moderate | battery_4 | 2042 | 78.5346 | 2367.3311
geo_moderate | battery_4 | 2044 | 79.0022 | 2410.0541
geo_moderate | battery_4 | 2046 | 89.9233 | 2445.7793
geo_moderate | battery_4 | 2048 | 105.894 | 2474.9695
geo_moderate | battery_4 | 2050 | 118.6543 | 2518.9389
geo_moderate | battery_6 | 2010 | 0 | 1019.6153
geo_moderate | battery_6 | 2012 | 0 | 1075.2602
geo_moderate | battery_6 | 2014 | 0 | 1083.305
geo_moderate | battery_6 | 2016 | 0 | 1124.8854
geo_moderate | battery_6 | 2018 | 0 | 1198.9996
geo_moderate | battery_6 | 2020 | 0 | 1294.2618
geo_moderate | battery_6 | 2022 | 0.00081 | 1602.2764
geo_moderate | battery_6 | 2024 | 0.0012352 | 1473.2566
geo_moderate | battery_6 | 2026 | 0.71408 | 1587.0003
geo_moderate | battery_6 | 2028 | 4.2184 | 1720.5946
geo_moderate | battery_6 | 2030 | 25.1809 | 1899.0613
geo_moderate | battery_6 | 2032 | 41.5058 | 2005.6747
geo_moderate | battery_6 | 2034 | 63.0764 | 2124.3022
geo_moderate | battery_6 | 2036 | 76.3442 | 2242.6522
geo_moderate | battery_6 | 2038 | 84.519 | 2307.1813
geo_moderate | battery_6 | 2040 | 88.8595 | 2344.252
geo_moderate | battery_6 | 2042 | 88.3198 | 2367.3311
geo_moderate | battery_6 | 2044 | 85.3419 | 2410.0541
geo_moderate | battery_6 | 2046 | 77.2631 | 2445.7793
geo_moderate | battery_6 | 2048 | 75.076 | 2474.9695
geo_moderate | battery_6 | 2050 | 72.8164 | 2518.9389
geo_moderate | battery_8 | 2010 | 0 | 1019.6153
geo_moderate | battery_8 | 2012 | 0 | 1075.2602
geo_moderate | battery_8 | 2014 | 0 | 1083.305
geo_moderate | battery_8 | 2016 | 0 | 1124.8854
geo_moderate | battery_8 | 2018 | 0 | 1198.9996
geo_moderate | battery_8 | 2020 | 0 | 1294.2618
geo_moderate | battery_8 | 2022 | 0.015511 | 1602.2764
geo_moderate | battery_8 | 2024 | 0.015511 | 1473.2566
geo_moderate | battery_8 | 2026 | 0.015511 | 1587.0003
geo_moderate | battery_8 | 2028 | 0.015511 | 1720.5946
geo_moderate | battery_8 | 2030 | 0.015511 | 1899.0613
geo_moderate | battery_8 | 2032 | 1.413 | 2005.6747
geo_moderate | battery_8 | 2034 | 7.4869 | 2124.3022
geo_moderate | battery_8 | 2036 | 14.623 | 2242.6522
geo_moderate | battery_8 | 2038 | 19.2928 | 2307.1813
geo_moderate | battery_8 | 2040 | 19.6081 | 2344.252
geo_moderate | battery_8 | 2042 | 19.6081 | 2367.3311
geo_moderate | battery_8 | 2044 | 19.6934 | 2410.0541
geo_moderate | battery_8 | 2046 | 21.725 | 2445.7793
geo_moderate | battery_8 | 2048 | 20.3276 | 2474.9695
geo_moderate | battery_8 | 2050 | 14.2536 | 2518.9389
geo_moderate | battery_10 | 2010 | 0 | 1019.6153
geo_moderate | battery_10 | 2012 | 0 | 1075.2602
geo_moderate | battery_10 | 2014 | 0 | 1083.305
geo_moderate | battery_10 | 2016 | 0 | 1124.8854
geo_moderate | battery_10 | 2018 | 0 | 1198.9996
geo_moderate | battery_10 | 2020 | 0 | 1294.2618
geo_moderate | battery_10 | 2022 | 0.024643 | 1602.2764
geo_moderate | battery_10 | 2024 | 0.024643 | 1473.2566
geo_moderate | battery_10 | 2026 | 0.024643 | 1587.0003
geo_moderate | battery_10 | 2028 | 0.024643 | 1720.5946
geo_moderate | battery_10 | 2030 | 0.024643 | 1899.0613
geo_moderate | battery_10 | 2032 | 0.024643 | 2005.6747
geo_moderate | battery_10 | 2034 | 0.024643 | 2124.3022
geo_moderate | battery_10 | 2036 | 0.024643 | 2242.6522
geo_moderate | battery_10 | 2038 | 0 | 2307.1813
geo_moderate | battery_10 | 2040 | 0 | 2344.252
geo_moderate | battery_10 | 2042 | 0 | 2367.3311
geo_moderate | battery_10 | 2044 | 0 | 2410.0541
geo_moderate | battery_10 | 2046 | 0 | 2445.7793
geo_moderate | battery_10 | 2048 | 0 | 2474.9695
geo_moderate | battery_10 | 2050 | 0 | 2518.9389
geo_moderate | pumped-hydro | 2010 | 22.9772 | 1019.6153
geo_moderate | pumped-hydro | 2012 | 23.0442 | 1075.2602
geo_moderate | pumped-hydro | 2014 | 23.0642 | 1083.305
geo_moderate | pumped-hydro | 2016 | 23.0612 | 1124.8854
geo_moderate | pumped-hydro | 2018 | 23.0612 | 1198.9996
geo_moderate | pumped-hydro | 2020 | 23.0612 | 1294.2618
geo_moderate | pumped-hydro | 2022 | 23.0612 | 1602.2764
geo_moderate | pumped-hydro | 2024 | 23.0612 | 1473.2566
geo_moderate | pumped-hydro | 2026 | 26.0259 | 1587.0003
geo_moderate | pumped-hydro | 2028 | 26.536 | 1720.5946
geo_moderate | pumped-hydro | 2030 | 26.534 | 1899.0613
geo_moderate | pumped-hydro | 2032 | 28.7979 | 2005.6747
geo_moderate | pumped-hydro | 2034 | 29.4149 | 2124.3022
geo_moderate | pumped-hydro | 2036 | 29.4149 | 2242.6522
geo_moderate | pumped-hydro | 2038 | 30.2085 | 2307.1813
geo_moderate | pumped-hydro | 2040 | 30.2085 | 2344.252
geo_moderate | pumped-hydro | 2042 | 30.2085 | 2367.3311
geo_moderate | pumped-hydro | 2044 | 30.2085 | 2410.0541
geo_moderate | pumped-hydro | 2046 | 30.2085 | 2445.7793
geo_moderate | pumped-hydro | 2048 | 30.2085 | 2474.9695
geo_moderate | pumped-hydro | 2050 | 30.2085 | 2518.9389
geo_moderate | Canada | 2010 | 5.7897 | 1019.6153
geo_moderate | Canada | 2012 | 7.5475 | 1075.2602
geo_moderate | Canada | 2014 | 7.6689 | 1083.305
geo_moderate | Canada | 2016 | 9.3983 | 1124.8854
geo_moderate | Canada | 2018 | 9.7098 | 1198.9996
geo_moderate | Canada | 2020 | 9.3126 | 1294.2618
geo_moderate | Canada | 2022 | 8.3152 | 1602.2764
geo_moderate | Canada | 2024 | 8.3747 | 1473.2566
geo_moderate | Canada | 2026 | 9.4089 | 1587.0003
geo_moderate | Canada | 2028 | 10.4838 | 1720.5946
geo_moderate | Canada | 2030 | 10.7558 | 1899.0613
geo_moderate | Canada | 2032 | 10.6683 | 2005.6747
geo_moderate | Canada | 2034 | 10.5939 | 2124.3022
geo_moderate | Canada | 2036 | 10.3455 | 2242.6522
geo_moderate | Canada | 2038 | 10.2286 | 2307.1813
geo_moderate | Canada | 2040 | 10.1407 | 2344.252
geo_moderate | Canada | 2042 | 10.1407 | 2367.3311
geo_moderate | Canada | 2044 | 10.1407 | 2410.0541
geo_moderate | Canada | 2046 | 10.1407 | 2445.7793
geo_moderate | Canada | 2048 | 10.1407 | 2474.9695
geo_moderate | Canada | 2050 | 10.1407 | 2518.9389

## 5_New Annual Capacity (GW)
scenario | tech | year | Capacity (GW) | Net Level Capacity (GW)
geo_moderate | nuclear | 2012 | 0 | 38.4268
geo_moderate | nuclear | 2014 | 0 | 18.0989
geo_moderate | nuclear | 2016 | 0.561 | 41.7333
geo_moderate | nuclear | 2018 | 0 | 56.5487
geo_moderate | nuclear | 2020 | 0.009 | 63.4405
geo_moderate | nuclear | 2022 | 1.114 | 168.3367
geo_moderate | nuclear | 2024 | 0 | 47.8965
geo_moderate | nuclear | 2026 | 0 | 63.5008
geo_moderate | nuclear | 2028 | 0 | 78.5537
geo_moderate | nuclear | 2030 | 0 | 101.1991
geo_moderate | nuclear | 2032 | 0 | 57.4221
geo_moderate | nuclear | 2034 | 0 | 66.4324
geo_moderate | nuclear | 2036 | 0 | 64.383
geo_moderate | nuclear | 2038 | 0 | 40.9539
geo_moderate | nuclear | 2040 | 0 | 34.9633
geo_moderate | nuclear | 2042 | 0 | 33.894
geo_moderate | nuclear | 2044 | 0 | 45.7894
geo_moderate | nuclear | 2046 | 0 | 76.1498
geo_moderate | nuclear | 2048 | 0 | 64.8101
geo_moderate | nuclear | 2050 | 0 | 82.9732
geo_moderate | coal | 2012 | 3.9104 | 38.4268
geo_moderate | coal | 2014 | 0.9693 | 18.0989
geo_moderate | coal | 2016 | 1.2039 | 41.7333
geo_moderate | coal | 2018 | 0 | 56.5487
geo_moderate | coal | 2020 | 0 | 63.4405
geo_moderate | coal | 2022 | 0 | 168.3367
geo_moderate | coal | 2024 | 0 | 47.8965
geo_moderate | coal | 2026 | 0 | 63.5008
geo_moderate | coal | 2028 | 0 | 78.5537
geo_moderate | coal | 2030 | 0 | 101.1991
geo_moderate | coal | 2032 | 0 | 57.4221
geo_moderate | coal | 2034 | 0 | 66.4324
geo_moderate | coal | 2036 | 0 | 64.383
geo_moderate | coal | 2038 | 0 | 40.9539
geo_moderate | coal | 2040 | 0 | 34.9633
geo_moderate | coal | 2042 | 0 | 33.894
geo_moderate | coal | 2044 | 0 | 45.7894
geo_moderate | coal | 2046 | 0 | 76.1498
geo_moderate | coal | 2048 | 0 | 64.8101
geo_moderate | coal | 2050 | 0 | 82.9732
geo_moderate | gas-cc | 2012 | 7.3043 | 38.4268
geo_moderate | gas-cc | 2014 | 5.6437 | 18.0989
geo_moderate | gas-cc | 2016 | 4.7389 | 41.7333
geo_moderate | gas-cc | 2018 | 12.5635 | 56.5487
geo_moderate | gas-cc | 2020 | 5.6226 | 63.4405
geo_moderate | gas-cc | 2022 | 16.996 | 168.3367
geo_moderate | gas-cc | 2024 | 2.4084 | 47.8965
geo_moderate | gas-cc | 2026 | 0 | 63.5008
geo_moderate | gas-cc | 2028 | 1.25 | 78.5537
geo_moderate | gas-cc | 2030 | 0 | 101.1991
geo_moderate | gas-cc | 2032 | 0 | 57.4221
geo_moderate | gas-cc | 2034 | 0 | 66.4324
geo_moderate | gas-cc | 2036 | 0 | 64.383
geo_moderate | gas-cc | 2038 | 0.030605 | 40.9539
geo_moderate | gas-cc | 2040 | 2.7385 | 34.9633
geo_moderate | gas-cc | 2042 | 2.537 | 33.894
geo_moderate | gas-cc | 2044 | 3.1591 | 45.7894
geo_moderate | gas-cc | 2046 | 6.1831 | 76.1498
geo_moderate | gas-cc | 2048 | 6.1375 | 64.8101
geo_moderate | gas-cc | 2050 | 6.0191 | 82.9732
geo_moderate | gas-cc-ccs_mod_upgrade | 2012 | 0 | 38.4268
geo_moderate | gas-cc-ccs_mod_upgrade | 2014 | 0 | 18.0989
geo_moderate | gas-cc-ccs_mod_upgrade | 2016 | 0 | 41.7333
geo_moderate | gas-cc-ccs_mod_upgrade | 2018 | 0 | 56.5487
geo_moderate | gas-cc-ccs_mod_upgrade | 2020 | 0 | 63.4405
geo_moderate | gas-cc-ccs_mod_upgrade | 2022 | 0 | 168.3367
geo_moderate | gas-cc-ccs_mod_upgrade | 2024 | 0 | 47.8965
geo_moderate | gas-cc-ccs_mod_upgrade | 2026 | 0 | 63.5008
geo_moderate | gas-cc-ccs_mod_upgrade | 2028 | 0.34649 | 78.5537
geo_moderate | gas-cc-ccs_mod_upgrade | 2030 | 0 | 101.1991
geo_moderate | gas-cc-ccs_mod_upgrade | 2032 | 0 | 57.4221
geo_moderate | gas-cc-ccs_mod_upgrade | 2034 | 0 | 66.4324
geo_moderate | gas-cc-ccs_mod_upgrade | 2036 | 0 | 64.383
geo_moderate | gas-cc-ccs_mod_upgrade | 2038 | 0 | 40.9539
geo_moderate | gas-cc-ccs_mod_upgrade | 2040 | 0 | 34.9633
geo_moderate | gas-cc-ccs_mod_upgrade | 2042 | 0 | 33.894
geo_moderate | gas-cc-ccs_mod_upgrade | 2044 | 0 | 45.7894
geo_moderate | gas-cc-ccs_mod_upgrade | 2046 | 0 | 76.1498
geo_moderate | gas-cc-ccs_mod_upgrade | 2048 | 0 | 64.8101
geo_moderate | gas-cc-ccs_mod_upgrade | 2050 | 0 | 82.9732
geo_moderate | gas-ct | 2012 | 13.2218 | 38.4268
geo_moderate | gas-ct | 2014 | 2.3007 | 18.0989
geo_moderate | gas-ct | 2016 | 17.1234 | 41.7333
geo_moderate | gas-ct | 2018 | 10.5417 | 56.5487
geo_moderate | gas-ct | 2020 | 22.5172 | 63.4405
geo_moderate | gas-ct | 2022 | 1.9994 | 168.3367
geo_moderate | gas-ct | 2024 | 1.0113 | 47.8965
geo_moderate | gas-ct | 2026 | 0 | 63.5008
geo_moderate | gas-ct | 2028 | 1.25 | 78.5537
geo_moderate | gas-ct | 2030 | 0 | 101.1991
geo_moderate | gas-ct | 2032 | 0 | 57.4221
geo_moderate | gas-ct | 2034 | 0 | 66.4324
geo_moderate | gas-ct | 2036 | 1.018 | 64.383
geo_moderate | gas-ct | 2038 | 8.5106 | 40.9539
geo_moderate | gas-ct | 2040 | 16.1302 | 34.9633
geo_moderate | gas-ct | 2042 | 15.6212 | 33.894
geo_moderate | gas-ct | 2044 | 16.8624 | 45.7894
geo_moderate | gas-ct | 2046 | 28.6124 | 76.1498
geo_moderate | gas-ct | 2048 | 15.6426 | 64.8101
geo_moderate | gas-ct | 2050 | 19.3263 | 82.9732
geo_moderate | o-g-s | 2012 | 0.1104 | 38.4268
geo_moderate | o-g-s | 2014 | 0.10575 | 18.0989
geo_moderate | o-g-s | 2016 | 0.0329 | 41.7333
geo_moderate | o-g-s | 2018 | 0.07755 | 56.5487
geo_moderate | o-g-s | 2020 | 0.0475 | 63.4405
geo_moderate | o-g-s | 2022 | 0.04175 | 168.3367
geo_moderate | o-g-s | 2024 | 0.1675 | 47.8965
geo_moderate | o-g-s | 2026 | 0 | 63.5008
geo_moderate | o-g-s | 2028 | 0 | 78.5537
geo_moderate | o-g-s | 2030 | 0 | 101.1991
geo_moderate | o-g-s | 2032 | 0 | 57.4221
geo_moderate | o-g-s | 2034 | 0 | 66.4324
geo_moderate | o-g-s | 2036 | 0 | 64.383
geo_moderate | o-g-s | 2038 | 0 | 40.9539
geo_moderate | o-g-s | 2040 | 0 | 34.9633
geo_moderate | o-g-s | 2042 | 0 | 33.894
geo_moderate | o-g-s | 2044 | 0 | 45.7894
geo_moderate | o-g-s | 2046 | 0 | 76.1498
geo_moderate | o-g-s | 2048 | 0 | 64.8101
geo_moderate | o-g-s | 2050 | 0 | 82.9732
geo_moderate | hydro | 2012 | 0.2565 | 38.4268
geo_moderate | hydro | 2014 | 0.2898 | 18.0989
geo_moderate | hydro | 2016 | 0.25315 | 41.7333
geo_moderate | hydro | 2018 | 0.17135 | 56.5487
geo_moderate | hydro | 2020 | 0.08285 | 63.4405
geo_moderate | hydro | 2022 | 0.0439 | 168.3367
geo_moderate | hydro | 2024 | 0.0305 | 47.8965
geo_moderate | hydro | 2026 | 0.5714 | 63.5008
geo_moderate | hydro | 2028 | 0.70574 | 78.5537
geo_moderate | hydro | 2030 | 0.095578 | 101.1991
geo_moderate | hydro | 2032 | 0.048285 | 57.4221
geo_moderate | hydro | 2034 | 0.084273 | 66.4324
geo_moderate | hydro | 2036 | 0.063488 | 64.383
geo_moderate | hydro | 2038 | 0.13753 | 40.9539
geo_moderate | hydro | 2040 | 0.05998 | 34.9633
geo_moderate | hydro | 2042 | 0.0947 | 33.894
geo_moderate | hydro | 2044 | 0.098185 | 45.7894
geo_moderate | hydro | 2046 | 0.073075 | 76.1498
geo_moderate | hydro | 2048 | 0.10434 | 64.8101
geo_moderate | hydro | 2050 | 0.098185 | 82.9732
geo_moderate | geothermal | 2012 | 0.90512 | 38.4268
geo_moderate | geothermal | 2014 | 0.065965 | 18.0989
geo_moderate | geothermal | 2016 | 0.025 | 41.7333
geo_moderate | geothermal | 2018 | 0.45836 | 56.5487
geo_moderate | geothermal | 2020 | 0.074445 | 63.4405
geo_moderate | geothermal | 2022 | 0.030591 | 168.3367
geo_moderate | geothermal | 2024 | 0 | 47.8965
geo_moderate | geothermal | 2026 | 0 | 63.5008
geo_moderate | geothermal | 2028 | 0.085329 | 78.5537
geo_moderate | geothermal | 2030 | 0 | 101.1991
geo_moderate | geothermal | 2032 | 0 | 57.4221
geo_moderate | geothermal | 2034 | 0 | 66.4324
geo_moderate | geothermal | 2036 | 0 | 64.383
geo_moderate | geothermal | 2038 | 0 | 40.9539
geo_moderate | geothermal | 2040 | 0 | 34.9633
geo_moderate | geothermal | 2042 | 0 | 33.894
geo_moderate | geothermal | 2044 | 0 | 45.7894
geo_moderate | geothermal | 2046 | 0 | 76.1498
geo_moderate | geothermal | 2048 | 0 | 64.8101
geo_moderate | geothermal | 2050 | 0.51462 | 82.9732
geo_moderate | biopower | 2012 | 0.11705 | 38.4268
geo_moderate | biopower | 2014 | 0.2425 | 18.0989
geo_moderate | biopower | 2016 | 0.00805 | 41.7333
geo_moderate | biopower | 2018 | 0.03885 | 56.5487
geo_moderate | biopower | 2020 | 0.0836 | 63.4405
geo_moderate | biopower | 2022 | 0.0044 | 168.3367
geo_moderate | biopower | 2024 | 0.0095 | 47.8965
geo_moderate | biopower | 2026 | 0 | 63.5008
geo_moderate | biopower | 2028 | 0 | 78.5537
geo_moderate | biopower | 2030 | 0 | 101.1991
geo_moderate | biopower | 2032 | 0 | 57.4221
geo_moderate | biopower | 2034 | 0 | 66.4324
geo_moderate | biopower | 2036 | 0 | 64.383
geo_moderate | biopower | 2038 | 0 | 40.9539
geo_moderate | biopower | 2040 | 0 | 34.9633
geo_moderate | biopower | 2042 | 0 | 33.894
geo_moderate | biopower | 2044 | 0 | 45.7894
geo_moderate | biopower | 2046 | 0 | 76.1498
geo_moderate | biopower | 2048 | 0 | 64.8101
geo_moderate | biopower | 2050 | 0 | 82.9732
geo_moderate | lfill-gas | 2012 | 0.14965 | 38.4268
geo_moderate | lfill-gas | 2014 | 0.10055 | 18.0989
geo_moderate | lfill-gas | 2016 | 0.0901 | 41.7333
geo_moderate | lfill-gas | 2018 | 0.0165 | 56.5487
geo_moderate | lfill-gas | 2020 | 0.0066 | 63.4405
geo_moderate | lfill-gas | 2022 | 0.0023 | 168.3367
geo_moderate | lfill-gas | 2024 | 0 | 47.8965
geo_moderate | lfill-gas | 2026 | 0 | 63.5008
geo_moderate | lfill-gas | 2028 | 0 | 78.5537
geo_moderate | lfill-gas | 2030 | 0 | 101.1991
geo_moderate | lfill-gas | 2032 | 0 | 57.4221
geo_moderate | lfill-gas | 2034 | 0 | 66.4324
geo_moderate | lfill-gas | 2036 | 0 | 64.383
geo_moderate | lfill-gas | 2038 | 0 | 40.9539
geo_moderate | lfill-gas | 2040 | 0 | 34.9633
geo_moderate | lfill-gas | 2042 | 0 | 33.894
geo_moderate | lfill-gas | 2044 | 0 | 45.7894
geo_moderate | lfill-gas | 2046 | 0 | 76.1498
geo_moderate | lfill-gas | 2048 | 0 | 64.8101
geo_moderate | lfill-gas | 2050 | 0 | 82.9732
geo_moderate | wind-ons | 2012 | 9.9098 | 38.4268
geo_moderate | wind-ons | 2014 | 2.8817 | 18.0989
geo_moderate | wind-ons | 2016 | 8.4669 | 41.7333
geo_moderate | wind-ons | 2018 | 6.4669 | 56.5487
geo_moderate | wind-ons | 2020 | 11.8347 | 63.4405
geo_moderate | wind-ons | 2022 | 51.1545 | 168.3367
geo_moderate | wind-ons | 2024 | 12.9931 | 47.8965
geo_moderate | wind-ons | 2026 | 17.7373 | 63.5008
geo_moderate | wind-ons | 2028 | 29.5526 | 78.5537
geo_moderate | wind-ons | 2030 | 32.4336 | 101.1991
geo_moderate | wind-ons | 2032 | 12.9177 | 57.4221
geo_moderate | wind-ons | 2034 | 19.7718 | 66.4324
geo_moderate | wind-ons | 2036 | 18.3108 | 64.383
geo_moderate | wind-ons | 2038 | 11.5968 | 40.9539
geo_moderate | wind-ons | 2040 | 2.2405 | 34.9633
geo_moderate | wind-ons | 2042 | 2.5784 | 33.894
geo_moderate | wind-ons | 2044 | 2.537 | 45.7894
geo_moderate | wind-ons | 2046 | 2.5058 | 76.1498
geo_moderate | wind-ons | 2048 | 10.4573 | 64.8101
geo_moderate | wind-ons | 2050 | 14.339 | 82.9732
geo_moderate | wind-ofs | 2012 | 0 | 38.4268
geo_moderate | wind-ofs | 2014 | 0 | 18.0989
geo_moderate | wind-ofs | 2016 | 0.01465 | 41.7333
geo_moderate | wind-ofs | 2018 | 0 | 56.5487
geo_moderate | wind-ofs | 2020 | 1.5313 | 63.4405
geo_moderate | wind-ofs | 2022 | 0.006 | 168.3367
geo_moderate | wind-ofs | 2024 | 2.3935 | 47.8965
geo_moderate | wind-ofs | 2026 | 3.168 | 63.5008
geo_moderate | wind-ofs | 2028 | 3.465 | 78.5537
geo_moderate | wind-ofs | 2030 | 2.3135 | 101.1991
geo_moderate | wind-ofs | 2032 | 2.612 | 57.4221
geo_moderate | wind-ofs | 2034 | 4.05 | 66.4324
geo_moderate | wind-ofs | 2036 | 3.1 | 64.383
geo_moderate | wind-ofs | 2038 | 2 | 40.9539
geo_moderate | wind-ofs | 2040 | 2 | 34.9633
geo_moderate | wind-ofs | 2042 | 2 | 33.894
geo_moderate | wind-ofs | 2044 | 2 | 45.7894
geo_moderate | wind-ofs | 2046 | 0.5 | 76.1498
geo_moderate | wind-ofs | 2048 | 0 | 64.8101
geo_moderate | wind-ofs | 2050 | 0.775 | 82.9732
geo_moderate | csp | 2012 | 0 | 38.4268
geo_moderate | csp | 2014 | 0.6067 | 18.0989
geo_moderate | csp | 2016 | 0.055 | 41.7333
geo_moderate | csp | 2018 | 0 | 56.5487
geo_moderate | csp | 2020 | 0 | 63.4405
geo_moderate | csp | 2022 | 0 | 168.3367
geo_moderate | csp | 2024 | 0 | 47.8965
geo_moderate | csp | 2026 | 0 | 63.5008
geo_moderate | csp | 2028 | 0 | 78.5537
geo_moderate | csp | 2030 | 0 | 101.1991
geo_moderate | csp | 2032 | 0 | 57.4221
geo_moderate | csp | 2034 | 0 | 66.4324
geo_moderate | csp | 2036 | 0 | 64.383
geo_moderate | csp | 2038 | 0 | 40.9539
geo_moderate | csp | 2040 | 0 | 34.9633
geo_moderate | csp | 2042 | 0 | 33.894
geo_moderate | csp | 2044 | 0 | 45.7894
geo_moderate | csp | 2046 | 0 | 76.1498
geo_moderate | csp | 2048 | 0 | 64.8101
geo_moderate | csp | 2050 | 0 | 82.9732
geo_moderate | upv | 2012 | 0.89845 | 38.4268
geo_moderate | upv | 2014 | 2.5126 | 18.0989
geo_moderate | upv | 2016 | 4.7584 | 41.7333
geo_moderate | upv | 2018 | 4.1101 | 56.5487
geo_moderate | upv | 2020 | 7.0028 | 63.4405
geo_moderate | upv | 2022 | 82.5909 | 168.3367
geo_moderate | upv | 2024 | 20.4746 | 47.8965
geo_moderate | upv | 2026 | 27.4519 | 63.5008
geo_moderate | upv | 2028 | 20.2437 | 78.5537
geo_moderate | upv | 2030 | 31.7396 | 101.1991
geo_moderate | upv | 2032 | 13.8734 | 57.4221
geo_moderate | upv | 2034 | 12.8982 | 66.4324
geo_moderate | upv | 2036 | 19.3339 | 64.383
geo_moderate | upv | 2038 | 3.0013 | 40.9539
geo_moderate | upv | 2040 | 1.9349 | 34.9633
geo_moderate | upv | 2042 | 1.5871 | 33.894
geo_moderate | upv | 2044 | 4.7173 | 45.7894
geo_moderate | upv | 2046 | 13.0971 | 76.1498
geo_moderate | upv | 2048 | 8.0088 | 64.8101
geo_moderate | upv | 2050 | 15.6401 | 82.9732
geo_moderate | dupv | 2012 | 0.25145 | 38.4268
geo_moderate | dupv | 2014 | 0.44975 | 18.0989
geo_moderate | dupv | 2016 | 0.56363 | 41.7333
geo_moderate | dupv | 2018 | 0.71455 | 56.5487
geo_moderate | dupv | 2020 | 0.6629 | 63.4405
geo_moderate | dupv | 2022 | 0.4872 | 168.3367
geo_moderate | dupv | 2024 | 0.062808 | 47.8965
geo_moderate | dupv | 2026 | 0 | 63.5008
geo_moderate | dupv | 2028 | 0.10368 | 78.5537
geo_moderate | dupv | 2030 | 0.068581 | 101.1991
geo_moderate | dupv | 2032 | 0.00069853 | 57.4221
geo_moderate | dupv | 2034 | 0.0092118 | 66.4324
geo_moderate | dupv | 2036 | 0.026409 | 64.383
geo_moderate | dupv | 2038 | 0 | 40.9539
geo_moderate | dupv | 2040 | 0 | 34.9633
geo_moderate | dupv | 2042 | 0.31476 | 33.894
geo_moderate | dupv | 2044 | 0 | 45.7894
geo_moderate | dupv | 2046 | 0.03505 | 76.1498
geo_moderate | dupv | 2048 | 0.0735 | 64.8101
geo_moderate | dupv | 2050 | 0.0141 | 82.9732
geo_moderate | distpv | 2012 | 1.3287 | 38.4268
geo_moderate | distpv | 2014 | 1.8721 | 18.0989
geo_moderate | distpv | 2016 | 3.3523 | 41.7333
geo_moderate | distpv | 2018 | 4.0414 | 56.5487
geo_moderate | distpv | 2020 | 1.841 | 63.4405
geo_moderate | distpv | 2022 | 2.6701 | 168.3367
geo_moderate | distpv | 2024 | 4.736 | 47.8965
geo_moderate | distpv | 2026 | 6.5355 | 63.5008
geo_moderate | distpv | 2028 | 8.8831 | 78.5537
geo_moderate | distpv | 2030 | 12.3853 | 101.1991
geo_moderate | distpv | 2032 | 9.5585 | 57.4221
geo_moderate | distpv | 2034 | 6.4215 | 66.4324
geo_moderate | distpv | 2036 | 2.684 | 64.383
geo_moderate | distpv | 2038 | 2.489 | 40.9539
geo_moderate | distpv | 2040 | 2.4076 | 34.9633
geo_moderate | distpv | 2042 | 2.4784 | 33.894
geo_moderate | distpv | 2044 | 2.807 | 45.7894
geo_moderate | distpv | 2046 | 2.782 | 76.1498
geo_moderate | distpv | 2048 | 3.1825 | 64.8101
geo_moderate | distpv | 2050 | 3.5669 | 82.9732
geo_moderate | pvb | 2012 | 0.0013 | 38.4268
geo_moderate | pvb | 2014 | 0.015786 | 18.0989
geo_moderate | pvb | 2016 | 0.32798 | 41.7333
geo_moderate | pvb | 2018 | 17.2184 | 56.5487
geo_moderate | pvb | 2020 | 11.8561 | 63.4405
geo_moderate | pvb | 2022 | 8.1956 | 168.3367
geo_moderate | pvb | 2024 | 2.2278 | 47.8965
geo_moderate | pvb | 2026 | 0.17572 | 63.5008
geo_moderate | pvb | 2028 | 0.13927 | 78.5537
geo_moderate | pvb | 2030 | 2.8333 | 101.1991
geo_moderate | pvb | 2032 | 2.7423 | 57.4221
geo_moderate | pvb | 2034 | 5.793 | 66.4324
geo_moderate | pvb | 2036 | 5.1621 | 64.383
geo_moderate | pvb | 2038 | 0.88172 | 40.9539
geo_moderate | pvb | 2040 | 0 | 34.9633
geo_moderate | pvb | 2042 | 0 | 33.894
geo_moderate | pvb | 2044 | 0 | 45.7894
geo_moderate | pvb | 2046 | 0 | 76.1498
geo_moderate | pvb | 2048 | 0.13743 | 64.8101
geo_moderate | pvb | 2050 | 3.1977 | 82.9732
geo_moderate | battery_2 | 2012 | 0.0274 | 38.4268
geo_moderate | battery_2 | 2014 | 0.02795 | 18.0989
geo_moderate | battery_2 | 2016 | 0.112 | 41.7333
geo_moderate | battery_2 | 2018 | 0.0732 | 56.5487
geo_moderate | battery_2 | 2020 | 0.13135 | 63.4405
geo_moderate | battery_2 | 2022 | 1.9785 | 168.3367
geo_moderate | battery_2 | 2024 | 0.89851 | 47.8965
geo_moderate | battery_2 | 2026 | 1.0595 | 63.5008
geo_moderate | battery_2 | 2028 | 1.2907 | 78.5537
geo_moderate | battery_2 | 2030 | 0.93061 | 101.1991
geo_moderate | battery_2 | 2032 | 0.62147 | 57.4221
geo_moderate | battery_2 | 2034 | 0.67716 | 66.4324
geo_moderate | battery_2 | 2036 | 1.2748 | 64.383
geo_moderate | battery_2 | 2038 | 1.4094 | 40.9539
geo_moderate | battery_2 | 2040 | 2.5325 | 34.9633
geo_moderate | battery_2 | 2042 | 1.9831 | 33.894
geo_moderate | battery_2 | 2044 | 3.8515 | 45.7894
geo_moderate | battery_2 | 2046 | 1.5252 | 76.1498
geo_moderate | battery_2 | 2048 | 0.95705 | 64.8101
geo_moderate | battery_2 | 2050 | 0.85025 | 82.9732
geo_moderate | battery_4 | 2012 | 0.001 | 38.4268
geo_moderate | battery_4 | 2014 | 0.004 | 18.0989
geo_moderate | battery_4 | 2016 | 0.04595 | 41.7333
geo_moderate | battery_4 | 2018 | 0.0564 | 56.5487
geo_moderate | battery_4 | 2020 | 0.1365 | 63.4405
geo_moderate | battery_4 | 2022 | 1.0012 | 168.3367
geo_moderate | battery_4 | 2024 | 0.48275 | 47.8965
geo_moderate | battery_4 | 2026 | 4.9627 | 63.5008
geo_moderate | battery_4 | 2028 | 9.2172 | 78.5537
geo_moderate | battery_4 | 2030 | 7.9178 | 101.1991
geo_moderate | battery_4 | 2032 | 5.0548 | 57.4221
geo_moderate | battery_4 | 2034 | 2.5965 | 66.4324
geo_moderate | battery_4 | 2036 | 3.2075 | 64.383
geo_moderate | battery_4 | 2038 | 4.0697 | 40.9539
geo_moderate | battery_4 | 2040 | 2.591 | 34.9633
geo_moderate | battery_4 | 2042 | 4.6128 | 33.894
geo_moderate | battery_4 | 2044 | 9.451 | 45.7894
geo_moderate | battery_4 | 2046 | 13.3784 | 76.1498
geo_moderate | battery_4 | 2048 | 13.0401 | 64.8101
geo_moderate | battery_4 | 2050 | 8.9766 | 82.9732
geo_moderate | battery_6 | 2012 | 0 | 38.4268
geo_moderate | battery_6 | 2014 | 0 | 18.0989
geo_moderate | battery_6 | 2016 | 0 | 41.7333
geo_moderate | battery_6 | 2018 | 0 | 56.5487
geo_moderate | battery_6 | 2020 | 0 | 63.4405
geo_moderate | battery_6 | 2022 | 0.000405 | 168.3367
geo_moderate | battery_6 | 2024 | 0.00021258 | 47.8965
geo_moderate | battery_6 | 2026 | 0.35642 | 63.5008
geo_moderate | battery_6 | 2028 | 1.7522 | 78.5537
geo_moderate | battery_6 | 2030 | 10.4813 | 101.1991
geo_moderate | battery_6 | 2032 | 8.1624 | 57.4221
geo_moderate | battery_6 | 2034 | 10.7853 | 66.4324
geo_moderate | battery_6 | 2036 | 6.6339 | 64.383
geo_moderate | battery_6 | 2038 | 4.0878 | 40.9539
geo_moderate | battery_6 | 2040 | 2.1705 | 34.9633
geo_moderate | battery_6 | 2042 | 0.086549 | 33.894
geo_moderate | battery_6 | 2044 | 0.26321 | 45.7894
geo_moderate | battery_6 | 2046 | 6.4419 | 76.1498
geo_moderate | battery_6 | 2048 | 7.0689 | 64.8101
geo_moderate | battery_6 | 2050 | 9.6555 | 82.9732
geo_moderate | battery_8 | 2012 | 0 | 38.4268
geo_moderate | battery_8 | 2014 | 0 | 18.0989
geo_moderate | battery_8 | 2016 | 0 | 41.7333
geo_moderate | battery_8 | 2018 | 0 | 56.5487
geo_moderate | battery_8 | 2020 | 0 | 63.4405
geo_moderate | battery_8 | 2022 | 0.0077553 | 168.3367
geo_moderate | battery_8 | 2024 | 0 | 47.8965
geo_moderate | battery_8 | 2026 | 0 | 63.5008
geo_moderate | battery_8 | 2028 | 0 | 78.5537
geo_moderate | battery_8 | 2030 | 0 | 101.1991
geo_moderate | battery_8 | 2032 | 0.69873 | 57.4221
geo_moderate | battery_8 | 2034 | 3.037 | 66.4324
geo_moderate | battery_8 | 2036 | 3.5681 | 64.383
geo_moderate | battery_8 | 2038 | 2.3426 | 40.9539
geo_moderate | battery_8 | 2040 | 0.15765 | 34.9633
geo_moderate | battery_8 | 2042 | 0 | 33.894
geo_moderate | battery_8 | 2044 | 0.042629 | 45.7894
geo_moderate | battery_8 | 2046 | 1.0158 | 76.1498
geo_moderate | battery_8 | 2048 | 0 | 64.8101
geo_moderate | battery_8 | 2050 | 0 | 82.9732
geo_moderate | battery_10 | 2012 | 0 | 38.4268
geo_moderate | battery_10 | 2014 | 0 | 18.0989
geo_moderate | battery_10 | 2016 | 0 | 41.7333
geo_moderate | battery_10 | 2018 | 0 | 56.5487
geo_moderate | battery_10 | 2020 | 0 | 63.4405
geo_moderate | battery_10 | 2022 | 0.012321 | 168.3367
geo_moderate | battery_10 | 2024 | 0 | 47.8965
geo_moderate | battery_10 | 2026 | 0 | 63.5008
geo_moderate | battery_10 | 2028 | 0 | 78.5537
geo_moderate | battery_10 | 2030 | 0 | 101.1991
geo_moderate | battery_10 | 2032 | 0 | 57.4221
geo_moderate | battery_10 | 2034 | 0 | 66.4324
geo_moderate | battery_10 | 2036 | 0 | 64.383
geo_moderate | battery_10 | 2038 | 0 | 40.9539
geo_moderate | battery_10 | 2040 | 0 | 34.9633
geo_moderate | battery_10 | 2042 | 0 | 33.894
geo_moderate | battery_10 | 2044 | 0 | 45.7894
geo_moderate | battery_10 | 2046 | 0 | 76.1498
geo_moderate | battery_10 | 2048 | 0 | 64.8101
geo_moderate | battery_10 | 2050 | 0 | 82.9732
geo_moderate | pumped-hydro | 2012 | 0.0335 | 38.4268
geo_moderate | pumped-hydro | 2014 | 0.01 | 18.0989
geo_moderate | pumped-hydro | 2016 | 0 | 41.7333
geo_moderate | pumped-hydro | 2018 | 0 | 56.5487
geo_moderate | pumped-hydro | 2020 | 0 | 63.4405
geo_moderate | pumped-hydro | 2022 | 0 | 168.3367
geo_moderate | pumped-hydro | 2024 | 0 | 47.8965
geo_moderate | pumped-hydro | 2026 | 1.4824 | 63.5008
geo_moderate | pumped-hydro | 2028 | 0.26876 | 78.5537
geo_moderate | pumped-hydro | 2030 | 0 | 101.1991
geo_moderate | pumped-hydro | 2032 | 1.1319 | 57.4221
geo_moderate | pumped-hydro | 2034 | 0.30852 | 66.4324
geo_moderate | pumped-hydro | 2036 | 0 | 64.383
geo_moderate | pumped-hydro | 2038 | 0.3968 | 40.9539
geo_moderate | pumped-hydro | 2040 | 0 | 34.9633
geo_moderate | pumped-hydro | 2042 | 0 | 33.894
geo_moderate | pumped-hydro | 2044 | 0 | 45.7894
geo_moderate | pumped-hydro | 2046 | 0 | 76.1498
geo_moderate | pumped-hydro | 2048 | 0 | 64.8101
geo_moderate | pumped-hydro | 2050 | 0 | 82.9732

## 6_Annual Retirements (GW)
scenario | tech | year | Capacity (GW) | Net Level Capacity (GW)
geo_moderate | nuclear | 2012 | 0 | 10.6044
geo_moderate | nuclear | 2014 | 2.0901 | 14.0765
geo_moderate | nuclear | 2016 | 0.2414 | 20.9431
geo_moderate | nuclear | 2018 | 0.30385 | 19.4916
geo_moderate | nuclear | 2020 | 1.5474 | 15.8094
geo_moderate | nuclear | 2022 | 0.9024 | 14.3294
geo_moderate | nuclear | 2024 | 0 | 112.4064
geo_moderate | nuclear | 2026 | 0 | 6.629
geo_moderate | nuclear | 2028 | 0 | 11.7565
geo_moderate | nuclear | 2030 | 1.12 | 11.9658
geo_moderate | nuclear | 2032 | 0 | 4.1154
geo_moderate | nuclear | 2034 | 2.5835 | 7.1186
geo_moderate | nuclear | 2036 | 1.2606 | 5.208
geo_moderate | nuclear | 2038 | 0 | 8.6894
geo_moderate | nuclear | 2040 | 0 | 16.4279
geo_moderate | nuclear | 2042 | 0 | 22.3545
geo_moderate | nuclear | 2044 | 0 | 24.4278
geo_moderate | nuclear | 2046 | 0 | 58.2872
geo_moderate | nuclear | 2048 | 0 | 50.215
geo_moderate | nuclear | 2050 | 1.3546 | 60.9886
geo_moderate | coal | 2012 | 6.6621 | 10.6044
geo_moderate | coal | 2014 | 5.9469 | 14.0765
geo_moderate | coal | 2016 | 12.4971 | 20.9431
geo_moderate | coal | 2018 | 10.4291 | 19.4916
geo_moderate | coal | 2020 | 8.7861 | 15.8094
geo_moderate | coal | 2022 | 9.1232 | 14.3294
geo_moderate | coal | 2024 | 9.2662 | 112.4064
geo_moderate | coal | 2026 | 5.6499 | 6.629
geo_moderate | coal | 2028 | 10.0111 | 11.7565
geo_moderate | coal | 2030 | 6.5489 | 11.9658
geo_moderate | coal | 2032 | 1.0985 | 4.1154
geo_moderate | coal | 2034 | 2.0903 | 7.1186
geo_moderate | coal | 2036 | 0.64115 | 5.208
geo_moderate | coal | 2038 | 0.85355 | 8.6894
geo_moderate | coal | 2040 | 1.4158 | 16.4279
geo_moderate | coal | 2042 | 2.2902 | 22.3545
geo_moderate | coal | 2044 | 3.75 | 24.4278
geo_moderate | coal | 2046 | 7.4339 | 58.2872
geo_moderate | coal | 2048 | 6.8605 | 50.215
geo_moderate | coal | 2050 | 6.7622 | 60.9886
geo_moderate | gas-cc | 2012 | 0.03475 | 10.6044
geo_moderate | gas-cc | 2014 | 0.72625 | 14.0765
geo_moderate | gas-cc | 2016 | 0.40415 | 20.9431
geo_moderate | gas-cc | 2018 | 0.7143 | 19.4916
geo_moderate | gas-cc | 2020 | 0.473 | 15.8094
geo_moderate | gas-cc | 2022 | 0.30965 | 14.3294
geo_moderate | gas-cc | 2024 | 3.612 | 112.4064
geo_moderate | gas-cc | 2026 | 0.07 | 6.629
geo_moderate | gas-cc | 2028 | 0.73559 | 11.7565
geo_moderate | gas-cc | 2030 | 1.6883 | 11.9658
geo_moderate | gas-cc | 2032 | 0.59255 | 4.1154
geo_moderate | gas-cc | 2034 | 0.1085 | 7.1186
geo_moderate | gas-cc | 2036 | 0.53105 | 5.208
geo_moderate | gas-cc | 2038 | 0.0365 | 8.6894
geo_moderate | gas-cc | 2040 | 0.8127 | 16.4279
geo_moderate | gas-cc | 2042 | 0.90285 | 22.3545
geo_moderate | gas-cc | 2044 | 0.87065 | 24.4278
geo_moderate | gas-cc | 2046 | 8.5973 | 58.2872
geo_moderate | gas-cc | 2048 | 1.6675 | 50.215
geo_moderate | gas-cc | 2050 | 3.3383 | 60.9886
geo_moderate | gas-ct | 2012 | 0.6654 | 10.6044
geo_moderate | gas-ct | 2014 | 0.543 | 14.0765
geo_moderate | gas-ct | 2016 | 2.0336 | 20.9431
geo_moderate | gas-ct | 2018 | 0.6648 | 19.4916
geo_moderate | gas-ct | 2020 | 0.90765 | 15.8094
geo_moderate | gas-ct | 2022 | 0.4607 | 14.3294
geo_moderate | gas-ct | 2024 | 59.3263 | 112.4064
geo_moderate | gas-ct | 2026 | 0.744 | 6.629
geo_moderate | gas-ct | 2028 | 0.63661 | 11.7565
geo_moderate | gas-ct | 2030 | 0.84615 | 11.9658
geo_moderate | gas-ct | 2032 | 0.44348 | 4.1154
geo_moderate | gas-ct | 2034 | 0.20865 | 7.1186
geo_moderate | gas-ct | 2036 | 0.25287 | 5.208
geo_moderate | gas-ct | 2038 | 0.00985 | 8.6894
geo_moderate | gas-ct | 2040 | 0.061122 | 16.4279
geo_moderate | gas-ct | 2042 | 0.0576 | 22.3545
geo_moderate | gas-ct | 2044 | 0.2521 | 24.4278
geo_moderate | gas-ct | 2046 | 8.0468 | 58.2872
geo_moderate | gas-ct | 2048 | 0.46605 | 50.215
geo_moderate | gas-ct | 2050 | 1.0035 | 60.9886
geo_moderate | o-g-s | 2012 | 3.9997 | 10.6044
geo_moderate | o-g-s | 2014 | 4.7519 | 14.0765
geo_moderate | o-g-s | 2016 | 6.1349 | 20.9431
geo_moderate | o-g-s | 2018 | 7.3718 | 19.4916
geo_moderate | o-g-s | 2020 | 3.291 | 15.8094
geo_moderate | o-g-s | 2022 | 2.4244 | 14.3294
geo_moderate | o-g-s | 2024 | 39.6994 | 112.4064
geo_moderate | o-g-s | 2026 | 0.10745 | 6.629
geo_moderate | o-g-s | 2028 | 0.17785 | 11.7565
geo_moderate | o-g-s | 2030 | 0.84289 | 11.9658
geo_moderate | o-g-s | 2032 | 0.038559 | 4.1154
geo_moderate | o-g-s | 2034 | 0.033547 | 7.1186
geo_moderate | o-g-s | 2036 | 0.10479 | 5.208
geo_moderate | o-g-s | 2038 | 0.00285 | 8.6894
geo_moderate | o-g-s | 2040 | 0.12923 | 16.4279
geo_moderate | o-g-s | 2042 | 0.00055 | 22.3545
geo_moderate | o-g-s | 2044 | 0.015 | 24.4278
geo_moderate | o-g-s | 2046 | 0.028043 | 58.2872
geo_moderate | o-g-s | 2048 | 0.28488 | 50.215
geo_moderate | o-g-s | 2050 | 0.23909 | 60.9886
geo_moderate | geothermal | 2012 | 0 | 10.6044
geo_moderate | geothermal | 2014 | 0 | 14.0765
geo_moderate | geothermal | 2016 | 0 | 20.9431
geo_moderate | geothermal | 2018 | 0 | 19.4916
geo_moderate | geothermal | 2020 | 0 | 15.8094
geo_moderate | geothermal | 2022 | 0 | 14.3294
geo_moderate | geothermal | 2024 | 0 | 112.4064
geo_moderate | geothermal | 2026 | 0 | 6.629
geo_moderate | geothermal | 2028 | 0 | 11.7565
geo_moderate | geothermal | 2030 | 0 | 11.9658
geo_moderate | geothermal | 2032 | 0 | 4.1154
geo_moderate | geothermal | 2034 | 0 | 7.1186
geo_moderate | geothermal | 2036 | 0 | 5.208
geo_moderate | geothermal | 2038 | 0 | 8.6894
geo_moderate | geothermal | 2040 | 0.26062 | 16.4279
geo_moderate | geothermal | 2042 | 0.90512 | 22.3545
geo_moderate | geothermal | 2044 | 0.065965 | 24.4278
geo_moderate | geothermal | 2046 | 0.025 | 58.2872
geo_moderate | geothermal | 2048 | 0.45836 | 50.215
geo_moderate | geothermal | 2050 | 0.074445 | 60.9886
geo_moderate | biopower | 2012 | 0.0725 | 10.6044
geo_moderate | biopower | 2014 | 0.01635 | 14.0765
geo_moderate | biopower | 2016 | 0.11075 | 20.9431
geo_moderate | biopower | 2018 | 0.0591 | 19.4916
geo_moderate | biopower | 2020 | 0.16595 | 15.8094
geo_moderate | biopower | 2022 | 0.0715 | 14.3294
geo_moderate | biopower | 2024 | 0.008 | 112.4064
geo_moderate | biopower | 2026 | 0 | 6.629
geo_moderate | biopower | 2028 | 0.12945 | 11.7565
geo_moderate | biopower | 2030 | 0.1181 | 11.9658
geo_moderate | biopower | 2032 | 0.1469 | 4.1154
geo_moderate | biopower | 2034 | 0.18965 | 7.1186
geo_moderate | biopower | 2036 | 0.103 | 5.208
geo_moderate | biopower | 2038 | 0.07005 | 8.6894
geo_moderate | biopower | 2040 | 0.0175 | 16.4279
geo_moderate | biopower | 2042 | 0.04145 | 22.3545
geo_moderate | biopower | 2044 | 0.0425 | 24.4278
geo_moderate | biopower | 2046 | 0.0025 | 58.2872
geo_moderate | biopower | 2048 | 0.0165 | 50.215
geo_moderate | biopower | 2050 | 0.00215 | 60.9886
geo_moderate | lfill-gas | 2012 | 0.03035 | 10.6044
geo_moderate | lfill-gas | 2014 | 0.0504 | 14.0765
geo_moderate | lfill-gas | 2016 | 0.0922 | 20.9431
geo_moderate | lfill-gas | 2018 | 0.04505 | 19.4916
geo_moderate | lfill-gas | 2020 | 0.0948 | 15.8094
geo_moderate | lfill-gas | 2022 | 0.00395 | 14.3294
geo_moderate | lfill-gas | 2024 | 0 | 112.4064
geo_moderate | lfill-gas | 2026 | 0 | 6.629
geo_moderate | lfill-gas | 2028 | 0.018 | 11.7565
geo_moderate | lfill-gas | 2030 | 0 | 11.9658
geo_moderate | lfill-gas | 2032 | 0 | 4.1154
geo_moderate | lfill-gas | 2034 | 0 | 7.1186
geo_moderate | lfill-gas | 2036 | 0 | 5.208
geo_moderate | lfill-gas | 2038 | 0 | 8.6894
geo_moderate | lfill-gas | 2040 | 0 | 16.4279
geo_moderate | lfill-gas | 2042 | 0 | 22.3545
geo_moderate | lfill-gas | 2044 | 0 | 24.4278
geo_moderate | lfill-gas | 2046 | 0 | 58.2872
geo_moderate | lfill-gas | 2048 | 0 | 50.215
geo_moderate | lfill-gas | 2050 | 0 | 60.9886
geo_moderate | wind-ons | 2012 | 0.0185 | 10.6044
geo_moderate | wind-ons | 2014 | 0.01225 | 14.0765
geo_moderate | wind-ons | 2016 | 0.29195 | 20.9431
geo_moderate | wind-ons | 2018 | 0.054475 | 19.4916
geo_moderate | wind-ons | 2020 | 0.09905 | 15.8094
geo_moderate | wind-ons | 2022 | 0.1284 | 14.3294
geo_moderate | wind-ons | 2024 | 0.00535 | 112.4064
geo_moderate | wind-ons | 2026 | 0.03 | 6.629
geo_moderate | wind-ons | 2028 | 0.0094 | 11.7565
geo_moderate | wind-ons | 2030 | 0.376 | 11.9658
geo_moderate | wind-ons | 2032 | 1.0314 | 4.1154
geo_moderate | wind-ons | 2034 | 1.146 | 7.1186
geo_moderate | wind-ons | 2036 | 1.2576 | 5.208
geo_moderate | wind-ons | 2038 | 3.9311 | 8.6894
geo_moderate | wind-ons | 2040 | 11.4731 | 16.4279
geo_moderate | wind-ons | 2042 | 9.9098 | 22.3545
geo_moderate | wind-ons | 2044 | 2.8817 | 24.4278
geo_moderate | wind-ons | 2046 | 8.4669 | 58.2872
geo_moderate | wind-ons | 2048 | 6.4669 | 50.215
geo_moderate | wind-ons | 2050 | 11.8347 | 60.9886
geo_moderate | wind-ofs | 2012 | 0 | 10.6044
geo_moderate | wind-ofs | 2014 | 0 | 14.0765
geo_moderate | wind-ofs | 2016 | 0 | 20.9431
geo_moderate | wind-ofs | 2018 | 0 | 19.4916
geo_moderate | wind-ofs | 2020 | 0 | 15.8094
geo_moderate | wind-ofs | 2022 | 0 | 14.3294
geo_moderate | wind-ofs | 2024 | 0 | 112.4064
geo_moderate | wind-ofs | 2026 | 0 | 6.629
geo_moderate | wind-ofs | 2028 | 0 | 11.7565
geo_moderate | wind-ofs | 2030 | 0 | 11.9658
geo_moderate | wind-ofs | 2032 | 0 | 4.1154
geo_moderate | wind-ofs | 2034 | 0 | 7.1186
geo_moderate | wind-ofs | 2036 | 0 | 5.208
geo_moderate | wind-ofs | 2038 | 0 | 8.6894
geo_moderate | wind-ofs | 2040 | 0 | 16.4279
geo_moderate | wind-ofs | 2042 | 0 | 22.3545
geo_moderate | wind-ofs | 2044 | 0 | 24.4278
geo_moderate | wind-ofs | 2046 | 0.01465 | 58.2872
geo_moderate | wind-ofs | 2048 | 0 | 50.215
geo_moderate | wind-ofs | 2050 | 1.5313 | 60.9886
geo_moderate | csp | 2012 | 0 | 10.6044
geo_moderate | csp | 2014 | 0 | 14.0765
geo_moderate | csp | 2016 | 0 | 20.9431
geo_moderate | csp | 2018 | 0 | 19.4916
geo_moderate | csp | 2020 | 0 | 15.8094
geo_moderate | csp | 2022 | 0 | 14.3294
geo_moderate | csp | 2024 | 0 | 112.4064
geo_moderate | csp | 2026 | 0 | 6.629
geo_moderate | csp | 2028 | 0 | 11.7565
geo_moderate | csp | 2030 | 0 | 11.9658
geo_moderate | csp | 2032 | 0 | 4.1154
geo_moderate | csp | 2034 | 0 | 7.1186
geo_moderate | csp | 2036 | 0 | 5.208
geo_moderate | csp | 2038 | 0 | 8.6894
geo_moderate | csp | 2040 | 0 | 16.4279
geo_moderate | csp | 2042 | 0 | 22.3545
geo_moderate | csp | 2044 | 0.6067 | 24.4278
geo_moderate | csp | 2046 | 0.055 | 58.2872
geo_moderate | csp | 2048 | 0 | 50.215
geo_moderate | csp | 2050 | 0 | 60.9886
geo_moderate | upv | 2012 | 0 | 10.6044
geo_moderate | upv | 2014 | 0 | 14.0765
geo_moderate | upv | 2016 | 0 | 20.9431
geo_moderate | upv | 2018 | 0 | 19.4916
geo_moderate | upv | 2020 | 0 | 15.8094
geo_moderate | upv | 2022 | 0 | 14.3294
geo_moderate | upv | 2024 | 0 | 112.4064
geo_moderate | upv | 2026 | 0 | 6.629
geo_moderate | upv | 2028 | 0 | 11.7565
geo_moderate | upv | 2030 | 0 | 11.9658
geo_moderate | upv | 2032 | 0 | 4.1154
geo_moderate | upv | 2034 | 0 | 7.1186
geo_moderate | upv | 2036 | 0 | 5.208
geo_moderate | upv | 2038 | 0 | 8.6894
geo_moderate | upv | 2040 | 0.0743 | 16.4279
geo_moderate | upv | 2042 | 0.89845 | 22.3545
geo_moderate | upv | 2044 | 2.5126 | 24.4278
geo_moderate | upv | 2046 | 4.7584 | 58.2872
geo_moderate | upv | 2048 | 4.1101 | 50.215
geo_moderate | upv | 2050 | 7.0027 | 60.9886
geo_moderate | dupv | 2012 | 0 | 10.6044
geo_moderate | dupv | 2014 | 0 | 14.0765
geo_moderate | dupv | 2016 | 0 | 20.9431
geo_moderate | dupv | 2018 | 0 | 19.4916
geo_moderate | dupv | 2020 | 0 | 15.8094
geo_moderate | dupv | 2022 | 0 | 14.3294
geo_moderate | dupv | 2024 | 0 | 112.4064
geo_moderate | dupv | 2026 | 0 | 6.629
geo_moderate | dupv | 2028 | 0 | 11.7565
geo_moderate | dupv | 2030 | 0 | 11.9658
geo_moderate | dupv | 2032 | 0 | 4.1154
geo_moderate | dupv | 2034 | 0 | 7.1186
geo_moderate | dupv | 2036 | 0 | 5.208
geo_moderate | dupv | 2038 | 0 | 8.6894
geo_moderate | dupv | 2040 | 0.0295 | 16.4279
geo_moderate | dupv | 2042 | 0.25145 | 22.3545
geo_moderate | dupv | 2044 | 0.44975 | 24.4278
geo_moderate | dupv | 2046 | 0.56363 | 58.2872
geo_moderate | dupv | 2048 | 0.71455 | 50.215
geo_moderate | dupv | 2050 | 0.6629 | 60.9886
geo_moderate | pvb | 2012 | 0 | 10.6044
geo_moderate | pvb | 2014 | 1.82e-05 | 14.0765
geo_moderate | pvb | 2016 | 0.00023881 | 20.9431
geo_moderate | pvb | 2018 | 0.0048256 | 19.4916
geo_moderate | pvb | 2020 | 0.24578 | 15.8094
geo_moderate | pvb | 2022 | 0.40656 | 14.3294
geo_moderate | pvb | 2024 | 0.51592 | 112.4064
geo_moderate | pvb | 2026 | 0.53827 | 6.629
geo_moderate | pvb | 2028 | 0.53389 | 11.7565
geo_moderate | pvb | 2030 | 0.52844 | 11.9658
geo_moderate | pvb | 2032 | 0.56237 | 4.1154
geo_moderate | pvb | 2034 | 0.59159 | 7.1186
geo_moderate | pvb | 2036 | 0.66492 | 5.208
geo_moderate | pvb | 2038 | 0.72689 | 8.6894
geo_moderate | pvb | 2040 | 0.72859 | 16.4279
geo_moderate | pvb | 2042 | 0.7185 | 22.3545
geo_moderate | pvb | 2044 | 0.7209 | 24.4278
geo_moderate | pvb | 2046 | 0.96539 | 58.2872
geo_moderate | pvb | 2048 | 14.6324 | 50.215
geo_moderate | pvb | 2050 | 10.0866 | 60.9886
geo_moderate | battery_2 | 2012 | 0 | 10.6044
geo_moderate | battery_2 | 2014 | 0 | 14.0765
geo_moderate | battery_2 | 2016 | 0 | 20.9431
geo_moderate | battery_2 | 2018 | 0 | 19.4916
geo_moderate | battery_2 | 2020 | 0 | 15.8094
geo_moderate | battery_2 | 2022 | 0 | 14.3294
geo_moderate | battery_2 | 2024 | 0.003 | 112.4064
geo_moderate | battery_2 | 2026 | 0.0065 | 6.629
geo_moderate | battery_2 | 2028 | 0.0274 | 11.7565
geo_moderate | battery_2 | 2030 | 0.02795 | 11.9658
geo_moderate | battery_2 | 2032 | 0.112 | 4.1154
geo_moderate | battery_2 | 2034 | 0.0732 | 7.1186
geo_moderate | battery_2 | 2036 | 0.13135 | 5.208
geo_moderate | battery_2 | 2038 | 1.9785 | 8.6894
geo_moderate | battery_2 | 2040 | 0.89851 | 16.4279
geo_moderate | battery_2 | 2042 | 1.0595 | 22.3545
geo_moderate | battery_2 | 2044 | 1.2907 | 24.4278
geo_moderate | battery_2 | 2046 | 0.93061 | 58.2872
geo_moderate | battery_2 | 2048 | 0.62147 | 50.215
geo_moderate | battery_2 | 2050 | 0.67716 | 60.9886
geo_moderate | battery_4 | 2012 | 0 | 10.6044
geo_moderate | battery_4 | 2014 | 0 | 14.0765
geo_moderate | battery_4 | 2016 | 0 | 20.9431
geo_moderate | battery_4 | 2018 | 0 | 19.4916
geo_moderate | battery_4 | 2020 | 0 | 15.8094
geo_moderate | battery_4 | 2022 | 0 | 14.3294
geo_moderate | battery_4 | 2024 | 0 | 112.4064
geo_moderate | battery_4 | 2026 | 0 | 6.629
geo_moderate | battery_4 | 2028 | 0.001 | 11.7565
geo_moderate | battery_4 | 2030 | 0.004 | 11.9658
geo_moderate | battery_4 | 2032 | 0.04595 | 4.1154
geo_moderate | battery_4 | 2034 | 0.0564 | 7.1186
geo_moderate | battery_4 | 2036 | 0.1365 | 5.208
geo_moderate | battery_4 | 2038 | 1.0012 | 8.6894
geo_moderate | battery_4 | 2040 | 0.48275 | 16.4279
geo_moderate | battery_4 | 2042 | 4.9627 | 22.3545
geo_moderate | battery_4 | 2044 | 9.2172 | 24.4278
geo_moderate | battery_4 | 2046 | 7.9178 | 58.2872
geo_moderate | battery_4 | 2048 | 5.0548 | 50.215
geo_moderate | battery_4 | 2050 | 2.5965 | 60.9886
geo_moderate | battery_6 | 2012 | 0 | 10.6044
geo_moderate | battery_6 | 2014 | 0 | 14.0765
geo_moderate | battery_6 | 2016 | 0 | 20.9431
geo_moderate | battery_6 | 2018 | 0 | 19.4916
geo_moderate | battery_6 | 2020 | 0 | 15.8094
geo_moderate | battery_6 | 2022 | 0 | 14.3294
geo_moderate | battery_6 | 2024 | 0 | 112.4064
geo_moderate | battery_6 | 2026 | 0 | 6.629
geo_moderate | battery_6 | 2028 | 0 | 11.7565
geo_moderate | battery_6 | 2030 | 0 | 11.9658
geo_moderate | battery_6 | 2032 | 0 | 4.1154
geo_moderate | battery_6 | 2034 | 0 | 7.1186
geo_moderate | battery_6 | 2036 | 0 | 5.208
geo_moderate | battery_6 | 2038 | 0.000405 | 8.6894
geo_moderate | battery_6 | 2040 | 0.00021258 | 16.4279
geo_moderate | battery_6 | 2042 | 0.35642 | 22.3545
geo_moderate | battery_6 | 2044 | 1.7522 | 24.4278
geo_moderate | battery_6 | 2046 | 10.4813 | 58.2872
geo_moderate | battery_6 | 2048 | 8.1624 | 50.215
geo_moderate | battery_6 | 2050 | 10.7853 | 60.9886
geo_moderate | battery_8 | 2012 | 0 | 10.6044
geo_moderate | battery_8 | 2014 | 0 | 14.0765
geo_moderate | battery_8 | 2016 | 0 | 20.9431
geo_moderate | battery_8 | 2018 | 0 | 19.4916
geo_moderate | battery_8 | 2020 | 0 | 15.8094
geo_moderate | battery_8 | 2022 | 0 | 14.3294
geo_moderate | battery_8 | 2024 | 0 | 112.4064
geo_moderate | battery_8 | 2026 | 0 | 6.629
geo_moderate | battery_8 | 2028 | 0 | 11.7565
geo_moderate | battery_8 | 2030 | 0 | 11.9658
geo_moderate | battery_8 | 2032 | 0 | 4.1154
geo_moderate | battery_8 | 2034 | 0 | 7.1186
geo_moderate | battery_8 | 2036 | 0 | 5.208
geo_moderate | battery_8 | 2038 | 0.0077553 | 8.6894
geo_moderate | battery_8 | 2040 | 0 | 16.4279
geo_moderate | battery_8 | 2042 | 0 | 22.3545
geo_moderate | battery_8 | 2044 | 0 | 24.4278
geo_moderate | battery_8 | 2046 | 0 | 58.2872
geo_moderate | battery_8 | 2048 | 0.69873 | 50.215
geo_moderate | battery_8 | 2050 | 3.037 | 60.9886
geo_moderate | battery_10 | 2012 | 0 | 10.6044
geo_moderate | battery_10 | 2014 | 0 | 14.0765
geo_moderate | battery_10 | 2016 | 0 | 20.9431
geo_moderate | battery_10 | 2018 | 0 | 19.4916
geo_moderate | battery_10 | 2020 | 0 | 15.8094
geo_moderate | battery_10 | 2022 | 0 | 14.3294
geo_moderate | battery_10 | 2024 | 0 | 112.4064
geo_moderate | battery_10 | 2026 | 0 | 6.629
geo_moderate | battery_10 | 2028 | 0 | 11.7565
geo_moderate | battery_10 | 2030 | 0 | 11.9658
geo_moderate | battery_10 | 2032 | 0 | 4.1154
geo_moderate | battery_10 | 2034 | 0 | 7.1186
geo_moderate | battery_10 | 2036 | 0 | 5.208
geo_moderate | battery_10 | 2038 | 0.012321 | 8.6894
geo_moderate | battery_10 | 2040 | 0 | 16.4279
geo_moderate | battery_10 | 2042 | 0 | 22.3545
geo_moderate | battery_10 | 2044 | 0 | 24.4278
geo_moderate | battery_10 | 2046 | 0 | 58.2872
geo_moderate | battery_10 | 2048 | 0 | 50.215
geo_moderate | battery_10 | 2050 | 0 | 60.9886
geo_moderate | pumped-hydro | 2012 | 0 | 10.6044
geo_moderate | pumped-hydro | 2014 | 0 | 14.0765
geo_moderate | pumped-hydro | 2016 | 0.0015 | 20.9431
geo_moderate | pumped-hydro | 2018 | 0 | 19.4916
geo_moderate | pumped-hydro | 2020 | 0 | 15.8094
geo_moderate | pumped-hydro | 2022 | 0 | 14.3294
geo_moderate | pumped-hydro | 2024 | 0 | 112.4064
geo_moderate | pumped-hydro | 2026 | 0 | 6.629
geo_moderate | pumped-hydro | 2028 | 0.0137 | 11.7565
geo_moderate | pumped-hydro | 2030 | 0.001 | 11.9658
geo_moderate | pumped-hydro | 2032 | 0 | 4.1154
geo_moderate | pumped-hydro | 2034 | 0 | 7.1186
geo_moderate | pumped-hydro | 2036 | 0 | 5.208
geo_moderate | pumped-hydro | 2038 | 0 | 8.6894
geo_moderate | pumped-hydro | 2040 | 0 | 16.4279
geo_moderate | pumped-hydro | 2042 | 0 | 22.3545
geo_moderate | pumped-hydro | 2044 | 0 | 24.4278
geo_moderate | pumped-hydro | 2046 | 0 | 58.2872
geo_moderate | pumped-hydro | 2048 | 0 | 50.215
geo_moderate | pumped-hydro | 2050 | 0 | 60.9886
geo_moderate | Canada | 2012 | -0.87891 | 10.6044
geo_moderate | Canada | 2014 | -0.060666 | 14.0765
geo_moderate | Canada | 2016 | -0.86474 | 20.9431
geo_moderate | Canada | 2018 | -0.15575 | 19.4916
geo_moderate | Canada | 2020 | 0.19862 | 15.8094
geo_moderate | Canada | 2022 | 0.49871 | 14.3294
geo_moderate | Canada | 2024 | -0.029749 | 112.4064
geo_moderate | Canada | 2026 | -0.51712 | 6.629
geo_moderate | Canada | 2028 | -0.53745 | 11.7565
geo_moderate | Canada | 2030 | -0.13597 | 11.9658
geo_moderate | Canada | 2032 | 0.043728 | 4.1154
geo_moderate | Canada | 2034 | 0.03722 | 7.1186
geo_moderate | Canada | 2036 | 0.12419 | 5.208
geo_moderate | Canada | 2038 | 0.058425 | 8.6894
geo_moderate | Canada | 2040 | 0.043991 | 16.4279
geo_moderate | Canada | 2042 | 0 | 22.3545
geo_moderate | Canada | 2044 | 0 | 24.4278
geo_moderate | Canada | 2046 | 0 | 58.2872
geo_moderate | Canada | 2048 | 0 | 50.215
geo_moderate | Canada | 2050 | 0 | 60.9886

## 7_Final Gen by timeslice (GW)
scenario | tech | timeslice | Generation (GW) | Net Level Generation (GW)
geo_moderate | nuclear | h01 (Summer 10pm-6am) | 81.7801 | 560.1059
geo_moderate | nuclear | h02 (Summer 6am-1pm) | 81.7801 | 798.9543
geo_moderate | nuclear | h03 (Summer 1pm-5pm) | 81.7801 | 981.9732
geo_moderate | nuclear | h04 (Summer 5pm-10pm) | 81.7801 | 823.642
geo_moderate | nuclear | h05 (Fall 10pm-6am) | 75.2208 | 496.6622
geo_moderate | nuclear | h06 (Fall 6am-1pm) | 75.1923 | 682.4261
geo_moderate | nuclear | h07 (Fall 1pm-5pm) | 75.2208 | 811.2781
geo_moderate | nuclear | h08 (Fall 5pm-10pm) | 75.2208 | 702.2443
geo_moderate | nuclear | h09 (Winter 10pm-6am) | 77.001 | 541.8375
geo_moderate | nuclear | h10 (Winter 6am-1pm) | 77.001 | 671.5002
geo_moderate | nuclear | h11 (Winter 1pm-5pm) | 77.001 | 744.4121
geo_moderate | nuclear | h12 (Winter 5pm-10pm) | 77.001 | 712.8389
geo_moderate | nuclear | h13 (Spring 10pm-6am) | 73.2485 | 490.7966
geo_moderate | nuclear | h14 (Spring 6am-1pm) | 73.2641 | 664.4881
geo_moderate | nuclear | h15 (Spring 1pm-5pm) | 73.2678 | 779.2382
geo_moderate | nuclear | h16 (Spring 5pm-10pm) | 73.0729 | 686.283
geo_moderate | nuclear | h17 (Summer Peak) | 81.7801 | 1162.8136
geo_moderate | coal | h01 (Summer 10pm-6am) | 13.64 | 560.1059
geo_moderate | coal | h02 (Summer 6am-1pm) | 15.1581 | 798.9543
geo_moderate | coal | h03 (Summer 1pm-5pm) | 18.3529 | 981.9732
geo_moderate | coal | h04 (Summer 5pm-10pm) | 18.8491 | 823.642
geo_moderate | coal | h05 (Fall 10pm-6am) | 9.2326 | 496.6622
geo_moderate | coal | h06 (Fall 6am-1pm) | 9.2789 | 682.4261
geo_moderate | coal | h07 (Fall 1pm-5pm) | 11.4552 | 811.2781
geo_moderate | coal | h08 (Fall 5pm-10pm) | 11.4912 | 702.2443
geo_moderate | coal | h09 (Winter 10pm-6am) | 15.8564 | 541.8375
geo_moderate | coal | h10 (Winter 6am-1pm) | 15.4674 | 671.5002
geo_moderate | coal | h11 (Winter 1pm-5pm) | 19.8817 | 744.4121
geo_moderate | coal | h12 (Winter 5pm-10pm) | 20.8796 | 712.8389
geo_moderate | coal | h13 (Spring 10pm-6am) | 0.95961 | 490.7966
geo_moderate | coal | h14 (Spring 6am-1pm) | 0.95485 | 664.4881
geo_moderate | coal | h15 (Spring 1pm-5pm) | 2.0864 | 779.2382
geo_moderate | coal | h16 (Spring 5pm-10pm) | 2.2541 | 686.283
geo_moderate | coal | h17 (Summer Peak) | 18.8491 | 1162.8136
geo_moderate | gas-cc | h01 (Summer 10pm-6am) | 144.9324 | 560.1059
geo_moderate | gas-cc | h02 (Summer 6am-1pm) | 144.3205 | 798.9543
geo_moderate | gas-cc | h03 (Summer 1pm-5pm) | 154.5579 | 981.9732
geo_moderate | gas-cc | h04 (Summer 5pm-10pm) | 154.7807 | 823.642
geo_moderate | gas-cc | h05 (Fall 10pm-6am) | 110.5114 | 496.6622
geo_moderate | gas-cc | h06 (Fall 6am-1pm) | 107.1267 | 682.4261
geo_moderate | gas-cc | h07 (Fall 1pm-5pm) | 123.8618 | 811.2781
geo_moderate | gas-cc | h08 (Fall 5pm-10pm) | 124.1734 | 702.2443
geo_moderate | gas-cc | h09 (Winter 10pm-6am) | 126.0509 | 541.8375
geo_moderate | gas-cc | h10 (Winter 6am-1pm) | 116.5362 | 671.5002
geo_moderate | gas-cc | h11 (Winter 1pm-5pm) | 137.9891 | 744.4121
geo_moderate | gas-cc | h12 (Winter 5pm-10pm) | 137.8951 | 712.8389
geo_moderate | gas-cc | h13 (Spring 10pm-6am) | 61.239 | 490.7966
geo_moderate | gas-cc | h14 (Spring 6am-1pm) | 57.353 | 664.4881
geo_moderate | gas-cc | h15 (Spring 1pm-5pm) | 64.5518 | 779.2382
geo_moderate | gas-cc | h16 (Spring 5pm-10pm) | 66.7951 | 686.283
geo_moderate | gas-cc | h17 (Summer Peak) | 154.8243 | 1162.8136
geo_moderate | gas-cc-ccs_mod_upgrade | h01 (Summer 10pm-6am) | 0.11997 | 560.1059
geo_moderate | gas-cc-ccs_mod_upgrade | h02 (Summer 6am-1pm) | 0.11997 | 798.9543
geo_moderate | gas-cc-ccs_mod_upgrade | h03 (Summer 1pm-5pm) | 0.23994 | 981.9732
geo_moderate | gas-cc-ccs_mod_upgrade | h04 (Summer 5pm-10pm) | 0.23994 | 823.642
geo_moderate | gas-cc-ccs_mod_upgrade | h05 (Fall 10pm-6am) | 0 | 496.6622
geo_moderate | gas-cc-ccs_mod_upgrade | h06 (Fall 6am-1pm) | 0 | 682.4261
geo_moderate | gas-cc-ccs_mod_upgrade | h07 (Fall 1pm-5pm) | 0 | 811.2781
geo_moderate | gas-cc-ccs_mod_upgrade | h08 (Fall 5pm-10pm) | 0 | 702.2443
geo_moderate | gas-cc-ccs_mod_upgrade | h09 (Winter 10pm-6am) | 0 | 541.8375
geo_moderate | gas-cc-ccs_mod_upgrade | h10 (Winter 6am-1pm) | 0 | 671.5002
geo_moderate | gas-cc-ccs_mod_upgrade | h11 (Winter 1pm-5pm) | 0 | 744.4121
geo_moderate | gas-cc-ccs_mod_upgrade | h12 (Winter 5pm-10pm) | 0 | 712.8389
geo_moderate | gas-cc-ccs_mod_upgrade | h13 (Spring 10pm-6am) | 0 | 490.7966
geo_moderate | gas-cc-ccs_mod_upgrade | h14 (Spring 6am-1pm) | 0 | 664.4881
geo_moderate | gas-cc-ccs_mod_upgrade | h15 (Spring 1pm-5pm) | 0 | 779.2382
geo_moderate | gas-cc-ccs_mod_upgrade | h16 (Spring 5pm-10pm) | 0 | 686.283
geo_moderate | gas-cc-ccs_mod_upgrade | h17 (Summer Peak) | 0.23994 | 1162.8136
geo_moderate | gas-ct | h01 (Summer 10pm-6am) | 36.9876 | 560.1059
geo_moderate | gas-ct | h02 (Summer 6am-1pm) | 33.8578 | 798.9543
geo_moderate | gas-ct | h03 (Summer 1pm-5pm) | 69.8489 | 981.9732
geo_moderate | gas-ct | h04 (Summer 5pm-10pm) | 76.2992 | 823.642
geo_moderate | gas-ct | h05 (Fall 10pm-6am) | 23.9375 | 496.6622
geo_moderate | gas-ct | h06 (Fall 6am-1pm) | 16.0515 | 682.4261
geo_moderate | gas-ct | h07 (Fall 1pm-5pm) | 38.1622 | 811.2781
geo_moderate | gas-ct | h08 (Fall 5pm-10pm) | 38.2178 | 702.2443
geo_moderate | gas-ct | h09 (Winter 10pm-6am) | 7.1361 | 541.8375
geo_moderate | gas-ct | h10 (Winter 6am-1pm) | 6.9883 | 671.5002
geo_moderate | gas-ct | h11 (Winter 1pm-5pm) | 15.3349 | 744.4121
geo_moderate | gas-ct | h12 (Winter 5pm-10pm) | 16.6389 | 712.8389
geo_moderate | gas-ct | h13 (Spring 10pm-6am) | 0.98443 | 490.7966
geo_moderate | gas-ct | h14 (Spring 6am-1pm) | 0.98443 | 664.4881
geo_moderate | gas-ct | h15 (Spring 1pm-5pm) | 2.3439 | 779.2382
geo_moderate | gas-ct | h16 (Spring 5pm-10pm) | 2.3439 | 686.283
geo_moderate | gas-ct | h17 (Summer Peak) | 76.6359 | 1162.8136
geo_moderate | o-g-s | h01 (Summer 10pm-6am) | 0.16582 | 560.1059
geo_moderate | o-g-s | h02 (Summer 6am-1pm) | 0.1619 | 798.9543
geo_moderate | o-g-s | h03 (Summer 1pm-5pm) | 0.16375 | 981.9732
geo_moderate | o-g-s | h04 (Summer 5pm-10pm) | 0.086895 | 823.642
geo_moderate | o-g-s | h05 (Fall 10pm-6am) | 0 | 496.6622
geo_moderate | o-g-s | h06 (Fall 6am-1pm) | 0 | 682.4261
geo_moderate | o-g-s | h07 (Fall 1pm-5pm) | 0 | 811.2781
geo_moderate | o-g-s | h08 (Fall 5pm-10pm) | 0 | 702.2443
geo_moderate | o-g-s | h09 (Winter 10pm-6am) | 0.25039 | 541.8375
geo_moderate | o-g-s | h10 (Winter 6am-1pm) | 0.24893 | 671.5002
geo_moderate | o-g-s | h11 (Winter 1pm-5pm) | 0.27359 | 744.4121
geo_moderate | o-g-s | h12 (Winter 5pm-10pm) | 0.28583 | 712.8389
geo_moderate | o-g-s | h13 (Spring 10pm-6am) | 0 | 490.7966
geo_moderate | o-g-s | h14 (Spring 6am-1pm) | 0 | 664.4881
geo_moderate | o-g-s | h15 (Spring 1pm-5pm) | 0 | 779.2382
geo_moderate | o-g-s | h16 (Spring 5pm-10pm) | 0 | 686.283
geo_moderate | o-g-s | h17 (Summer Peak) | 0.083276 | 1162.8136
geo_moderate | hydro | h01 (Summer 10pm-6am) | 37.7104 | 560.1059
geo_moderate | hydro | h02 (Summer 6am-1pm) | 26.1758 | 798.9543
geo_moderate | hydro | h03 (Summer 1pm-5pm) | 40.6075 | 981.9732
geo_moderate | hydro | h04 (Summer 5pm-10pm) | 46.7823 | 823.642
geo_moderate | hydro | h05 (Fall 10pm-6am) | 24.5656 | 496.6622
geo_moderate | hydro | h06 (Fall 6am-1pm) | 20.1721 | 682.4261
geo_moderate | hydro | h07 (Fall 1pm-5pm) | 31.4265 | 811.2781
geo_moderate | hydro | h08 (Fall 5pm-10pm) | 36.4489 | 702.2443
geo_moderate | hydro | h09 (Winter 10pm-6am) | 27.7739 | 541.8375
geo_moderate | hydro | h10 (Winter 6am-1pm) | 26.6739 | 671.5002
geo_moderate | hydro | h11 (Winter 1pm-5pm) | 44.119 | 744.4121
geo_moderate | hydro | h12 (Winter 5pm-10pm) | 46.1947 | 712.8389
geo_moderate | hydro | h13 (Spring 10pm-6am) | 41.6547 | 490.7966
geo_moderate | hydro | h14 (Spring 6am-1pm) | 30.5314 | 664.4881
geo_moderate | hydro | h15 (Spring 1pm-5pm) | 42.1115 | 779.2382
geo_moderate | hydro | h16 (Spring 5pm-10pm) | 47.3358 | 686.283
geo_moderate | hydro | h17 (Summer Peak) | 48.7053 | 1162.8136
geo_moderate | geothermal | h01 (Summer 10pm-6am) | 1.0984 | 560.1059
geo_moderate | geothermal | h02 (Summer 6am-1pm) | 1.0984 | 798.9543
geo_moderate | geothermal | h03 (Summer 1pm-5pm) | 1.0984 | 981.9732
geo_moderate | geothermal | h04 (Summer 5pm-10pm) | 1.0984 | 823.642
geo_moderate | geothermal | h05 (Fall 10pm-6am) | 1.0632 | 496.6622
geo_moderate | geothermal | h06 (Fall 6am-1pm) | 1.0632 | 682.4261
geo_moderate | geothermal | h07 (Fall 1pm-5pm) | 1.0632 | 811.2781
geo_moderate | geothermal | h08 (Fall 5pm-10pm) | 1.0632 | 702.2443
geo_moderate | geothermal | h09 (Winter 10pm-6am) | 1.0632 | 541.8375
geo_moderate | geothermal | h10 (Winter 6am-1pm) | 1.0632 | 671.5002
geo_moderate | geothermal | h11 (Winter 1pm-5pm) | 1.0632 | 744.4121
geo_moderate | geothermal | h12 (Winter 5pm-10pm) | 1.0632 | 712.8389
geo_moderate | geothermal | h13 (Spring 10pm-6am) | 1.0632 | 490.7966
geo_moderate | geothermal | h14 (Spring 6am-1pm) | 1.0632 | 664.4881
geo_moderate | geothermal | h15 (Spring 1pm-5pm) | 1.0632 | 779.2382
geo_moderate | geothermal | h16 (Spring 5pm-10pm) | 1.0632 | 686.283
geo_moderate | geothermal | h17 (Summer Peak) | 1.0623 | 1162.8136
geo_moderate | biopower | h01 (Summer 10pm-6am) | 0.052587 | 560.1059
geo_moderate | biopower | h02 (Summer 6am-1pm) | 0.05066 | 798.9543
geo_moderate | biopower | h03 (Summer 1pm-5pm) | 0.074865 | 981.9732
geo_moderate | biopower | h04 (Summer 5pm-10pm) | 0.11673 | 823.642
geo_moderate | biopower | h05 (Fall 10pm-6am) | 0.074047 | 496.6622
geo_moderate | biopower | h06 (Fall 6am-1pm) | 0.033271 | 682.4261
geo_moderate | biopower | h07 (Fall 1pm-5pm) | 0.074716 | 811.2781
geo_moderate | biopower | h08 (Fall 5pm-10pm) | 0.07427 | 702.2443
geo_moderate | biopower | h09 (Winter 10pm-6am) | 0.09024 | 541.8375
geo_moderate | biopower | h10 (Winter 6am-1pm) | 0.072458 | 671.5002
geo_moderate | biopower | h11 (Winter 1pm-5pm) | 0.17267 | 744.4121
geo_moderate | biopower | h12 (Winter 5pm-10pm) | 0.17267 | 712.8389
geo_moderate | biopower | h13 (Spring 10pm-6am) | 0.0059834 | 490.7966
geo_moderate | biopower | h14 (Spring 6am-1pm) | 0.0061727 | 664.4881
geo_moderate | biopower | h15 (Spring 1pm-5pm) | 0.0064974 | 779.2382
geo_moderate | biopower | h16 (Spring 5pm-10pm) | 0.0064387 | 686.283
geo_moderate | biopower | h17 (Summer Peak) | 0.11673 | 1162.8136
geo_moderate | lfill-gas | h01 (Summer 10pm-6am) | 1.8409 | 560.1059
geo_moderate | lfill-gas | h02 (Summer 6am-1pm) | 1.837 | 798.9543
geo_moderate | lfill-gas | h03 (Summer 1pm-5pm) | 1.8427 | 981.9732
geo_moderate | lfill-gas | h04 (Summer 5pm-10pm) | 1.8427 | 823.642
geo_moderate | lfill-gas | h05 (Fall 10pm-6am) | 1.7175 | 496.6622
geo_moderate | lfill-gas | h06 (Fall 6am-1pm) | 1.7089 | 682.4261
geo_moderate | lfill-gas | h07 (Fall 1pm-5pm) | 1.7189 | 811.2781
geo_moderate | lfill-gas | h08 (Fall 5pm-10pm) | 1.7189 | 702.2443
geo_moderate | lfill-gas | h09 (Winter 10pm-6am) | 1.7383 | 541.8375
geo_moderate | lfill-gas | h10 (Winter 6am-1pm) | 1.7383 | 671.5002
geo_moderate | lfill-gas | h11 (Winter 1pm-5pm) | 1.7389 | 744.4121
geo_moderate | lfill-gas | h12 (Winter 5pm-10pm) | 1.7389 | 712.8389
geo_moderate | lfill-gas | h13 (Spring 10pm-6am) | 1.6964 | 490.7966
geo_moderate | lfill-gas | h14 (Spring 6am-1pm) | 1.6814 | 664.4881
geo_moderate | lfill-gas | h15 (Spring 1pm-5pm) | 1.6877 | 779.2382
geo_moderate | lfill-gas | h16 (Spring 5pm-10pm) | 1.6963 | 686.283
geo_moderate | lfill-gas | h17 (Summer Peak) | 1.8427 | 1162.8136
geo_moderate | wind-ons | h01 (Summer 10pm-6am) | 216.8935 | 560.1059
geo_moderate | wind-ons | h02 (Summer 6am-1pm) | 94.8897 | 798.9543
geo_moderate | wind-ons | h03 (Summer 1pm-5pm) | 123.7967 | 981.9732
geo_moderate | wind-ons | h04 (Summer 5pm-10pm) | 203.1904 | 823.642
geo_moderate | wind-ons | h05 (Fall 10pm-6am) | 233.2601 | 496.6622
geo_moderate | wind-ons | h06 (Fall 6am-1pm) | 143.5102 | 682.4261
geo_moderate | wind-ons | h07 (Fall 1pm-5pm) | 144.8338 | 811.2781
geo_moderate | wind-ons | h08 (Fall 5pm-10pm) | 222.5349 | 702.2443
geo_moderate | wind-ons | h09 (Winter 10pm-6am) | 259.2709 | 541.8375
geo_moderate | wind-ons | h10 (Winter 6am-1pm) | 193.0103 | 671.5002
geo_moderate | wind-ons | h11 (Winter 1pm-5pm) | 178.3083 | 744.4121
geo_moderate | wind-ons | h12 (Winter 5pm-10pm) | 258.0075 | 712.8389
geo_moderate | wind-ons | h13 (Spring 10pm-6am) | 271.3555 | 490.7966
geo_moderate | wind-ons | h14 (Spring 6am-1pm) | 162.139 | 664.4881
geo_moderate | wind-ons | h15 (Spring 1pm-5pm) | 174.5095 | 779.2382
geo_moderate | wind-ons | h16 (Spring 5pm-10pm) | 255.5878 | 686.283
geo_moderate | wind-ons | h17 (Summer Peak) | 123.9354 | 1162.8136
geo_moderate | wind-ofs | h01 (Summer 10pm-6am) | 26.3552 | 560.1059
geo_moderate | wind-ofs | h02 (Summer 6am-1pm) | 22.0619 | 798.9543
geo_moderate | wind-ofs | h03 (Summer 1pm-5pm) | 22.2744 | 981.9732
geo_moderate | wind-ofs | h04 (Summer 5pm-10pm) | 28.7235 | 823.642
geo_moderate | wind-ofs | h05 (Fall 10pm-6am) | 22.9701 | 496.6622
geo_moderate | wind-ofs | h06 (Fall 6am-1pm) | 19.6452 | 682.4261
geo_moderate | wind-ofs | h07 (Fall 1pm-5pm) | 21.9967 | 811.2781
geo_moderate | wind-ofs | h08 (Fall 5pm-10pm) | 24.5709 | 702.2443
geo_moderate | wind-ofs | h09 (Winter 10pm-6am) | 30.4124 | 541.8375
geo_moderate | wind-ofs | h10 (Winter 6am-1pm) | 27.8111 | 671.5002
geo_moderate | wind-ofs | h11 (Winter 1pm-5pm) | 28.0066 | 744.4121
geo_moderate | wind-ofs | h12 (Winter 5pm-10pm) | 31.4621 | 712.8389
geo_moderate | wind-ofs | h13 (Spring 10pm-6am) | 28.9668 | 490.7966
geo_moderate | wind-ofs | h14 (Spring 6am-1pm) | 19.3721 | 664.4881
geo_moderate | wind-ofs | h15 (Spring 1pm-5pm) | 25.3396 | 779.2382
geo_moderate | wind-ofs | h16 (Spring 5pm-10pm) | 29.9845 | 686.283
geo_moderate | wind-ofs | h17 (Summer Peak) | 22.8334 | 1162.8136
geo_moderate | csp | h01 (Summer 10pm-6am) | 0 | 560.1059
geo_moderate | csp | h02 (Summer 6am-1pm) | 0 | 798.9543
geo_moderate | csp | h03 (Summer 1pm-5pm) | 0 | 981.9732
geo_moderate | csp | h04 (Summer 5pm-10pm) | 0 | 823.642
geo_moderate | csp | h05 (Fall 10pm-6am) | 0 | 496.6622
geo_moderate | csp | h06 (Fall 6am-1pm) | 0 | 682.4261
geo_moderate | csp | h07 (Fall 1pm-5pm) | 0 | 811.2781
geo_moderate | csp | h08 (Fall 5pm-10pm) | 0 | 702.2443
geo_moderate | csp | h09 (Winter 10pm-6am) | 0 | 541.8375
geo_moderate | csp | h10 (Winter 6am-1pm) | 0 | 671.5002
geo_moderate | csp | h11 (Winter 1pm-5pm) | 0 | 744.4121
geo_moderate | csp | h12 (Winter 5pm-10pm) | 0 | 712.8389
geo_moderate | csp | h13 (Spring 10pm-6am) | 0 | 490.7966
geo_moderate | csp | h14 (Spring 6am-1pm) | 0 | 664.4881
geo_moderate | csp | h15 (Spring 1pm-5pm) | 0 | 779.2382
geo_moderate | csp | h16 (Spring 5pm-10pm) | 0 | 686.283
geo_moderate | csp | h17 (Summer Peak) | 0 | 1162.8136
geo_moderate | upv | h01 (Summer 10pm-6am) | 10.3763 | 560.1059
geo_moderate | upv | h02 (Summer 6am-1pm) | 360.2869 | 798.9543
geo_moderate | upv | h03 (Summer 1pm-5pm) | 343.1556 | 981.9732
geo_moderate | upv | h04 (Summer 5pm-10pm) | 40.7931 | 823.642
geo_moderate | upv | h05 (Fall 10pm-6am) | 0.72051 | 496.6622
geo_moderate | upv | h06 (Fall 6am-1pm) | 292.0399 | 682.4261
geo_moderate | upv | h07 (Fall 1pm-5pm) | 264.0773 | 811.2781
geo_moderate | upv | h08 (Fall 5pm-10pm) | 4.1626 | 702.2443
geo_moderate | upv | h09 (Winter 10pm-6am) | 0 | 541.8375
geo_moderate | upv | h10 (Winter 6am-1pm) | 193.4962 | 671.5002
geo_moderate | upv | h11 (Winter 1pm-5pm) | 185.3823 | 744.4121
geo_moderate | upv | h12 (Winter 5pm-10pm) | 0.21222 | 712.8389
geo_moderate | upv | h13 (Spring 10pm-6am) | 5.1092 | 490.7966
geo_moderate | upv | h14 (Spring 6am-1pm) | 334.7412 | 664.4881
geo_moderate | upv | h15 (Spring 1pm-5pm) | 327.4402 | 779.2382
geo_moderate | upv | h16 (Spring 5pm-10pm) | 22.0039 | 686.283
geo_moderate | upv | h17 (Summer Peak) | 347.9976 | 1162.8136
geo_moderate | dupv | h01 (Summer 10pm-6am) | 0.0058398 | 560.1059
geo_moderate | dupv | h02 (Summer 6am-1pm) | 1.4416 | 798.9543
geo_moderate | dupv | h03 (Summer 1pm-5pm) | 1.5655 | 981.9732
geo_moderate | dupv | h04 (Summer 5pm-10pm) | 0.33449 | 823.642
geo_moderate | dupv | h05 (Fall 10pm-6am) | 0 | 496.6622
geo_moderate | dupv | h06 (Fall 6am-1pm) | 1.1007 | 682.4261
geo_moderate | dupv | h07 (Fall 1pm-5pm) | 1.273 | 811.2781
geo_moderate | dupv | h08 (Fall 5pm-10pm) | 0.083659 | 702.2443
geo_moderate | dupv | h09 (Winter 10pm-6am) | 0 | 541.8375
geo_moderate | dupv | h10 (Winter 6am-1pm) | 0.70774 | 671.5002
geo_moderate | dupv | h11 (Winter 1pm-5pm) | 0.94527 | 744.4121
geo_moderate | dupv | h12 (Winter 5pm-10pm) | 0.0084188 | 712.8389
geo_moderate | dupv | h13 (Spring 10pm-6am) | 0 | 490.7966
geo_moderate | dupv | h14 (Spring 6am-1pm) | 1.3017 | 664.4881
geo_moderate | dupv | h15 (Spring 1pm-5pm) | 1.5478 | 779.2382
geo_moderate | dupv | h16 (Spring 5pm-10pm) | 0.22308 | 686.283
geo_moderate | dupv | h17 (Summer Peak) | 1.5656 | 1162.8136
geo_moderate | distpv | h01 (Summer 10pm-6am) | 0.44643 | 560.1059
geo_moderate | distpv | h02 (Summer 6am-1pm) | 71.9464 | 798.9543
geo_moderate | distpv | h03 (Summer 1pm-5pm) | 80.8864 | 981.9732
geo_moderate | distpv | h04 (Summer 5pm-10pm) | 7.5941 | 823.642
geo_moderate | distpv | h05 (Fall 10pm-6am) | 0.0015192 | 496.6622
geo_moderate | distpv | h06 (Fall 6am-1pm) | 62.9684 | 682.4261
geo_moderate | distpv | h07 (Fall 1pm-5pm) | 61.0911 | 811.2781
geo_moderate | distpv | h08 (Fall 5pm-10pm) | 1.7085 | 702.2443
geo_moderate | distpv | h09 (Winter 10pm-6am) | 0 | 541.8375
geo_moderate | distpv | h10 (Winter 6am-1pm) | 45.8388 | 671.5002
geo_moderate | distpv | h11 (Winter 1pm-5pm) | 49.9142 | 744.4121
geo_moderate | distpv | h12 (Winter 5pm-10pm) | 0.6699 | 712.8389
geo_moderate | distpv | h13 (Spring 10pm-6am) | 0.21484 | 490.7966
geo_moderate | distpv | h14 (Spring 6am-1pm) | 66.4592 | 664.4881
geo_moderate | distpv | h15 (Spring 1pm-5pm) | 65.8241 | 779.2382
geo_moderate | distpv | h16 (Spring 5pm-10pm) | 5.261 | 686.283
geo_moderate | distpv | h17 (Summer Peak) | 68.782 | 1162.8136
geo_moderate | pvb | h01 (Summer 10pm-6am) | 1.4285 | 560.1059
geo_moderate | pvb | h02 (Summer 6am-1pm) | 33.249 | 798.9543
geo_moderate | pvb | h03 (Summer 1pm-5pm) | 38.5683 | 981.9732
geo_moderate | pvb | h04 (Summer 5pm-10pm) | 13.2944 | 823.642
geo_moderate | pvb | h05 (Fall 10pm-6am) | 0.64774 | 496.6622
geo_moderate | pvb | h06 (Fall 6am-1pm) | 27.7647 | 682.4261
geo_moderate | pvb | h07 (Fall 1pm-5pm) | 32.4805 | 811.2781
geo_moderate | pvb | h08 (Fall 5pm-10pm) | 8.9718 | 702.2443
geo_moderate | pvb | h09 (Winter 10pm-6am) | 0.95928 | 541.8375
geo_moderate | pvb | h10 (Winter 6am-1pm) | 18.0951 | 671.5002
geo_moderate | pvb | h11 (Winter 1pm-5pm) | 19.4601 | 744.4121
geo_moderate | pvb | h12 (Winter 5pm-10pm) | 6.6851 | 712.8389
geo_moderate | pvb | h13 (Spring 10pm-6am) | 0.77481 | 490.7966
geo_moderate | pvb | h14 (Spring 6am-1pm) | 19.7766 | 664.4881
geo_moderate | pvb | h15 (Spring 1pm-5pm) | 23.2602 | 779.2382
geo_moderate | pvb | h16 (Spring 5pm-10pm) | 13.0337 | 686.283
geo_moderate | pvb | h17 (Summer Peak) | 44.9589 | 1162.8136
geo_moderate | battery_2 | h01 (Summer 10pm-6am) | -2.3257 | 560.1059
geo_moderate | battery_2 | h02 (Summer 6am-1pm) | -1.0835 | 798.9543
geo_moderate | battery_2 | h03 (Summer 1pm-5pm) | -1.2661 | 981.9732
geo_moderate | battery_2 | h04 (Summer 5pm-10pm) | 3.1178 | 823.642
geo_moderate | battery_2 | h05 (Fall 10pm-6am) | -0.4224 | 496.6622
geo_moderate | battery_2 | h06 (Fall 6am-1pm) | -2.1178 | 682.4261
geo_moderate | battery_2 | h07 (Fall 1pm-5pm) | -1.8691 | 811.2781
geo_moderate | battery_2 | h08 (Fall 5pm-10pm) | 3.7987 | 702.2443
geo_moderate | battery_2 | h09 (Winter 10pm-6am) | -0.86614 | 541.8375
geo_moderate | battery_2 | h10 (Winter 6am-1pm) | -1.6868 | 671.5002
geo_moderate | battery_2 | h11 (Winter 1pm-5pm) | -1.2131 | 744.4121
geo_moderate | battery_2 | h12 (Winter 5pm-10pm) | 3.5189 | 712.8389
geo_moderate | battery_2 | h13 (Spring 10pm-6am) | -1.7012 | 490.7966
geo_moderate | battery_2 | h14 (Spring 6am-1pm) | -2.5722 | 664.4881
geo_moderate | battery_2 | h15 (Spring 1pm-5pm) | -3.0614 | 779.2382
geo_moderate | battery_2 | h16 (Spring 5pm-10pm) | 6.8976 | 686.283
geo_moderate | battery_2 | h17 (Summer Peak) | 19.0069 | 1162.8136
geo_moderate | battery_4 | h01 (Summer 10pm-6am) | -13.771 | 560.1059
geo_moderate | battery_4 | h02 (Summer 6am-1pm) | -42.1078 | 798.9543
geo_moderate | battery_4 | h03 (Summer 1pm-5pm) | -1.3812 | 981.9732
geo_moderate | battery_4 | h04 (Summer 5pm-10pm) | 61.9921 | 823.642
geo_moderate | battery_4 | h05 (Fall 10pm-6am) | -9.6 | 496.6622
geo_moderate | battery_4 | h06 (Fall 6am-1pm) | -40.9553 | 682.4261
geo_moderate | battery_4 | h07 (Fall 1pm-5pm) | -6.3979 | 811.2781
geo_moderate | battery_4 | h08 (Fall 5pm-10pm) | 64.2657 | 702.2443
geo_moderate | battery_4 | h09 (Winter 10pm-6am) | -5.1596 | 541.8375
geo_moderate | battery_4 | h10 (Winter 6am-1pm) | -22.7943 | 671.5002
geo_moderate | battery_4 | h11 (Winter 1pm-5pm) | -9.0111 | 744.4121
geo_moderate | battery_4 | h12 (Winter 5pm-10pm) | 38.2886 | 712.8389
geo_moderate | battery_4 | h13 (Spring 10pm-6am) | -6.2667 | 490.7966
geo_moderate | battery_4 | h14 (Spring 6am-1pm) | -50.6184 | 664.4881
geo_moderate | battery_4 | h15 (Spring 1pm-5pm) | -7.6738 | 779.2382
geo_moderate | battery_4 | h16 (Spring 5pm-10pm) | 71.5576 | 686.283
geo_moderate | battery_4 | h17 (Summer Peak) | 65.0361 | 1162.8136
geo_moderate | battery_6 | h01 (Summer 10pm-6am) | -5.421 | 560.1059
geo_moderate | battery_6 | h02 (Summer 6am-1pm) | -46.771 | 798.9543
geo_moderate | battery_6 | h03 (Summer 1pm-5pm) | -3.9064 | 981.9732
geo_moderate | battery_6 | h04 (Summer 5pm-10pm) | 59.4318 | 823.642
geo_moderate | battery_6 | h05 (Fall 10pm-6am) | -2.4667 | 496.6622
geo_moderate | battery_6 | h06 (Fall 6am-1pm) | -51.0833 | 682.4261
geo_moderate | battery_6 | h07 (Fall 1pm-5pm) | 0.32312 | 811.2781
geo_moderate | battery_6 | h08 (Fall 5pm-10pm) | 61.7616 | 702.2443
geo_moderate | battery_6 | h09 (Winter 10pm-6am) | -4.4356 | 541.8375
geo_moderate | battery_6 | h10 (Winter 6am-1pm) | -31.7393 | 671.5002
geo_moderate | battery_6 | h11 (Winter 1pm-5pm) | -10.9458 | 744.4121
geo_moderate | battery_6 | h12 (Winter 5pm-10pm) | 49.9034 | 712.8389
geo_moderate | battery_6 | h13 (Spring 10pm-6am) | 2.0064 | 490.7966
geo_moderate | battery_6 | h14 (Spring 6am-1pm) | -48.4771 | 664.4881
geo_moderate | battery_6 | h15 (Spring 1pm-5pm) | -8.7357 | 779.2382
geo_moderate | battery_6 | h16 (Spring 5pm-10pm) | 57.8536 | 686.283
geo_moderate | battery_6 | h17 (Summer Peak) | 56.2589 | 1162.8136
geo_moderate | battery_8 | h01 (Summer 10pm-6am) | -2.191 | 560.1059
geo_moderate | battery_8 | h02 (Summer 6am-1pm) | -9.5205 | 798.9543
geo_moderate | battery_8 | h03 (Summer 1pm-5pm) | -0.16492 | 981.9732
geo_moderate | battery_8 | h04 (Summer 5pm-10pm) | 13.1236 | 823.642
geo_moderate | battery_8 | h05 (Fall 10pm-6am) | -2.1828 | 496.6622
geo_moderate | battery_8 | h06 (Fall 6am-1pm) | -8.4996 | 682.4261
geo_moderate | battery_8 | h07 (Fall 1pm-5pm) | 1.1322 | 811.2781
geo_moderate | battery_8 | h08 (Fall 5pm-10pm) | 12.0664 | 702.2443
geo_moderate | battery_8 | h09 (Winter 10pm-6am) | -1.0246 | 541.8375
geo_moderate | battery_8 | h10 (Winter 6am-1pm) | -6.694 | 671.5002
geo_moderate | battery_8 | h11 (Winter 1pm-5pm) | -3.9742 | 744.4121
geo_moderate | battery_8 | h12 (Winter 5pm-10pm) | 12.0139 | 712.8389
geo_moderate | battery_8 | h13 (Spring 10pm-6am) | 0.48603 | 490.7966
geo_moderate | battery_8 | h14 (Spring 6am-1pm) | -6.6603 | 664.4881
geo_moderate | battery_8 | h15 (Spring 1pm-5pm) | -6.289 | 779.2382
geo_moderate | battery_8 | h16 (Spring 5pm-10pm) | 10.8581 | 686.283
geo_moderate | battery_8 | h17 (Summer Peak) | 13.0649 | 1162.8136
geo_moderate | battery_10 | h01 (Summer 10pm-6am) | 0 | 560.1059
geo_moderate | battery_10 | h02 (Summer 6am-1pm) | 0 | 798.9543
geo_moderate | battery_10 | h03 (Summer 1pm-5pm) | 0 | 981.9732
geo_moderate | battery_10 | h04 (Summer 5pm-10pm) | 0 | 823.642
geo_moderate | battery_10 | h05 (Fall 10pm-6am) | 0 | 496.6622
geo_moderate | battery_10 | h06 (Fall 6am-1pm) | 0 | 682.4261
geo_moderate | battery_10 | h07 (Fall 1pm-5pm) | 0 | 811.2781
geo_moderate | battery_10 | h08 (Fall 5pm-10pm) | 0 | 702.2443
geo_moderate | battery_10 | h09 (Winter 10pm-6am) | 0 | 541.8375
geo_moderate | battery_10 | h10 (Winter 6am-1pm) | 0 | 671.5002
geo_moderate | battery_10 | h11 (Winter 1pm-5pm) | 0 | 744.4121
geo_moderate | battery_10 | h12 (Winter 5pm-10pm) | 0 | 712.8389
geo_moderate | battery_10 | h13 (Spring 10pm-6am) | 0 | 490.7966
geo_moderate | battery_10 | h14 (Spring 6am-1pm) | 0 | 664.4881
geo_moderate | battery_10 | h15 (Spring 1pm-5pm) | 0 | 779.2382
geo_moderate | battery_10 | h16 (Spring 5pm-10pm) | 0 | 686.283
geo_moderate | battery_10 | h17 (Summer Peak) | 0 | 1162.8136
geo_moderate | pumped-hydro | h01 (Summer 10pm-6am) | -0.16009 | 560.1059
geo_moderate | pumped-hydro | h02 (Summer 6am-1pm) | -0.13938 | 798.9543
geo_moderate | pumped-hydro | h03 (Summer 1pm-5pm) | -0.26256 | 981.9732
geo_moderate | pumped-hydro | h04 (Summer 5pm-10pm) | 0.030106 | 823.642
geo_moderate | pumped-hydro | h05 (Fall 10pm-6am) | -0.096526 | 496.6622
geo_moderate | pumped-hydro | h06 (Fall 6am-1pm) | -0.20149 | 682.4261
geo_moderate | pumped-hydro | h07 (Fall 1pm-5pm) | -0.0094551 | 811.2781
geo_moderate | pumped-hydro | h08 (Fall 5pm-10pm) | 0.32837 | 702.2443
geo_moderate | pumped-hydro | h09 (Winter 10pm-6am) | -0.10865 | 541.8375
geo_moderate | pumped-hydro | h10 (Winter 6am-1pm) | -0.092556 | 671.5002
geo_moderate | pumped-hydro | h11 (Winter 1pm-5pm) | -0.08949 | 744.4121
geo_moderate | pumped-hydro | h12 (Winter 5pm-10pm) | 0.28497 | 712.8389
geo_moderate | pumped-hydro | h13 (Spring 10pm-6am) | 1.3049 | 490.7966
geo_moderate | pumped-hydro | h14 (Spring 6am-1pm) | -5.753 | 664.4881
geo_moderate | pumped-hydro | h15 (Spring 1pm-5pm) | -8.06 | 779.2382
geo_moderate | pumped-hydro | h16 (Spring 5pm-10pm) | 9.1338 | 686.283
geo_moderate | pumped-hydro | h17 (Summer Peak) | 5.0936 | 1162.8136
geo_moderate | Canada | h01 (Summer 10pm-6am) | 10.1407 | 560.1059
geo_moderate | Canada | h02 (Summer 6am-1pm) | 10.1407 | 798.9543
geo_moderate | Canada | h03 (Summer 1pm-5pm) | 10.1407 | 981.9732
geo_moderate | Canada | h04 (Summer 5pm-10pm) | 10.1407 | 823.642
geo_moderate | Canada | h05 (Fall 10pm-6am) | 7.508 | 496.6622
geo_moderate | Canada | h06 (Fall 6am-1pm) | 7.6276 | 682.4261
geo_moderate | Canada | h07 (Fall 1pm-5pm) | 9.3634 | 811.2781
geo_moderate | Canada | h08 (Fall 5pm-10pm) | 9.5826 | 702.2443
geo_moderate | Canada | h09 (Winter 10pm-6am) | 5.829 | 541.8375
geo_moderate | Canada | h10 (Winter 6am-1pm) | 9.7581 | 671.5002
geo_moderate | Canada | h11 (Winter 1pm-5pm) | 10.055 | 744.4121
geo_moderate | Canada | h12 (Winter 5pm-10pm) | 9.914 | 712.8389
geo_moderate | Canada | h13 (Spring 10pm-6am) | 7.6941 | 490.7966
geo_moderate | Canada | h14 (Spring 6am-1pm) | 8.941 | 664.4881
geo_moderate | Canada | h15 (Spring 1pm-5pm) | 8.0177 | 779.2382
geo_moderate | Canada | h16 (Spring 5pm-10pm) | 9.3205 | 686.283
geo_moderate | Canada | h17 (Summer Peak) | 10.1407 | 1162.8136

## 8_Regional Gen Final (TWh)
scenario | tech | cendiv | Generation (TWh) | Net Level Generation (TWh)
geo_moderate | nuclear | ENC | 125.935 | 978.71
geo_moderate | nuclear | ESC | 92.2633 | 430.524
geo_moderate | nuclear | MA | 117.4611 | 614.3909
geo_moderate | nuclear | MTN | 27.2598 | 586.4382
geo_moderate | nuclear | NE | 26.5938 | 153.6937
geo_moderate | nuclear | PA | 9.1895 | 631.7387
geo_moderate | nuclear | SA | 217.5063 | 884.4017
geo_moderate | nuclear | WSC | 57.9047 | 992.1486
geo_moderate | coal | ENC | 1.332 | 978.71
geo_moderate | coal | ESC | 17.3732 | 430.524
geo_moderate | coal | MTN | 40.5292 | 586.4382
geo_moderate | coal | SA | 3.9026 | 884.4017
geo_moderate | coal | WNC | 28.2242 | 608.9491
geo_moderate | coal | WSC | 12.063 | 992.1486
geo_moderate | gas-cc | ENC | 364.8165 | 978.71
geo_moderate | gas-cc | ESC | 67.725 | 430.524
geo_moderate | gas-cc | MA | 211.8952 | 614.3909
geo_moderate | gas-cc | MTN | 46.2569 | 586.4382
geo_moderate | gas-cc | NE | 16.1212 | 153.6937
geo_moderate | gas-cc | PA | 33.1538 | 631.7387
geo_moderate | gas-cc | SA | 157.4962 | 884.4017
geo_moderate | gas-cc | WNC | 0.74088 | 608.9491
geo_moderate | gas-cc | WSC | 101.6211 | 992.1486
geo_moderate | gas-cc-ccs_mod_upgrade | WSC | 0.36423 | 992.1486
geo_moderate | gas-ct | ENC | 43.696 | 978.71
geo_moderate | gas-ct | ESC | 22.0223 | 430.524
geo_moderate | gas-ct | MA | 23.7986 | 614.3909
geo_moderate | gas-ct | MTN | 19.786 | 586.4382
geo_moderate | gas-ct | NE | 8.6246 | 153.6937
geo_moderate | gas-ct | PA | 1.2189 | 631.7387
geo_moderate | gas-ct | SA | 24.9673 | 884.4017
geo_moderate | gas-ct | WNC | 0.57059 | 608.9491
geo_moderate | gas-ct | WSC | 38.2841 | 992.1486
geo_moderate | o-g-s | ENC | 0.9203 | 978.71
geo_moderate | o-g-s | MA | 0.021707 | 614.3909
geo_moderate | o-g-s | NE | 0.08793 | 153.6937
geo_moderate | o-g-s | PA | 0.0063072 | 631.7387
geo_moderate | o-g-s | SA | 0.035425 | 884.4017
geo_moderate | o-g-s | WNC | 0.003942 | 608.9491
geo_moderate | hydro | ENC | 3.6404 | 978.71
geo_moderate | hydro | ESC | 24.5795 | 430.524
geo_moderate | hydro | MA | 32.0236 | 614.3909
geo_moderate | hydro | MTN | 40.0403 | 586.4382
geo_moderate | hydro | NE | 7.5481 | 153.6937
geo_moderate | hydro | PA | 161.9021 | 631.7387
geo_moderate | hydro | SA | 16.5256 | 884.4017
geo_moderate | hydro | WNC | 12.9924 | 608.9491
geo_moderate | hydro | WSC | 7.0884 | 992.1486
geo_moderate | geothermal | MTN | 0.24899 | 586.4382
geo_moderate | geothermal | PA | 9.1411 | 631.7387
geo_moderate | biopower | ENC | 0.015348 | 978.71
geo_moderate | biopower | MA | 0.0099864 | 614.3909
geo_moderate | biopower | MTN | 0.029815 | 586.4382
geo_moderate | biopower | NE | 0.073058 | 153.6937
geo_moderate | biopower | PA | 0.070417 | 631.7387
geo_moderate | biopower | SA | 0.23063 | 884.4017
geo_moderate | biopower | WSC | 0.16393 | 992.1486
geo_moderate | lfill-gas | ENC | 2.0165 | 978.71
geo_moderate | lfill-gas | ESC | 0.19544 | 430.524
geo_moderate | lfill-gas | MA | 3.579 | 614.3909
geo_moderate | lfill-gas | MTN | 0.18182 | 586.4382
geo_moderate | lfill-gas | NE | 2.3242 | 153.6937
geo_moderate | lfill-gas | PA | 1.678 | 631.7387
geo_moderate | lfill-gas | SA | 4.5481 | 884.4017
geo_moderate | lfill-gas | WNC | 0.43144 | 608.9491
geo_moderate | lfill-gas | WSC | 0.36037 | 992.1486
geo_moderate | wind-ons | ENC | 238.2216 | 978.71
geo_moderate | wind-ons | ESC | 61.4606 | 430.524
geo_moderate | wind-ons | MA | 81.5433 | 614.3909
geo_moderate | wind-ons | MTN | 285.7087 | 586.4382
geo_moderate | wind-ons | NE | 15.0514 | 153.6937
geo_moderate | wind-ons | PA | 83.5522 | 631.7387
geo_moderate | wind-ons | SA | 37.1355 | 884.4017
geo_moderate | wind-ons | WNC | 443.7941 | 608.9491
geo_moderate | wind-ons | WSC | 528.9741 | 992.1486
geo_moderate | wind-ofs | ENC | 0.055095 | 978.71
geo_moderate | wind-ofs | MA | 57.0894 | 614.3909
geo_moderate | wind-ofs | NE | 30.6308 | 153.6937
geo_moderate | wind-ofs | PA | 104.0306 | 631.7387
geo_moderate | wind-ofs | SA | 37.4815 | 884.4017
geo_moderate | upv | ENC | 161.034 | 978.71
geo_moderate | upv | ESC | 129.3814 | 430.524
geo_moderate | upv | MA | 35.5231 | 614.3909
geo_moderate | upv | MTN | 91.0851 | 586.4382
geo_moderate | upv | NE | 15.8783 | 153.6937
geo_moderate | upv | PA | 162.8977 | 631.7387
geo_moderate | upv | SA | 320.5738 | 884.4017
geo_moderate | upv | WNC | 71.3578 | 608.9491
geo_moderate | upv | WSC | 189.5285 | 992.1486
geo_moderate | dupv | ENC | 0.7457 | 978.71
geo_moderate | dupv | ESC | 0.49541 | 430.524
geo_moderate | dupv | MA | 0.27562 | 614.3909
geo_moderate | dupv | MTN | 0.074019 | 586.4382
geo_moderate | dupv | NE | 0.11116 | 153.6937
geo_moderate | dupv | PA | 0.36505 | 631.7387
geo_moderate | dupv | SA | 2.548 | 884.4017
geo_moderate | dupv | WNC | 0.33095 | 608.9491
geo_moderate | dupv | WSC | 0.08665 | 992.1486
geo_moderate | distpv | ENC | 24.3334 | 978.71
geo_moderate | distpv | ESC | 13.4971 | 430.524
geo_moderate | distpv | MA | 23.4787 | 614.3909
geo_moderate | distpv | MTN | 21.7809 | 586.4382
geo_moderate | distpv | NE | 11.2144 | 153.6937
geo_moderate | distpv | PA | 50.5656 | 631.7387
geo_moderate | distpv | SA | 52.4778 | 884.4017
geo_moderate | distpv | WNC | 14.5941 | 608.9491
geo_moderate | distpv | WSC | 42.2774 | 992.1486
geo_moderate | pvb | ENC | 12.272 | 978.71
geo_moderate | pvb | ESC | 3.344 | 430.524
geo_moderate | pvb | MA | 7.4244 | 614.3909
geo_moderate | pvb | MTN | 18.4942 | 586.4382
geo_moderate | pvb | NE | 0.55479 | 153.6937
geo_moderate | pvb | PA | 13.6495 | 631.7387
geo_moderate | pvb | SA | 30.31 | 884.4017
geo_moderate | pvb | WNC | 16.3052 | 608.9491
geo_moderate | pvb | WSC | 20.8415 | 992.1486
geo_moderate | battery_2 | ENC | -0.19787 | 978.71
geo_moderate | battery_2 | ESC | -0.13871 | 430.524
geo_moderate | battery_2 | MA | -0.13486 | 614.3909
geo_moderate | battery_2 | MTN | -0.15955 | 586.4382
geo_moderate | battery_2 | NE | -0.054427 | 153.6937
geo_moderate | battery_2 | PA | -0.16022 | 631.7387
geo_moderate | battery_2 | SA | -0.73208 | 884.4017
geo_moderate | battery_2 | WNC | -0.59056 | 608.9491
geo_moderate | battery_2 | WSC | -0.45158 | 992.1486
geo_moderate | battery_4 | ENC | -1.4869 | 978.71
geo_moderate | battery_4 | ESC | -0.34915 | 430.524
geo_moderate | battery_4 | MA | -1.0578 | 614.3909
geo_moderate | battery_4 | MTN | -2.9007 | 586.4382
geo_moderate | battery_4 | NE | -1.2726 | 153.6937
geo_moderate | battery_4 | PA | -4.2712 | 631.7387
geo_moderate | battery_4 | SA | -8.3869 | 884.4017
geo_moderate | battery_4 | WNC | -0.57795 | 608.9491
geo_moderate | battery_4 | WSC | -2.9882 | 992.1486
geo_moderate | battery_6 | ENC | -1.4043 | 978.71
geo_moderate | battery_6 | ESC | -0.94533 | 430.524
geo_moderate | battery_6 | MA | -1.247 | 614.3909
geo_moderate | battery_6 | MTN | -1.7278 | 586.4382
geo_moderate | battery_6 | NE | -0.25337 | 153.6937
geo_moderate | battery_6 | PA | -3.9703 | 631.7387
geo_moderate | battery_6 | SA | -9.4336 | 884.4017
geo_moderate | battery_6 | WNC | -0.15161 | 608.9491
geo_moderate | battery_6 | WSC | -3.3452 | 992.1486
geo_moderate | battery_8 | ENC | -0.42529 | 978.71
geo_moderate | battery_8 | ESC | -0.38016 | 430.524
geo_moderate | battery_8 | MA | -0.12841 | 614.3909
geo_moderate | battery_8 | MTN | -0.31948 | 586.4382
geo_moderate | battery_8 | PA | -9.0115e-06 | 631.7387
geo_moderate | battery_8 | SA | -2.6749 | 884.4017
geo_moderate | battery_8 | WSC | -0.60536 | 992.1486
geo_moderate | pumped-hydro | MA | -0.24429 | 614.3909
geo_moderate | pumped-hydro | NE | -0.051246 | 153.6937
geo_moderate | pumped-hydro | PA | -1.2177 | 631.7387
geo_moderate | pumped-hydro | SA | -0.10972 | 884.4017
geo_moderate | pumped-hydro | WNC | -0.032463 | 608.9491
geo_moderate | pumped-hydro | WSC | -0.01908 | 992.1486
geo_moderate | Canada | ENC | 3.1903 | 978.71
geo_moderate | Canada | MA | 23.0795 | 614.3909
geo_moderate | Canada | MTN | 0.07008 | 586.4382
geo_moderate | Canada | NE | 20.5117 | 153.6937
geo_moderate | Canada | PA | 9.9373 | 631.7387
geo_moderate | Canada | WNC | 20.9561 | 608.9491

## 9_Operating Reserves (TW-h)
ortype | scenario | tech | year | Reserves (TW-h) | Net Level Reserves (TW-h)
flex | geo_moderate | nuclear | 2010 | 0.41853 | 55.9084
flex | geo_moderate | nuclear | 2012 | 4.9104 | 77.5061
flex | geo_moderate | nuclear | 2014 | 2.4408 | 91.0092
flex | geo_moderate | nuclear | 2016 | 0.44885 | 92.7269
flex | geo_moderate | nuclear | 2018 | 3.3192 | 159.3869
flex | geo_moderate | nuclear | 2020 | 9.3076 | 183.5359
flex | geo_moderate | nuclear | 2022 | 23.813 | 279.5155
flex | geo_moderate | nuclear | 2024 | 3.5177 | 244.484
flex | geo_moderate | nuclear | 2026 | 5.074 | 246.4839
flex | geo_moderate | nuclear | 2028 | 13.1957 | 306.3838
flex | geo_moderate | nuclear | 2030 | 19.724 | 349.3558
flex | geo_moderate | nuclear | 2032 | 18.6558 | 381.6426
flex | geo_moderate | nuclear | 2034 | 12.4719 | 403.1044
flex | geo_moderate | nuclear | 2036 | 12.3603 | 452.8963
flex | geo_moderate | nuclear | 2038 | 9.4981 | 455.1867
flex | geo_moderate | nuclear | 2040 | 2.9735 | 459.4968
flex | geo_moderate | nuclear | 2042 | 0.33132 | 498.1614
flex | geo_moderate | nuclear | 2044 | 0 | 499.9706
flex | geo_moderate | nuclear | 2046 | 1.3136 | 483.1412
flex | geo_moderate | nuclear | 2048 | 0 | 510.281
flex | geo_moderate | nuclear | 2050 | 2.9748 | 526.3141
flex | geo_moderate | coal | 2010 | 7.5064 | 55.9084
flex | geo_moderate | coal | 2012 | 15.6295 | 77.5061
flex | geo_moderate | coal | 2014 | 26.6104 | 91.0092
flex | geo_moderate | coal | 2016 | 23.9053 | 92.7269
flex | geo_moderate | coal | 2018 | 34.2297 | 159.3869
flex | geo_moderate | coal | 2020 | 25.0947 | 183.5359
flex | geo_moderate | coal | 2022 | 53.2962 | 279.5155
flex | geo_moderate | coal | 2024 | 76.0149 | 244.484
flex | geo_moderate | coal | 2026 | 52.7841 | 246.4839
flex | geo_moderate | coal | 2028 | 44.2148 | 306.3838
flex | geo_moderate | coal | 2030 | 38.3577 | 349.3558
flex | geo_moderate | coal | 2032 | 37.5939 | 381.6426
flex | geo_moderate | coal | 2034 | 31.5372 | 403.1044
flex | geo_moderate | coal | 2036 | 31.041 | 452.8963
flex | geo_moderate | coal | 2038 | 29.5985 | 455.1867
flex | geo_moderate | coal | 2040 | 25.6926 | 459.4968
flex | geo_moderate | coal | 2042 | 21.9432 | 498.1614
flex | geo_moderate | coal | 2044 | 19.8246 | 499.9706
flex | geo_moderate | coal | 2046 | 19.5164 | 483.1412
flex | geo_moderate | coal | 2048 | 18.5803 | 510.281
flex | geo_moderate | coal | 2050 | 19.0185 | 526.3141
flex | geo_moderate | gas-cc | 2010 | 24.4525 | 55.9084
flex | geo_moderate | gas-cc | 2012 | 15.2057 | 77.5061
flex | geo_moderate | gas-cc | 2014 | 29.2025 | 91.0092
flex | geo_moderate | gas-cc | 2016 | 18.7829 | 92.7269
flex | geo_moderate | gas-cc | 2018 | 48.0647 | 159.3869
flex | geo_moderate | gas-cc | 2020 | 38.8377 | 183.5359
flex | geo_moderate | gas-cc | 2022 | 85.1004 | 279.5155
flex | geo_moderate | gas-cc | 2024 | 102.2097 | 244.484
flex | geo_moderate | gas-cc | 2026 | 104.4745 | 246.4839
flex | geo_moderate | gas-cc | 2028 | 141.9137 | 306.3838
flex | geo_moderate | gas-cc | 2030 | 110.9404 | 349.3558
flex | geo_moderate | gas-cc | 2032 | 100.2739 | 381.6426
flex | geo_moderate | gas-cc | 2034 | 77.2656 | 403.1044
flex | geo_moderate | gas-cc | 2036 | 68.1418 | 452.8963
flex | geo_moderate | gas-cc | 2038 | 66.7295 | 455.1867
flex | geo_moderate | gas-cc | 2040 | 69.8499 | 459.4968
flex | geo_moderate | gas-cc | 2042 | 81.4055 | 498.1614
flex | geo_moderate | gas-cc | 2044 | 85.1296 | 499.9706
flex | geo_moderate | gas-cc | 2046 | 80.4381 | 483.1412
flex | geo_moderate | gas-cc | 2048 | 70.3611 | 510.281
flex | geo_moderate | gas-cc | 2050 | 81.3863 | 526.3141
flex | geo_moderate | gas-cc-ccs_mod_upgrade | 2010 | 0 | 55.9084
flex | geo_moderate | gas-cc-ccs_mod_upgrade | 2012 | 0 | 77.5061
flex | geo_moderate | gas-cc-ccs_mod_upgrade | 2014 | 0 | 91.0092
flex | geo_moderate | gas-cc-ccs_mod_upgrade | 2016 | 0 | 92.7269
flex | geo_moderate | gas-cc-ccs_mod_upgrade | 2018 | 0 | 159.3869
flex | geo_moderate | gas-cc-ccs_mod_upgrade | 2020 | 0 | 183.5359
flex | geo_moderate | gas-cc-ccs_mod_upgrade | 2022 | 0 | 279.5155
flex | geo_moderate | gas-cc-ccs_mod_upgrade | 2024 | 0 | 244.484
flex | geo_moderate | gas-cc-ccs_mod_upgrade | 2026 | 0 | 246.4839
flex | geo_moderate | gas-cc-ccs_mod_upgrade | 2028 | 0 | 306.3838
flex | geo_moderate | gas-cc-ccs_mod_upgrade | 2030 | 0 | 349.3558
flex | geo_moderate | gas-cc-ccs_mod_upgrade | 2032 | 0 | 381.6426
flex | geo_moderate | gas-cc-ccs_mod_upgrade | 2034 | 0.17701 | 403.1044
flex | geo_moderate | gas-cc-ccs_mod_upgrade | 2036 | 0.17143 | 452.8963
flex | geo_moderate | gas-cc-ccs_mod_upgrade | 2038 | 0 | 455.1867
flex | geo_moderate | gas-cc-ccs_mod_upgrade | 2040 | 0.1016 | 459.4968
flex | geo_moderate | gas-cc-ccs_mod_upgrade | 2042 | 0.27887 | 498.1614
flex | geo_moderate | gas-cc-ccs_mod_upgrade | 2044 | 0.40943 | 499.9706
flex | geo_moderate | gas-cc-ccs_mod_upgrade | 2046 | 0.44169 | 483.1412
flex | geo_moderate | gas-cc-ccs_mod_upgrade | 2048 | 0.11997 | 510.281
flex | geo_moderate | gas-cc-ccs_mod_upgrade | 2050 | 0.26276 | 526.3141
flex | geo_moderate | gas-ct | 2010 | 1.4715 | 55.9084
flex | geo_moderate | gas-ct | 2012 | 4.5618 | 77.5061
flex | geo_moderate | gas-ct | 2014 | 5.608 | 91.0092
flex | geo_moderate | gas-ct | 2016 | 11.875 | 92.7269
flex | geo_moderate | gas-ct | 2018 | 20.3861 | 159.3869
flex | geo_moderate | gas-ct | 2020 | 35.5657 | 183.5359
flex | geo_moderate | gas-ct | 2022 | 21.5135 | 279.5155
flex | geo_moderate | gas-ct | 2024 | 20.7023 | 244.484
flex | geo_moderate | gas-ct | 2026 | 31.6595 | 246.4839
flex | geo_moderate | gas-ct | 2028 | 31.7022 | 306.3838
flex | geo_moderate | gas-ct | 2030 | 44.4878 | 349.3558
flex | geo_moderate | gas-ct | 2032 | 43.0088 | 381.6426
flex | geo_moderate | gas-ct | 2034 | 41.0319 | 403.1044
flex | geo_moderate | gas-ct | 2036 | 29.7877 | 452.8963
flex | geo_moderate | gas-ct | 2038 | 30.6547 | 455.1867
flex | geo_moderate | gas-ct | 2040 | 37.3884 | 459.4968
flex | geo_moderate | gas-ct | 2042 | 55.6704 | 498.1614
flex | geo_moderate | gas-ct | 2044 | 67.7386 | 499.9706
flex | geo_moderate | gas-ct | 2046 | 79.5809 | 483.1412
flex | geo_moderate | gas-ct | 2048 | 83.0155 | 510.281
flex | geo_moderate | gas-ct | 2050 | 102.2165 | 526.3141
flex | geo_moderate | o-g-s | 2010 | 2.9545 | 55.9084
flex | geo_moderate | o-g-s | 2012 | 8.5181 | 77.5061
flex | geo_moderate | o-g-s | 2014 | 8.2241 | 91.0092
flex | geo_moderate | o-g-s | 2016 | 5.6425 | 92.7269
flex | geo_moderate | o-g-s | 2018 | 8.8728 | 159.3869
flex | geo_moderate | o-g-s | 2020 | 10.7942 | 183.5359
flex | geo_moderate | o-g-s | 2022 | 15.4812 | 279.5155
flex | geo_moderate | o-g-s | 2024 | 0.36227 | 244.484
flex | geo_moderate | o-g-s | 2026 | 0.23678 | 246.4839
flex | geo_moderate | o-g-s | 2028 | 0.45392 | 306.3838
flex | geo_moderate | o-g-s | 2030 | 0.57605 | 349.3558
flex | geo_moderate | o-g-s | 2032 | 0.59622 | 381.6426
flex | geo_moderate | o-g-s | 2034 | 0.24456 | 403.1044
flex | geo_moderate | o-g-s | 2036 | 0.20873 | 452.8963
flex | geo_moderate | o-g-s | 2038 | 0.10925 | 455.1867
flex | geo_moderate | o-g-s | 2040 | 0.1314 | 459.4968
flex | geo_moderate | o-g-s | 2042 | 0.1729 | 498.1614
flex | geo_moderate | o-g-s | 2044 | 0.23025 | 499.9706
flex | geo_moderate | o-g-s | 2046 | 0.26611 | 483.1412
flex | geo_moderate | o-g-s | 2048 | 0.21181 | 510.281
flex | geo_moderate | o-g-s | 2050 | 0.14761 | 526.3141
flex | geo_moderate | hydro | 2010 | 17.9995 | 55.9084
flex | geo_moderate | hydro | 2012 | 21.7529 | 77.5061
flex | geo_moderate | hydro | 2014 | 14.922 | 91.0092
flex | geo_moderate | hydro | 2016 | 18.4958 | 92.7269
flex | geo_moderate | hydro | 2018 | 31.6494 | 159.3869
flex | geo_moderate | hydro | 2020 | 40.1017 | 183.5359
flex | geo_moderate | hydro | 2022 | 49.756 | 279.5155
flex | geo_moderate | hydro | 2024 | 26.8702 | 244.484
flex | geo_moderate | hydro | 2026 | 33.4068 | 246.4839
flex | geo_moderate | hydro | 2028 | 44.8142 | 306.3838
flex | geo_moderate | hydro | 2030 | 67.4261 | 349.3558
flex | geo_moderate | hydro | 2032 | 62.5039 | 381.6426
flex | geo_moderate | hydro | 2034 | 62.4639 | 403.1044
flex | geo_moderate | hydro | 2036 | 63.5456 | 452.8963
flex | geo_moderate | hydro | 2038 | 68.5545 | 455.1867
flex | geo_moderate | hydro | 2040 | 46.1852 | 459.4968
flex | geo_moderate | hydro | 2042 | 62.0542 | 498.1614
flex | geo_moderate | hydro | 2044 | 60.6137 | 499.9706
flex | geo_moderate | hydro | 2046 | 58.625 | 483.1412
flex | geo_moderate | hydro | 2048 | 60.6269 | 510.281
flex | geo_moderate | hydro | 2050 | 58.6331 | 526.3141
flex | geo_moderate | geothermal | 2010 | 5.248e-06 | 55.9084
flex | geo_moderate | geothermal | 2012 | 0.03398 | 77.5061
flex | geo_moderate | geothermal | 2014 | 0.012358 | 91.0092
flex | geo_moderate | geothermal | 2016 | 0.090545 | 92.7269
flex | geo_moderate | geothermal | 2018 | 0.15995 | 159.3869
flex | geo_moderate | geothermal | 2020 | 0.20259 | 183.5359
flex | geo_moderate | geothermal | 2022 | 1.5452 | 279.5155
flex | geo_moderate | geothermal | 2024 | 0 | 244.484
flex | geo_moderate | geothermal | 2026 | 0 | 246.4839
flex | geo_moderate | geothermal | 2028 | 0 | 306.3838
flex | geo_moderate | geothermal | 2030 | 0 | 349.3558
flex | geo_moderate | geothermal | 2032 | 0.0044471 | 381.6426
flex | geo_moderate | geothermal | 2034 | 0.047627 | 403.1044
flex | geo_moderate | geothermal | 2036 | 0.0015924 | 452.8963
flex | geo_moderate | geothermal | 2038 | 0.051596 | 455.1867
flex | geo_moderate | geothermal | 2040 | 0.015436 | 459.4968
flex | geo_moderate | geothermal | 2042 | 0 | 498.1614
flex | geo_moderate | geothermal | 2044 | 0 | 499.9706
flex | geo_moderate | geothermal | 2046 | 0.054538 | 483.1412
flex | geo_moderate | geothermal | 2048 | 0.0073591 | 510.281
flex | geo_moderate | geothermal | 2050 | 0 | 526.3141
flex | geo_moderate | biopower | 2010 | 0.045305 | 55.9084
flex | geo_moderate | biopower | 2012 | 0.094552 | 77.5061
flex | geo_moderate | biopower | 2014 | 0.15099 | 91.0092
flex | geo_moderate | biopower | 2016 | 0.1441 | 92.7269
flex | geo_moderate | biopower | 2018 | 0.38966 | 159.3869
flex | geo_moderate | biopower | 2020 | 0.25484 | 183.5359
flex | geo_moderate | biopower | 2022 | 0.8242 | 279.5155
flex | geo_moderate | biopower | 2024 | 0.085285 | 244.484
flex | geo_moderate | biopower | 2026 | 0.19811 | 246.4839
flex | geo_moderate | biopower | 2028 | 0.11667 | 306.3838
flex | geo_moderate | biopower | 2030 | 0.14172 | 349.3558
flex | geo_moderate | biopower | 2032 | 0.097626 | 381.6426
flex | geo_moderate | biopower | 2034 | 0.070784 | 403.1044
flex | geo_moderate | biopower | 2036 | 0.090777 | 452.8963
flex | geo_moderate | biopower | 2038 | 0.067331 | 455.1867
flex | geo_moderate | biopower | 2040 | 0.034717 | 459.4968
flex | geo_moderate | biopower | 2042 | 0.089419 | 498.1614
flex | geo_moderate | biopower | 2044 | 0.081309 | 499.9706
flex | geo_moderate | biopower | 2046 | 0.12233 | 483.1412
flex | geo_moderate | biopower | 2048 | 0.091169 | 510.281
flex | geo_moderate | biopower | 2050 | 0.08956 | 526.3141
flex | geo_moderate | lfill-gas | 2010 | 0.015483 | 55.9084
flex | geo_moderate | lfill-gas | 2012 | 0.068591 | 77.5061
flex | geo_moderate | lfill-gas | 2014 | 0.04299 | 91.0092
flex | geo_moderate | lfill-gas | 2016 | 0.07596 | 92.7269
flex | geo_moderate | lfill-gas | 2018 | 0.11177 | 159.3869
flex | geo_moderate | lfill-gas | 2020 | 0.071511 | 183.5359
flex | geo_moderate | lfill-gas | 2022 | 0.1466 | 279.5155
flex | geo_moderate | lfill-gas | 2024 | 0.0030992 | 244.484
flex | geo_moderate | lfill-gas | 2026 | 0.057218 | 246.4839
flex | geo_moderate | lfill-gas | 2028 | 0.12545 | 306.3838
flex | geo_moderate | lfill-gas | 2030 | 0.12358 | 349.3558
flex | geo_moderate | lfill-gas | 2032 | 0.11595 | 381.6426
flex | geo_moderate | lfill-gas | 2034 | 0.11941 | 403.1044
flex | geo_moderate | lfill-gas | 2036 | 0.18701 | 452.8963
flex | geo_moderate | lfill-gas | 2038 | 0.10448 | 455.1867
flex | geo_moderate | lfill-gas | 2040 | 0.055623 | 459.4968
flex | geo_moderate | lfill-gas | 2042 | 0.015135 | 498.1614
flex | geo_moderate | lfill-gas | 2044 | 0.010425 | 499.9706
flex | geo_moderate | lfill-gas | 2046 | 0.072193 | 483.1412
flex | geo_moderate | lfill-gas | 2048 | 0.059243 | 510.281
flex | geo_moderate | lfill-gas | 2050 | 0.016581 | 526.3141
flex | geo_moderate | pvb | 2010 | 0 | 55.9084
flex | geo_moderate | pvb | 2012 | 4.265e-05 | 77.5061
flex | geo_moderate | pvb | 2014 | 6.9015e-05 | 91.0092
flex | geo_moderate | pvb | 2016 | 0.00021111 | 92.7269
flex | geo_moderate | pvb | 2018 | 0.34466 | 159.3869
flex | geo_moderate | pvb | 2020 | 3.2039 | 183.5359
flex | geo_moderate | pvb | 2022 | 2.5235 | 279.5155
flex | geo_moderate | pvb | 2024 | 4.7948 | 244.484
flex | geo_moderate | pvb | 2026 | 5.434 | 246.4839
flex | geo_moderate | pvb | 2028 | 7.1754 | 306.3838
flex | geo_moderate | pvb | 2030 | 8.9676 | 349.3558
flex | geo_moderate | pvb | 2032 | 13.9972 | 381.6426
flex | geo_moderate | pvb | 2034 | 17.9203 | 403.1044
flex | geo_moderate | pvb | 2036 | 17.2639 | 452.8963
flex | geo_moderate | pvb | 2038 | 13.1403 | 455.1867
flex | geo_moderate | pvb | 2040 | 10.6963 | 459.4968
flex | geo_moderate | pvb | 2042 | 11.2765 | 498.1614
flex | geo_moderate | pvb | 2044 | 10.7937 | 499.9706
flex | geo_moderate | pvb | 2046 | 9.983 | 483.1412
flex | geo_moderate | pvb | 2048 | 5.1728 | 510.281
flex | geo_moderate | pvb | 2050 | 4.213 | 526.3141
flex | geo_moderate | battery_2 | 2010 | 0.002222 | 55.9084
flex | geo_moderate | battery_2 | 2012 | 0.043426 | 77.5061
flex | geo_moderate | battery_2 | 2014 | 0.056046 | 91.0092
flex | geo_moderate | battery_2 | 2016 | 0.053803 | 92.7269
flex | geo_moderate | battery_2 | 2018 | 0.22075 | 159.3869
flex | geo_moderate | battery_2 | 2020 | 0.29835 | 183.5359
flex | geo_moderate | battery_2 | 2022 | 0.95449 | 279.5155
flex | geo_moderate | battery_2 | 2024 | 0.042454 | 244.484
flex | geo_moderate | battery_2 | 2026 | 0.12613 | 246.4839
flex | geo_moderate | battery_2 | 2028 | 0.54836 | 306.3838
flex | geo_moderate | battery_2 | 2030 | 1.9729 | 349.3558
flex | geo_moderate | battery_2 | 2032 | 1.6765 | 381.6426
flex | geo_moderate | battery_2 | 2034 | 1.6236 | 403.1044
flex | geo_moderate | battery_2 | 2036 | 3.2315 | 452.8963
flex | geo_moderate | battery_2 | 2038 | 2.4246 | 455.1867
flex | geo_moderate | battery_2 | 2040 | 2.7795 | 459.4968
flex | geo_moderate | battery_2 | 2042 | 2.3663 | 498.1614
flex | geo_moderate | battery_2 | 2044 | 2.7596 | 499.9706
flex | geo_moderate | battery_2 | 2046 | 4.2493 | 483.1412
flex | geo_moderate | battery_2 | 2048 | 10.0597 | 510.281
flex | geo_moderate | battery_2 | 2050 | 6.3291 | 526.3141
flex | geo_moderate | battery_4 | 2010 | 0 | 55.9084
flex | geo_moderate | battery_4 | 2012 | 0.0012912 | 77.5061
flex | geo_moderate | battery_4 | 2014 | 0.021212 | 91.0092
flex | geo_moderate | battery_4 | 2016 | 0.20315 | 92.7269
flex | geo_moderate | battery_4 | 2018 | 0.19088 | 159.3869
flex | geo_moderate | battery_4 | 2020 | 0.67822 | 183.5359
flex | geo_moderate | battery_4 | 2022 | 1.6236 | 279.5155
flex | geo_moderate | battery_4 | 2024 | 0.15794 | 244.484
flex | geo_moderate | battery_4 | 2026 | 1.6004 | 246.4839
flex | geo_moderate | battery_4 | 2028 | 5.0919 | 306.3838
flex | geo_moderate | battery_4 | 2030 | 26.3063 | 349.3558
flex | geo_moderate | battery_4 | 2032 | 32.3569 | 381.6426
flex | geo_moderate | battery_4 | 2034 | 45.4075 | 403.1044
flex | geo_moderate | battery_4 | 2036 | 62.3232 | 452.8963
flex | geo_moderate | battery_4 | 2038 | 49.9231 | 455.1867
flex | geo_moderate | battery_4 | 2040 | 66.9318 | 459.4968
flex | geo_moderate | battery_4 | 2042 | 42.6377 | 498.1614
flex | geo_moderate | battery_4 | 2044 | 26.5386 | 499.9706
flex | geo_moderate | battery_4 | 2046 | 36.2451 | 483.1412
flex | geo_moderate | battery_4 | 2048 | 78.5571 | 510.281
flex | geo_moderate | battery_4 | 2050 | 98.3044 | 526.3141
flex | geo_moderate | battery_6 | 2010 | 0 | 55.9084
flex | geo_moderate | battery_6 | 2012 | 0 | 77.5061
flex | geo_moderate | battery_6 | 2014 | 0 | 91.0092
flex | geo_moderate | battery_6 | 2016 | 0 | 92.7269
flex | geo_moderate | battery_6 | 2018 | 0 | 159.3869
flex | geo_moderate | battery_6 | 2020 | 0 | 183.5359
flex | geo_moderate | battery_6 | 2022 | 0.00025791 | 279.5155
flex | geo_moderate | battery_6 | 2024 | 0 | 244.484
flex | geo_moderate | battery_6 | 2026 | 2.2444e-07 | 246.4839
flex | geo_moderate | battery_6 | 2028 | 0.065135 | 306.3838
flex | geo_moderate | battery_6 | 2030 | 2.436 | 349.3558
flex | geo_moderate | battery_6 | 2032 | 18.5107 | 381.6426
flex | geo_moderate | battery_6 | 2034 | 37.262 | 403.1044
flex | geo_moderate | battery_6 | 2036 | 69.0912 | 452.8963
flex | geo_moderate | battery_6 | 2038 | 86.1213 | 455.1867
flex | geo_moderate | battery_6 | 2040 | 83.744 | 459.4968
flex | geo_moderate | battery_6 | 2042 | 97.519 | 498.1614
flex | geo_moderate | battery_6 | 2044 | 104.2084 | 499.9706
flex | geo_moderate | battery_6 | 2046 | 77.4237 | 483.1412
flex | geo_moderate | battery_6 | 2048 | 80.0418 | 510.281
flex | geo_moderate | battery_6 | 2050 | 60.1607 | 526.3141
flex | geo_moderate | battery_8 | 2010 | 0 | 55.9084
flex | geo_moderate | battery_8 | 2012 | 0 | 77.5061
flex | geo_moderate | battery_8 | 2014 | 0 | 91.0092
flex | geo_moderate | battery_8 | 2016 | 0 | 92.7269
flex | geo_moderate | battery_8 | 2018 | 0 | 159.3869
flex | geo_moderate | battery_8 | 2020 | 0 | 183.5359
flex | geo_moderate | battery_8 | 2022 | 0.0054752 | 279.5155
flex | geo_moderate | battery_8 | 2024 | 0 | 244.484
flex | geo_moderate | battery_8 | 2026 | 0.003434 | 246.4839
flex | geo_moderate | battery_8 | 2028 | 0.0049637 | 306.3838
flex | geo_moderate | battery_8 | 2030 | 0.0061088 | 349.3558
flex | geo_moderate | battery_8 | 2032 | 0.11651 | 381.6426
flex | geo_moderate | battery_8 | 2034 | 2.83 | 403.1044
flex | geo_moderate | battery_8 | 2036 | 15.1393 | 452.8963
flex | geo_moderate | battery_8 | 2038 | 21.6017 | 455.1867
flex | geo_moderate | battery_8 | 2040 | 21.1671 | 459.4968
flex | geo_moderate | battery_8 | 2042 | 28.2434 | 498.1614
flex | geo_moderate | battery_8 | 2044 | 33.4344 | 499.9706
flex | geo_moderate | battery_8 | 2046 | 33.8458 | 483.1412
flex | geo_moderate | battery_8 | 2048 | 21.3462 | 510.281
flex | geo_moderate | battery_8 | 2050 | 11.4399 | 526.3141
flex | geo_moderate | battery_10 | 2010 | 0 | 55.9084
flex | geo_moderate | battery_10 | 2012 | 0 | 77.5061
flex | geo_moderate | battery_10 | 2014 | 0 | 91.0092
flex | geo_moderate | battery_10 | 2016 | 0 | 92.7269
flex | geo_moderate | battery_10 | 2018 | 0 | 159.3869
flex | geo_moderate | battery_10 | 2020 | 0 | 183.5359
flex | geo_moderate | battery_10 | 2022 | 0 | 279.5155
flex | geo_moderate | battery_10 | 2024 | 0 | 244.484
flex | geo_moderate | battery_10 | 2026 | 0 | 246.4839
flex | geo_moderate | battery_10 | 2028 | 0.0072409 | 306.3838
flex | geo_moderate | battery_10 | 2030 | 0.007191 | 349.3558
flex | geo_moderate | battery_10 | 2032 | 0 | 381.6426
flex | geo_moderate | battery_10 | 2034 | 0 | 403.1044
flex | geo_moderate | battery_10 | 2036 | 0 | 452.8963
flex | geo_moderate | battery_10 | 2038 | 0 | 455.1867
flex | geo_moderate | battery_10 | 2040 | 0 | 459.4968
flex | geo_moderate | battery_10 | 2042 | 0 | 498.1614
flex | geo_moderate | battery_10 | 2044 | 0 | 499.9706
flex | geo_moderate | battery_10 | 2046 | 0 | 483.1412
flex | geo_moderate | battery_10 | 2048 | 0 | 510.281
flex | geo_moderate | battery_10 | 2050 | 0 | 526.3141
flex | geo_moderate | pumped-hydro | 2010 | 1.0424 | 55.9084
flex | geo_moderate | pumped-hydro | 2012 | 6.6857 | 77.5061
flex | geo_moderate | pumped-hydro | 2014 | 3.7176 | 91.0092
flex | geo_moderate | pumped-hydro | 2016 | 13.0087 | 92.7269
flex | geo_moderate | pumped-hydro | 2018 | 11.4474 | 159.3869
flex | geo_moderate | pumped-hydro | 2020 | 19.1249 | 183.5359
flex | geo_moderate | pumped-hydro | 2022 | 22.9318 | 279.5155
flex | geo_moderate | pumped-hydro | 2024 | 9.7234 | 244.484
flex | geo_moderate | pumped-hydro | 2026 | 11.4289 | 246.4839
flex | geo_moderate | pumped-hydro | 2028 | 16.9543 | 306.3838
flex | geo_moderate | pumped-hydro | 2030 | 27.8824 | 349.3558
flex | geo_moderate | pumped-hydro | 2032 | 52.1342 | 381.6426
flex | geo_moderate | pumped-hydro | 2034 | 72.6311 | 403.1044
flex | geo_moderate | pumped-hydro | 2036 | 80.3111 | 452.8963
flex | geo_moderate | pumped-hydro | 2038 | 76.6076 | 455.1867
flex | geo_moderate | pumped-hydro | 2040 | 91.7498 | 459.4968
flex | geo_moderate | pumped-hydro | 2042 | 94.1576 | 498.1614
flex | geo_moderate | pumped-hydro | 2044 | 88.198 | 499.9706
flex | geo_moderate | pumped-hydro | 2046 | 80.9634 | 483.1412
flex | geo_moderate | pumped-hydro | 2048 | 82.03 | 510.281
flex | geo_moderate | pumped-hydro | 2050 | 81.1213 | 526.3141
reg | geo_moderate | nuclear | 2010 | 0.80971 | 55.4159
reg | geo_moderate | nuclear | 2012 | 0.70179 | 46.1656
reg | geo_moderate | nuclear | 2014 | 0.88916 | 56.6378
reg | geo_moderate | nuclear | 2016 | 0.79883 | 47.7778
reg | geo_moderate | nuclear | 2018 | 2.2114 | 57.7116
reg | geo_moderate | nuclear | 2020 | 2.961 | 66.2209
reg | geo_moderate | nuclear | 2022 | 2.4884 | 52.1379
reg | geo_moderate | nuclear | 2024 | 0 | 55.6731
reg | geo_moderate | nuclear | 2026 | 0 | 58.354
reg | geo_moderate | nuclear | 2028 | 0 | 61.6479
reg | geo_moderate | nuclear | 2030 | 5.0945e-05 | 66.4036
reg | geo_moderate | nuclear | 2032 | 0 | 68.7683
reg | geo_moderate | nuclear | 2034 | 0 | 71.6626
reg | geo_moderate | nuclear | 2036 | 0 | 75.6693
reg | geo_moderate | nuclear | 2038 | 0 | 77.9703
reg | geo_moderate | nuclear | 2040 | 0 | 78.7096
reg | geo_moderate | nuclear | 2042 | 0 | 79.9155
reg | geo_moderate | nuclear | 2044 | 0 | 81.5434
reg | geo_moderate | nuclear | 2046 | 0 | 83.4973
reg | geo_moderate | nuclear | 2048 | 0 | 83.9136
reg | geo_moderate | nuclear | 2050 | 0 | 85.1591
reg | geo_moderate | coal | 2010 | 8.3031 | 55.4159
reg | geo_moderate | coal | 2012 | 14.2409 | 46.1656
reg | geo_moderate | coal | 2014 | 10.595 | 56.6378
reg | geo_moderate | coal | 2016 | 11.8496 | 47.7778
reg | geo_moderate | coal | 2018 | 15.6219 | 57.7116
reg | geo_moderate | coal | 2020 | 13.0179 | 66.2209
reg | geo_moderate | coal | 2022 | 14.0578 | 52.1379
reg | geo_moderate | coal | 2024 | 0.032064 | 55.6731
reg | geo_moderate | coal | 2026 | 0.040379 | 58.354
reg | geo_moderate | coal | 2028 | 0.09155 | 61.6479
reg | geo_moderate | coal | 2030 | 0.030881 | 66.4036
reg | geo_moderate | coal | 2032 | 0 | 68.7683
reg | geo_moderate | coal | 2034 | 0 | 71.6626
reg | geo_moderate | coal | 2036 | 0.046926 | 75.6693
reg | geo_moderate | coal | 2038 | 0.0022141 | 77.9703
reg | geo_moderate | coal | 2040 | 0.0006965 | 78.7096
reg | geo_moderate | coal | 2042 | 0.0053234 | 79.9155
reg | geo_moderate | coal | 2044 | 0 | 81.5434
reg | geo_moderate | coal | 2046 | 0.0027587 | 83.4973
reg | geo_moderate | coal | 2048 | 0.0029309 | 83.9136
reg | geo_moderate | coal | 2050 | 0 | 85.1591
reg | geo_moderate | gas-cc | 2010 | 7.5806 | 55.4159
reg | geo_moderate | gas-cc | 2012 | 6.7872 | 46.1656
reg | geo_moderate | gas-cc | 2014 | 16.8993 | 56.6378
reg | geo_moderate | gas-cc | 2016 | 6.4906 | 47.7778
reg | geo_moderate | gas-cc | 2018 | 16.8341 | 57.7116
reg | geo_moderate | gas-cc | 2020 | 14.1132 | 66.2209
reg | geo_moderate | gas-cc | 2022 | 15.2076 | 52.1379
reg | geo_moderate | gas-cc | 2024 | 0.91557 | 55.6731
reg | geo_moderate | gas-cc | 2026 | 2.0653 | 58.354
reg | geo_moderate | gas-cc | 2028 | 1.6469 | 61.6479
reg | geo_moderate | gas-cc | 2030 | 0.84074 | 66.4036
reg | geo_moderate | gas-cc | 2032 | 1.1516 | 68.7683
reg | geo_moderate | gas-cc | 2034 | 0.74709 | 71.6626
reg | geo_moderate | gas-cc | 2036 | 1.0404 | 75.6693
reg | geo_moderate | gas-cc | 2038 | 0.34544 | 77.9703
reg | geo_moderate | gas-cc | 2040 | 0.20731 | 78.7096
reg | geo_moderate | gas-cc | 2042 | 0.3981 | 79.9155
reg | geo_moderate | gas-cc | 2044 | 0.087334 | 81.5434
reg | geo_moderate | gas-cc | 2046 | 0.52145 | 83.4973
reg | geo_moderate | gas-cc | 2048 | 0.058266 | 83.9136
reg | geo_moderate | gas-cc | 2050 | 0.0012385 | 85.1591
reg | geo_moderate | gas-cc-ccs_mod_upgrade | 2010 | 0 | 55.4159
reg | geo_moderate | gas-cc-ccs_mod_upgrade | 2012 | 0 | 46.1656
reg | geo_moderate | gas-cc-ccs_mod_upgrade | 2014 | 0 | 56.6378
reg | geo_moderate | gas-cc-ccs_mod_upgrade | 2016 | 0 | 47.7778
reg | geo_moderate | gas-cc-ccs_mod_upgrade | 2018 | 0 | 57.7116
reg | geo_moderate | gas-cc-ccs_mod_upgrade | 2020 | 0 | 66.2209
reg | geo_moderate | gas-cc-ccs_mod_upgrade | 2022 | 0 | 52.1379
reg | geo_moderate | gas-cc-ccs_mod_upgrade | 2024 | 0 | 55.6731
reg | geo_moderate | gas-cc-ccs_mod_upgrade | 2026 | 0 | 58.354
reg | geo_moderate | gas-cc-ccs_mod_upgrade | 2028 | 0 | 61.6479
reg | geo_moderate | gas-cc-ccs_mod_upgrade | 2030 | 0 | 66.4036
reg | geo_moderate | gas-cc-ccs_mod_upgrade | 2032 | 0 | 68.7683
reg | geo_moderate | gas-cc-ccs_mod_upgrade | 2034 | 0 | 71.6626
reg | geo_moderate | gas-cc-ccs_mod_upgrade | 2036 | 0 | 75.6693
reg | geo_moderate | gas-cc-ccs_mod_upgrade | 2038 | 0 | 77.9703
reg | geo_moderate | gas-cc-ccs_mod_upgrade | 2040 | 0 | 78.7096
reg | geo_moderate | gas-cc-ccs_mod_upgrade | 2042 | 0 | 79.9155
reg | geo_moderate | gas-cc-ccs_mod_upgrade | 2044 | 0 | 81.5434
reg | geo_moderate | gas-cc-ccs_mod_upgrade | 2046 | 0 | 83.4973
reg | geo_moderate | gas-cc-ccs_mod_upgrade | 2048 | 0 | 83.9136
reg | geo_moderate | gas-cc-ccs_mod_upgrade | 2050 | 0 | 85.1591
reg | geo_moderate | gas-ct | 2010 | 6.6296 | 55.4159
reg | geo_moderate | gas-ct | 2012 | 5.0979 | 46.1656
reg | geo_moderate | gas-ct | 2014 | 6.7781 | 56.6378
reg | geo_moderate | gas-ct | 2016 | 6.185 | 47.7778
reg | geo_moderate | gas-ct | 2018 | 7.0128 | 57.7116
reg | geo_moderate | gas-ct | 2020 | 13.7201 | 66.2209
reg | geo_moderate | gas-ct | 2022 | 4.7364 | 52.1379
reg | geo_moderate | gas-ct | 2024 | 6.5514 | 55.6731
reg | geo_moderate | gas-ct | 2026 | 7.7472 | 58.354
reg | geo_moderate | gas-ct | 2028 | 7.5449 | 61.6479
reg | geo_moderate | gas-ct | 2030 | 6.6839 | 66.4036
reg | geo_moderate | gas-ct | 2032 | 3.0692 | 68.7683
reg | geo_moderate | gas-ct | 2034 | 2.2447 | 71.6626
reg | geo_moderate | gas-ct | 2036 | 2.0046 | 75.6693
reg | geo_moderate | gas-ct | 2038 | 0.86287 | 77.9703
reg | geo_moderate | gas-ct | 2040 | 0.95204 | 78.7096
reg | geo_moderate | gas-ct | 2042 | 1.0887 | 79.9155
reg | geo_moderate | gas-ct | 2044 | 0.54088 | 81.5434
reg | geo_moderate | gas-ct | 2046 | 0.58301 | 83.4973
reg | geo_moderate | gas-ct | 2048 | 0.21438 | 83.9136
reg | geo_moderate | gas-ct | 2050 | 0.19745 | 85.1591
reg | geo_moderate | o-g-s | 2010 | 7.9542 | 55.4159
reg | geo_moderate | o-g-s | 2012 | 9.4746 | 46.1656
reg | geo_moderate | o-g-s | 2014 | 11.7137 | 56.6378
reg | geo_moderate | o-g-s | 2016 | 5.5052 | 47.7778
reg | geo_moderate | o-g-s | 2018 | 5.3948 | 57.7116
reg | geo_moderate | o-g-s | 2020 | 5.4922 | 66.2209
reg | geo_moderate | o-g-s | 2022 | 4.053 | 52.1379
reg | geo_moderate | o-g-s | 2024 | 0.1226 | 55.6731
reg | geo_moderate | o-g-s | 2026 | 0.075127 | 58.354
reg | geo_moderate | o-g-s | 2028 | 0.035462 | 61.6479
reg | geo_moderate | o-g-s | 2030 | 0.068345 | 66.4036
reg | geo_moderate | o-g-s | 2032 | 0.067086 | 68.7683
reg | geo_moderate | o-g-s | 2034 | 0.04101 | 71.6626
reg | geo_moderate | o-g-s | 2036 | 0.0099309 | 75.6693
reg | geo_moderate | o-g-s | 2038 | 0.0010504 | 77.9703
reg | geo_moderate | o-g-s | 2040 | 0.0016772 | 78.7096
reg | geo_moderate | o-g-s | 2042 | 0.00025766 | 79.9155
reg | geo_moderate | o-g-s | 2044 | 0 | 81.5434
reg | geo_moderate | o-g-s | 2046 | 0 | 83.4973
reg | geo_moderate | o-g-s | 2048 | 0 | 83.9136
reg | geo_moderate | o-g-s | 2050 | 1.9598e-05 | 85.1591
reg | geo_moderate | hydro | 2010 | 0.73236 | 55.4159
reg | geo_moderate | hydro | 2012 | 1.6858 | 46.1656
reg | geo_moderate | hydro | 2014 | 1.4982 | 56.6378
reg | geo_moderate | hydro | 2016 | 1.3577 | 47.7778
reg | geo_moderate | hydro | 2018 | 2.0092 | 57.7116
reg | geo_moderate | hydro | 2020 | 3.7221 | 66.2209
reg | geo_moderate | hydro | 2022 | 1.5468 | 52.1379
reg | geo_moderate | hydro | 2024 | 0.91495 | 55.6731
reg | geo_moderate | hydro | 2026 | 1.6592 | 58.354
reg | geo_moderate | hydro | 2028 | 1.5954 | 61.6479
reg | geo_moderate | hydro | 2030 | 0.93859 | 66.4036
reg | geo_moderate | hydro | 2032 | 1.0004 | 68.7683
reg | geo_moderate | hydro | 2034 | 0.71064 | 71.6626
reg | geo_moderate | hydro | 2036 | 0.99212 | 75.6693
reg | geo_moderate | hydro | 2038 | 0.5652 | 77.9703
reg | geo_moderate | hydro | 2040 | 0.31389 | 78.7096
reg | geo_moderate | hydro | 2042 | 0.19993 | 79.9155
reg | geo_moderate | hydro | 2044 | 0.017998 | 81.5434
reg | geo_moderate | hydro | 2046 | 0.029012 | 83.4973
reg | geo_moderate | hydro | 2048 | 0.15617 | 83.9136
reg | geo_moderate | hydro | 2050 | 0.00016286 | 85.1591
reg | geo_moderate | geothermal | 2010 | 0.0088033 | 55.4159
reg | geo_moderate | geothermal | 2012 | 0.35458 | 46.1656
reg | geo_moderate | geothermal | 2014 | 0.043923 | 56.6378
reg | geo_moderate | geothermal | 2016 | 0.10156 | 47.7778
reg | geo_moderate | geothermal | 2018 | 0.010392 | 57.7116
reg | geo_moderate | geothermal | 2020 | 0.21024 | 66.2209
reg | geo_moderate | geothermal | 2022 | 0.37878 | 52.1379
reg | geo_moderate | geothermal | 2024 | 0 | 55.6731
reg | geo_moderate | geothermal | 2026 | 0 | 58.354
reg | geo_moderate | geothermal | 2028 | 0 | 61.6479
reg | geo_moderate | geothermal | 2030 | 0 | 66.4036
reg | geo_moderate | geothermal | 2032 | 0 | 68.7683
reg | geo_moderate | geothermal | 2034 | 0 | 71.6626
reg | geo_moderate | geothermal | 2036 | 0 | 75.6693
reg | geo_moderate | geothermal | 2038 | 0 | 77.9703
reg | geo_moderate | geothermal | 2040 | 0 | 78.7096
reg | geo_moderate | geothermal | 2042 | 0 | 79.9155
reg | geo_moderate | geothermal | 2044 | 0 | 81.5434
reg | geo_moderate | geothermal | 2046 | 0 | 83.4973
reg | geo_moderate | geothermal | 2048 | 0 | 83.9136
reg | geo_moderate | geothermal | 2050 | 0 | 85.1591
reg | geo_moderate | biopower | 2010 | 0.64974 | 55.4159
reg | geo_moderate | biopower | 2012 | 0.27007 | 46.1656
reg | geo_moderate | biopower | 2014 | 0.42598 | 56.6378
reg | geo_moderate | biopower | 2016 | 0.25622 | 47.7778
reg | geo_moderate | biopower | 2018 | 0.7681 | 57.7116
reg | geo_moderate | biopower | 2020 | 0.6233 | 66.2209
reg | geo_moderate | biopower | 2022 | 0.88882 | 52.1379
reg | geo_moderate | biopower | 2024 | 0.085478 | 55.6731
reg | geo_moderate | biopower | 2026 | 0.12745 | 58.354
reg | geo_moderate | biopower | 2028 | 0.058738 | 61.6479
reg | geo_moderate | biopower | 2030 | 0.091535 | 66.4036
reg | geo_moderate | biopower | 2032 | 0.051792 | 68.7683
reg | geo_moderate | biopower | 2034 | 0.04213 | 71.6626
reg | geo_moderate | biopower | 2036 | 0.0094498 | 75.6693
reg | geo_moderate | biopower | 2038 | 0.011313 | 77.9703
reg | geo_moderate | biopower | 2040 | 0.002015 | 78.7096
reg | geo_moderate | biopower | 2042 | 0.020982 | 79.9155
reg | geo_moderate | biopower | 2044 | 0 | 81.5434
reg | geo_moderate | biopower | 2046 | 0.017998 | 83.4973
reg | geo_moderate | biopower | 2048 | 0.0011596 | 83.9136
reg | geo_moderate | biopower | 2050 | 0.0010126 | 85.1591
reg | geo_moderate | lfill-gas | 2010 | 0.14537 | 55.4159
reg | geo_moderate | lfill-gas | 2012 | 0.26806 | 46.1656
reg | geo_moderate | lfill-gas | 2014 | 0.15219 | 56.6378
reg | geo_moderate | lfill-gas | 2016 | 0.28544 | 47.7778
reg | geo_moderate | lfill-gas | 2018 | 0.18851 | 57.7116
reg | geo_moderate | lfill-gas | 2020 | 0.26693 | 66.2209
reg | geo_moderate | lfill-gas | 2022 | 0.09907 | 52.1379
reg | geo_moderate | lfill-gas | 2024 | 0.032263 | 55.6731
reg | geo_moderate | lfill-gas | 2026 | 0.033146 | 58.354
reg | geo_moderate | lfill-gas | 2028 | 0.040402 | 61.6479
reg | geo_moderate | lfill-gas | 2030 | 0.056635 | 66.4036
reg | geo_moderate | lfill-gas | 2032 | 0.025799 | 68.7683
reg | geo_moderate | lfill-gas | 2034 | 0.026843 | 71.6626
reg | geo_moderate | lfill-gas | 2036 | 0.023171 | 75.6693
reg | geo_moderate | lfill-gas | 2038 | 0.024769 | 77.9703
reg | geo_moderate | lfill-gas | 2040 | 0.0011237 | 78.7096
reg | geo_moderate | lfill-gas | 2042 | 0 | 79.9155
reg | geo_moderate | lfill-gas | 2044 | 0 | 81.5434
reg | geo_moderate | lfill-gas | 2046 | 0.0013295 | 83.4973
reg | geo_moderate | lfill-gas | 2048 | 0.0012799 | 83.9136
reg | geo_moderate | lfill-gas | 2050 | 0.00021246 | 85.1591
reg | geo_moderate | pvb | 2010 | 0 | 55.4159
reg | geo_moderate | pvb | 2012 | 0.00037131 | 46.1656
reg | geo_moderate | pvb | 2014 | 0.0029071 | 56.6378
reg | geo_moderate | pvb | 2016 | 0.0013689 | 47.7778
reg | geo_moderate | pvb | 2018 | 0.75196 | 57.7116
reg | geo_moderate | pvb | 2020 | 4.0376 | 66.2209
reg | geo_moderate | pvb | 2022 | 3.1028 | 52.1379
reg | geo_moderate | pvb | 2024 | 20.9711 | 55.6731
reg | geo_moderate | pvb | 2026 | 16.7559 | 58.354
reg | geo_moderate | pvb | 2028 | 13.6331 | 61.6479
reg | geo_moderate | pvb | 2030 | 8.7669 | 66.4036
reg | geo_moderate | pvb | 2032 | 7.4222 | 68.7683
reg | geo_moderate | pvb | 2034 | 7.2797 | 71.6626
reg | geo_moderate | pvb | 2036 | 5.3898 | 75.6693
reg | geo_moderate | pvb | 2038 | 8.2231 | 77.9703
reg | geo_moderate | pvb | 2040 | 5.6132 | 78.7096
reg | geo_moderate | pvb | 2042 | 5.8483 | 79.9155
reg | geo_moderate | pvb | 2044 | 6.2494 | 81.5434
reg | geo_moderate | pvb | 2046 | 6.115 | 83.4973
reg | geo_moderate | pvb | 2048 | 2.8665 | 83.9136
reg | geo_moderate | pvb | 2050 | 3.0856 | 85.1591
reg | geo_moderate | battery_2 | 2010 | 0.012707 | 55.4159
reg | geo_moderate | battery_2 | 2012 | 0.02762 | 46.1656
reg | geo_moderate | battery_2 | 2014 | 0.039098 | 56.6378
reg | geo_moderate | battery_2 | 2016 | 0.32025 | 47.7778
reg | geo_moderate | battery_2 | 2018 | 0.2087 | 57.7116
reg | geo_moderate | battery_2 | 2020 | 0.28366 | 66.2209
reg | geo_moderate | battery_2 | 2022 | 0.37481 | 52.1379
reg | geo_moderate | battery_2 | 2024 | 8.0867 | 55.6731
reg | geo_moderate | battery_2 | 2026 | 9.5725 | 58.354
reg | geo_moderate | battery_2 | 2028 | 9.7494 | 61.6479
reg | geo_moderate | battery_2 | 2030 | 12.0291 | 66.4036
reg | geo_moderate | battery_2 | 2032 | 12.0761 | 68.7683
reg | geo_moderate | battery_2 | 2034 | 11.1503 | 71.6626
reg | geo_moderate | battery_2 | 2036 | 6.0192 | 75.6693
reg | geo_moderate | battery_2 | 2038 | 4.6354 | 77.9703
reg | geo_moderate | battery_2 | 2040 | 4.7835 | 78.7096
reg | geo_moderate | battery_2 | 2042 | 13.0444 | 79.9155
reg | geo_moderate | battery_2 | 2044 | 6.7633 | 81.5434
reg | geo_moderate | battery_2 | 2046 | 11.0393 | 83.4973
reg | geo_moderate | battery_2 | 2048 | 11.2719 | 83.9136
reg | geo_moderate | battery_2 | 2050 | 16.3051 | 85.1591
reg | geo_moderate | battery_4 | 2010 | 0 | 55.4159
reg | geo_moderate | battery_4 | 2012 | 0.00044231 | 46.1656
reg | geo_moderate | battery_4 | 2014 | 0.013749 | 56.6378
reg | geo_moderate | battery_4 | 2016 | 0.0074471 | 47.7778
reg | geo_moderate | battery_4 | 2018 | 0.44727 | 57.7116
reg | geo_moderate | battery_4 | 2020 | 0.58893 | 66.2209
reg | geo_moderate | battery_4 | 2022 | 0.1301 | 52.1379
reg | geo_moderate | battery_4 | 2024 | 3.3789 | 55.6731
reg | geo_moderate | battery_4 | 2026 | 9.7391 | 58.354
reg | geo_moderate | battery_4 | 2028 | 21.4135 | 61.6479
reg | geo_moderate | battery_4 | 2030 | 29.1245 | 66.4036
reg | geo_moderate | battery_4 | 2032 | 29.2957 | 68.7683
reg | geo_moderate | battery_4 | 2034 | 23.6524 | 71.6626
reg | geo_moderate | battery_4 | 2036 | 24.8098 | 75.6693
reg | geo_moderate | battery_4 | 2038 | 40.7007 | 77.9703
reg | geo_moderate | battery_4 | 2040 | 16.0228 | 78.7096
reg | geo_moderate | battery_4 | 2042 | 18.2759 | 79.9155
reg | geo_moderate | battery_4 | 2044 | 11.94 | 81.5434
reg | geo_moderate | battery_4 | 2046 | 18.7903 | 83.4973
reg | geo_moderate | battery_4 | 2048 | 24.0135 | 83.9136
reg | geo_moderate | battery_4 | 2050 | 35.3112 | 85.1591
reg | geo_moderate | battery_6 | 2010 | 0 | 55.4159
reg | geo_moderate | battery_6 | 2012 | 0 | 46.1656
reg | geo_moderate | battery_6 | 2014 | 0 | 56.6378
reg | geo_moderate | battery_6 | 2016 | 0 | 47.7778
reg | geo_moderate | battery_6 | 2018 | 0 | 57.7116
reg | geo_moderate | battery_6 | 2020 | 0 | 66.2209
reg | geo_moderate | battery_6 | 2022 | 0 | 52.1379
reg | geo_moderate | battery_6 | 2024 | 0.0062288 | 55.6731
reg | geo_moderate | battery_6 | 2026 | 0.021832 | 58.354
reg | geo_moderate | battery_6 | 2028 | 1.9738 | 61.6479
reg | geo_moderate | battery_6 | 2030 | 5.1487 | 66.4036
reg | geo_moderate | battery_6 | 2032 | 14.0832 | 68.7683
reg | geo_moderate | battery_6 | 2034 | 23.6601 | 71.6626
reg | geo_moderate | battery_6 | 2036 | 32.1125 | 75.6693
reg | geo_moderate | battery_6 | 2038 | 16.6619 | 77.9703
reg | geo_moderate | battery_6 | 2040 | 34.5957 | 78.7096
reg | geo_moderate | battery_6 | 2042 | 29.1274 | 79.9155
reg | geo_moderate | battery_6 | 2044 | 45.6115 | 81.5434
reg | geo_moderate | battery_6 | 2046 | 39.2973 | 83.4973
reg | geo_moderate | battery_6 | 2048 | 37.9523 | 83.9136
reg | geo_moderate | battery_6 | 2050 | 25.3009 | 85.1591
reg | geo_moderate | battery_8 | 2010 | 0 | 55.4159
reg | geo_moderate | battery_8 | 2012 | 0 | 46.1656
reg | geo_moderate | battery_8 | 2014 | 0 | 56.6378
reg | geo_moderate | battery_8 | 2016 | 0 | 47.7778
reg | geo_moderate | battery_8 | 2018 | 0 | 57.7116
reg | geo_moderate | battery_8 | 2020 | 0 | 66.2209
reg | geo_moderate | battery_8 | 2022 | 4.364e-05 | 52.1379
reg | geo_moderate | battery_8 | 2024 | 0.094103 | 55.6731
reg | geo_moderate | battery_8 | 2026 | 0.087167 | 58.354
reg | geo_moderate | battery_8 | 2028 | 0.083984 | 61.6479
reg | geo_moderate | battery_8 | 2030 | 0.11272 | 66.4036
reg | geo_moderate | battery_8 | 2032 | 0.21652 | 68.7683
reg | geo_moderate | battery_8 | 2034 | 1.9338 | 71.6626
reg | geo_moderate | battery_8 | 2036 | 3.0259 | 75.6693
reg | geo_moderate | battery_8 | 2038 | 5.9267 | 77.9703
reg | geo_moderate | battery_8 | 2040 | 16.2156 | 78.7096
reg | geo_moderate | battery_8 | 2042 | 11.9062 | 79.9155
reg | geo_moderate | battery_8 | 2044 | 10.333 | 81.5434
reg | geo_moderate | battery_8 | 2046 | 7.1 | 83.4973
reg | geo_moderate | battery_8 | 2048 | 7.3632 | 83.9136
reg | geo_moderate | battery_8 | 2050 | 4.9562 | 85.1591
reg | geo_moderate | battery_10 | 2010 | 0 | 55.4159
reg | geo_moderate | battery_10 | 2012 | 0 | 46.1656
reg | geo_moderate | battery_10 | 2014 | 0 | 56.6378
reg | geo_moderate | battery_10 | 2016 | 0 | 47.7778
reg | geo_moderate | battery_10 | 2018 | 0 | 57.7116
reg | geo_moderate | battery_10 | 2020 | 0 | 66.2209
reg | geo_moderate | battery_10 | 2022 | 0 | 52.1379
reg | geo_moderate | battery_10 | 2024 | 0.16365 | 55.6731
reg | geo_moderate | battery_10 | 2026 | 0.13624 | 58.354
reg | geo_moderate | battery_10 | 2028 | 0.14886 | 61.6479
reg | geo_moderate | battery_10 | 2030 | 0.16696 | 66.4036
reg | geo_moderate | battery_10 | 2032 | 0.12396 | 68.7683
reg | geo_moderate | battery_10 | 2034 | 0.17379 | 71.6626
reg | geo_moderate | battery_10 | 2036 | 0.18553 | 75.6693
reg | geo_moderate | battery_10 | 2038 | 0 | 77.9703
reg | geo_moderate | battery_10 | 2040 | 0 | 78.7096
reg | geo_moderate | battery_10 | 2042 | 0 | 79.9155
reg | geo_moderate | battery_10 | 2044 | 0 | 81.5434
reg | geo_moderate | battery_10 | 2046 | 0 | 83.4973
reg | geo_moderate | battery_10 | 2048 | 0 | 83.9136
reg | geo_moderate | battery_10 | 2050 | 0 | 85.1591
reg | geo_moderate | pumped-hydro | 2010 | 22.5896 | 55.4159
reg | geo_moderate | pumped-hydro | 2012 | 7.2563 | 46.1656
reg | geo_moderate | pumped-hydro | 2014 | 7.5865 | 56.6378
reg | geo_moderate | pumped-hydro | 2016 | 14.6185 | 47.7778
reg | geo_moderate | pumped-hydro | 2018 | 6.2525 | 57.7116
reg | geo_moderate | pumped-hydro | 2020 | 7.1837 | 66.2209
reg | geo_moderate | pumped-hydro | 2022 | 5.0734 | 52.1379
reg | geo_moderate | pumped-hydro | 2024 | 14.3179 | 55.6731
reg | geo_moderate | pumped-hydro | 2026 | 10.2935 | 58.354
reg | geo_moderate | pumped-hydro | 2028 | 3.632 | 61.6479
reg | geo_moderate | pumped-hydro | 2030 | 2.3439 | 66.4036
reg | geo_moderate | pumped-hydro | 2032 | 0.18475 | 68.7683
reg | geo_moderate | pumped-hydro | 2034 | 0 | 71.6626
reg | geo_moderate | pumped-hydro | 2036 | 0 | 75.6693
reg | geo_moderate | pumped-hydro | 2038 | 0.0095428 | 77.9703
reg | geo_moderate | pumped-hydro | 2040 | 0 | 78.7096
reg | geo_moderate | pumped-hydro | 2042 | 0 | 79.9155
reg | geo_moderate | pumped-hydro | 2044 | 0 | 81.5434
reg | geo_moderate | pumped-hydro | 2046 | 0 | 83.4973
reg | geo_moderate | pumped-hydro | 2048 | 0.011929 | 83.9136
reg | geo_moderate | pumped-hydro | 2050 | 0 | 85.1591
spin | geo_moderate | nuclear | 2010 | 2.9765 | 158.0064
spin | geo_moderate | nuclear | 2012 | 12.0972 | 182.4478
spin | geo_moderate | nuclear | 2014 | 9.6803 | 178.3281
spin | geo_moderate | nuclear | 2016 | 5.2288 | 166.3182
spin | geo_moderate | nuclear | 2018 | 8.1185 | 187.6315
spin | geo_moderate | nuclear | 2020 | 12.1316 | 220.8091
spin | geo_moderate | nuclear | 2022 | 23.2458 | 221.0729
spin | geo_moderate | nuclear | 2024 | 7.1381 | 147.4082
spin | geo_moderate | nuclear | 2026 | 5.906 | 151.127
spin | geo_moderate | nuclear | 2028 | 7.8225 | 152.3453
spin | geo_moderate | nuclear | 2030 | 8.7612 | 154.8441
spin | geo_moderate | nuclear | 2032 | 6.9501 | 184.4202
spin | geo_moderate | nuclear | 2034 | 6.1463 | 164.2729
spin | geo_moderate | nuclear | 2036 | 5.2167 | 165.6125
spin | geo_moderate | nuclear | 2038 | 4.3362 | 210.7928
spin | geo_moderate | nuclear | 2040 | 1.8955 | 217.5983
spin | geo_moderate | nuclear | 2042 | 0.33071 | 228.7385
spin | geo_moderate | nuclear | 2044 | 0.2018 | 286.5483
spin | geo_moderate | nuclear | 2046 | 0.34369 | 278.6267
spin | geo_moderate | nuclear | 2048 | 0.0083733 | 231.6105
spin | geo_moderate | nuclear | 2050 | 1.3986 | 224.6939
spin | geo_moderate | coal | 2010 | 27.2051 | 158.0064
spin | geo_moderate | coal | 2012 | 47.4663 | 182.4478
spin | geo_moderate | coal | 2014 | 34.6379 | 178.3281
spin | geo_moderate | coal | 2016 | 35.2445 | 166.3182
spin | geo_moderate | coal | 2018 | 30.0604 | 187.6315
spin | geo_moderate | coal | 2020 | 24.8453 | 220.8091
spin | geo_moderate | coal | 2022 | 27.8705 | 221.0729
spin | geo_moderate | coal | 2024 | 6.3844 | 147.4082
spin | geo_moderate | coal | 2026 | 8.7948 | 151.127
spin | geo_moderate | coal | 2028 | 8.4997 | 152.3453
spin | geo_moderate | coal | 2030 | 7.6044 | 154.8441
spin | geo_moderate | coal | 2032 | 4.8434 | 184.4202
spin | geo_moderate | coal | 2034 | 3.2603 | 164.2729
spin | geo_moderate | coal | 2036 | 2.5997 | 165.6125
spin | geo_moderate | coal | 2038 | 2.2647 | 210.7928
spin | geo_moderate | coal | 2040 | 1.6822 | 217.5983
spin | geo_moderate | coal | 2042 | 1.6275 | 228.7385
spin | geo_moderate | coal | 2044 | 1.531 | 286.5483
spin | geo_moderate | coal | 2046 | 1.3195 | 278.6267
spin | geo_moderate | coal | 2048 | 0.88274 | 231.6105
spin | geo_moderate | coal | 2050 | 0.90942 | 224.6939
spin | geo_moderate | gas-cc | 2010 | 26.1737 | 158.0064
spin | geo_moderate | gas-cc | 2012 | 21.6269 | 182.4478
spin | geo_moderate | gas-cc | 2014 | 40.6544 | 178.3281
spin | geo_moderate | gas-cc | 2016 | 30.0338 | 166.3182
spin | geo_moderate | gas-cc | 2018 | 54.7955 | 187.6315
spin | geo_moderate | gas-cc | 2020 | 40.972 | 220.8091
spin | geo_moderate | gas-cc | 2022 | 69.4666 | 221.0729
spin | geo_moderate | gas-cc | 2024 | 19.6254 | 147.4082
spin | geo_moderate | gas-cc | 2026 | 24.2086 | 151.127
spin | geo_moderate | gas-cc | 2028 | 26.2904 | 152.3453
spin | geo_moderate | gas-cc | 2030 | 23.1693 | 154.8441
spin | geo_moderate | gas-cc | 2032 | 18.5223 | 184.4202
spin | geo_moderate | gas-cc | 2034 | 10.4748 | 164.2729
spin | geo_moderate | gas-cc | 2036 | 11.2319 | 165.6125
spin | geo_moderate | gas-cc | 2038 | 9.0984 | 210.7928
spin | geo_moderate | gas-cc | 2040 | 9.6267 | 217.5983
spin | geo_moderate | gas-cc | 2042 | 7.859 | 228.7385
spin | geo_moderate | gas-cc | 2044 | 8.6093 | 286.5483
spin | geo_moderate | gas-cc | 2046 | 5.1419 | 278.6267
spin | geo_moderate | gas-cc | 2048 | 3.942 | 231.6105
spin | geo_moderate | gas-cc | 2050 | 4.6391 | 224.6939
spin | geo_moderate | gas-cc-ccs_mod_upgrade | 2010 | 0 | 158.0064
spin | geo_moderate | gas-cc-ccs_mod_upgrade | 2012 | 0 | 182.4478
spin | geo_moderate | gas-cc-ccs_mod_upgrade | 2014 | 0 | 178.3281
spin | geo_moderate | gas-cc-ccs_mod_upgrade | 2016 | 0 | 166.3182
spin | geo_moderate | gas-cc-ccs_mod_upgrade | 2018 | 0 | 187.6315
spin | geo_moderate | gas-cc-ccs_mod_upgrade | 2020 | 0 | 220.8091
spin | geo_moderate | gas-cc-ccs_mod_upgrade | 2022 | 0 | 221.0729
spin | geo_moderate | gas-cc-ccs_mod_upgrade | 2024 | 0 | 147.4082
spin | geo_moderate | gas-cc-ccs_mod_upgrade | 2026 | 0 | 151.127
spin | geo_moderate | gas-cc-ccs_mod_upgrade | 2028 | 0 | 152.3453
spin | geo_moderate | gas-cc-ccs_mod_upgrade | 2030 | 0 | 154.8441
spin | geo_moderate | gas-cc-ccs_mod_upgrade | 2032 | 0 | 184.4202
spin | geo_moderate | gas-cc-ccs_mod_upgrade | 2034 | 0 | 164.2729
spin | geo_moderate | gas-cc-ccs_mod_upgrade | 2036 | 0 | 165.6125
spin | geo_moderate | gas-cc-ccs_mod_upgrade | 2038 | 0 | 210.7928
spin | geo_moderate | gas-cc-ccs_mod_upgrade | 2040 | 0.081235 | 217.5983
spin | geo_moderate | gas-cc-ccs_mod_upgrade | 2042 | 0.10121 | 228.7385
spin | geo_moderate | gas-cc-ccs_mod_upgrade | 2044 | 0.075855 | 286.5483
spin | geo_moderate | gas-cc-ccs_mod_upgrade | 2046 | 0.07171 | 278.6267
spin | geo_moderate | gas-cc-ccs_mod_upgrade | 2048 | 0.0053862 | 231.6105
spin | geo_moderate | gas-cc-ccs_mod_upgrade | 2050 | 0.0095976 | 224.6939
spin | geo_moderate | gas-ct | 2010 | 4.4408 | 158.0064
spin | geo_moderate | gas-ct | 2012 | 4.4842 | 182.4478
spin | geo_moderate | gas-ct | 2014 | 3.6559 | 178.3281
spin | geo_moderate | gas-ct | 2016 | 8.8203 | 166.3182
spin | geo_moderate | gas-ct | 2018 | 8.6869 | 187.6315
spin | geo_moderate | gas-ct | 2020 | 23.8881 | 220.8091
spin | geo_moderate | gas-ct | 2022 | 7.5861 | 221.0729
spin | geo_moderate | gas-ct | 2024 | 0.24847 | 147.4082
spin | geo_moderate | gas-ct | 2026 | 0.36298 | 151.127
spin | geo_moderate | gas-ct | 2028 | 0.33838 | 152.3453
spin | geo_moderate | gas-ct | 2030 | 0.31925 | 154.8441
spin | geo_moderate | gas-ct | 2032 | 0.10907 | 184.4202
spin | geo_moderate | gas-ct | 2034 | 0.34338 | 164.2729
spin | geo_moderate | gas-ct | 2036 | 0.14437 | 165.6125
spin | geo_moderate | gas-ct | 2038 | 0.098957 | 210.7928
spin | geo_moderate | gas-ct | 2040 | 0.047096 | 217.5983
spin | geo_moderate | gas-ct | 2042 | 0.063452 | 228.7385
spin | geo_moderate | gas-ct | 2044 | 0.065582 | 286.5483
spin | geo_moderate | gas-ct | 2046 | 0.061719 | 278.6267
spin | geo_moderate | gas-ct | 2048 | 0.064612 | 231.6105
spin | geo_moderate | gas-ct | 2050 | 0.12233 | 224.6939
spin | geo_moderate | o-g-s | 2010 | 10.6322 | 158.0064
spin | geo_moderate | o-g-s | 2012 | 13.2183 | 182.4478
spin | geo_moderate | o-g-s | 2014 | 12.9502 | 178.3281
spin | geo_moderate | o-g-s | 2016 | 10.4569 | 166.3182
spin | geo_moderate | o-g-s | 2018 | 9.0191 | 187.6315
spin | geo_moderate | o-g-s | 2020 | 7.2556 | 220.8091
spin | geo_moderate | o-g-s | 2022 | 6.6077 | 221.0729
spin | geo_moderate | o-g-s | 2024 | 0.034637 | 147.4082
spin | geo_moderate | o-g-s | 2026 | 0.0042271 | 151.127
spin | geo_moderate | o-g-s | 2028 | 0.0018695 | 152.3453
spin | geo_moderate | o-g-s | 2030 | 0 | 154.8441
spin | geo_moderate | o-g-s | 2032 | 0 | 184.4202
spin | geo_moderate | o-g-s | 2034 | 6.3397e-07 | 164.2729
spin | geo_moderate | o-g-s | 2036 | 0.00094649 | 165.6125
spin | geo_moderate | o-g-s | 2038 | 0.00080335 | 210.7928
spin | geo_moderate | o-g-s | 2040 | 0.00014315 | 217.5983
spin | geo_moderate | o-g-s | 2042 | 0.00014315 | 228.7385
spin | geo_moderate | o-g-s | 2044 | 0 | 286.5483
spin | geo_moderate | o-g-s | 2046 | 0 | 278.6267
spin | geo_moderate | o-g-s | 2048 | 0 | 231.6105
spin | geo_moderate | o-g-s | 2050 | 1.9598e-05 | 224.6939
spin | geo_moderate | hydro | 2010 | 36.5987 | 158.0064
spin | geo_moderate | hydro | 2012 | 41.062 | 182.4478
spin | geo_moderate | hydro | 2014 | 38.0961 | 178.3281
spin | geo_moderate | hydro | 2016 | 34.4424 | 166.3182
spin | geo_moderate | hydro | 2018 | 36.2858 | 187.6315
spin | geo_moderate | hydro | 2020 | 45.5834 | 220.8091
spin | geo_moderate | hydro | 2022 | 44.6445 | 221.0729
spin | geo_moderate | hydro | 2024 | 51.3103 | 147.4082
spin | geo_moderate | hydro | 2026 | 50.0403 | 151.127
spin | geo_moderate | hydro | 2028 | 40.1826 | 152.3453
spin | geo_moderate | hydro | 2030 | 44.2153 | 154.8441
spin | geo_moderate | hydro | 2032 | 48.2526 | 184.4202
spin | geo_moderate | hydro | 2034 | 44.1441 | 164.2729
spin | geo_moderate | hydro | 2036 | 38.2022 | 165.6125
spin | geo_moderate | hydro | 2038 | 41.972 | 210.7928
spin | geo_moderate | hydro | 2040 | 51.2902 | 217.5983
spin | geo_moderate | hydro | 2042 | 40.854 | 228.7385
spin | geo_moderate | hydro | 2044 | 51.6262 | 286.5483
spin | geo_moderate | hydro | 2046 | 56.7301 | 278.6267
spin | geo_moderate | hydro | 2048 | 49.0828 | 231.6105
spin | geo_moderate | hydro | 2050 | 40.6174 | 224.6939
spin | geo_moderate | geothermal | 2010 | 0.0032383 | 158.0064
spin | geo_moderate | geothermal | 2012 | 0.089734 | 182.4478
spin | geo_moderate | geothermal | 2014 | 0.0056013 | 178.3281
spin | geo_moderate | geothermal | 2016 | 0.030604 | 166.3182
spin | geo_moderate | geothermal | 2018 | 0.00078693 | 187.6315
spin | geo_moderate | geothermal | 2020 | 0.12751 | 220.8091
spin | geo_moderate | geothermal | 2022 | 0.60582 | 221.0729
spin | geo_moderate | geothermal | 2024 | 0 | 147.4082
spin | geo_moderate | geothermal | 2026 | 0 | 151.127
spin | geo_moderate | geothermal | 2028 | 0 | 152.3453
spin | geo_moderate | geothermal | 2030 | 0 | 154.8441
spin | geo_moderate | geothermal | 2032 | 0.0028906 | 184.4202
spin | geo_moderate | geothermal | 2034 | 0 | 164.2729
spin | geo_moderate | geothermal | 2036 | 0 | 165.6125
spin | geo_moderate | geothermal | 2038 | 0 | 210.7928
spin | geo_moderate | geothermal | 2040 | 0 | 217.5983
spin | geo_moderate | geothermal | 2042 | 0 | 228.7385
spin | geo_moderate | geothermal | 2044 | 0 | 286.5483
spin | geo_moderate | geothermal | 2046 | 0 | 278.6267
spin | geo_moderate | geothermal | 2048 | 0 | 231.6105
spin | geo_moderate | geothermal | 2050 | 0 | 224.6939
spin | geo_moderate | biopower | 2010 | 0.2682 | 158.0064
spin | geo_moderate | biopower | 2012 | 0.12074 | 182.4478
spin | geo_moderate | biopower | 2014 | 0.19783 | 178.3281
spin | geo_moderate | biopower | 2016 | 0.12368 | 166.3182
spin | geo_moderate | biopower | 2018 | 0.43845 | 187.6315
spin | geo_moderate | biopower | 2020 | 0.30186 | 220.8091
spin | geo_moderate | biopower | 2022 | 0.45213 | 221.0729
spin | geo_moderate | biopower | 2024 | 0.46735 | 147.4082
spin | geo_moderate | biopower | 2026 | 0.5315 | 151.127
spin | geo_moderate | biopower | 2028 | 0.25969 | 152.3453
spin | geo_moderate | biopower | 2030 | 0.2487 | 154.8441
spin | geo_moderate | biopower | 2032 | 0.21133 | 184.4202
spin | geo_moderate | biopower | 2034 | 0.12784 | 164.2729
spin | geo_moderate | biopower | 2036 | 0.12519 | 165.6125
spin | geo_moderate | biopower | 2038 | 0.083379 | 210.7928
spin | geo_moderate | biopower | 2040 | 0.05811 | 217.5983
spin | geo_moderate | biopower | 2042 | 0.074572 | 228.7385
spin | geo_moderate | biopower | 2044 | 0.085368 | 286.5483
spin | geo_moderate | biopower | 2046 | 0.094083 | 278.6267
spin | geo_moderate | biopower | 2048 | 0.025628 | 231.6105
spin | geo_moderate | biopower | 2050 | 0.08641 | 224.6939
spin | geo_moderate | lfill-gas | 2010 | 0.40824 | 158.0064
spin | geo_moderate | lfill-gas | 2012 | 0.45469 | 182.4478
spin | geo_moderate | lfill-gas | 2014 | 0.33588 | 178.3281
spin | geo_moderate | lfill-gas | 2016 | 0.42092 | 166.3182
spin | geo_moderate | lfill-gas | 2018 | 0.34749 | 187.6315
spin | geo_moderate | lfill-gas | 2020 | 0.20625 | 220.8091
spin | geo_moderate | lfill-gas | 2022 | 0.35756 | 221.0729
spin | geo_moderate | lfill-gas | 2024 | 0.029934 | 147.4082
spin | geo_moderate | lfill-gas | 2026 | 0.030885 | 151.127
spin | geo_moderate | lfill-gas | 2028 | 0.083311 | 152.3453
spin | geo_moderate | lfill-gas | 2030 | 0.095469 | 154.8441
spin | geo_moderate | lfill-gas | 2032 | 0.057299 | 184.4202
spin | geo_moderate | lfill-gas | 2034 | 0.034927 | 164.2729
spin | geo_moderate | lfill-gas | 2036 | 0.046764 | 165.6125
spin | geo_moderate | lfill-gas | 2038 | 0.034421 | 210.7928
spin | geo_moderate | lfill-gas | 2040 | 0.027251 | 217.5983
spin | geo_moderate | lfill-gas | 2042 | 0.01185 | 228.7385
spin | geo_moderate | lfill-gas | 2044 | 0.005991 | 286.5483
spin | geo_moderate | lfill-gas | 2046 | 0.010862 | 278.6267
spin | geo_moderate | lfill-gas | 2048 | 0.0021336 | 231.6105
spin | geo_moderate | lfill-gas | 2050 | 0.0024851 | 224.6939
spin | geo_moderate | pvb | 2010 | 0 | 158.0064
spin | geo_moderate | pvb | 2012 | 0 | 182.4478
spin | geo_moderate | pvb | 2014 | 0 | 178.3281
spin | geo_moderate | pvb | 2016 | 0.0021472 | 166.3182
spin | geo_moderate | pvb | 2018 | 0.35425 | 187.6315
spin | geo_moderate | pvb | 2020 | 6.5224 | 220.8091
spin | geo_moderate | pvb | 2022 | 5.4389 | 221.0729
spin | geo_moderate | pvb | 2024 | 11.5304 | 147.4082
spin | geo_moderate | pvb | 2026 | 9.2115 | 151.127
spin | geo_moderate | pvb | 2028 | 12.0818 | 152.3453
spin | geo_moderate | pvb | 2030 | 11.2642 | 154.8441
spin | geo_moderate | pvb | 2032 | 5.5842 | 184.4202
spin | geo_moderate | pvb | 2034 | 3.5376 | 164.2729
spin | geo_moderate | pvb | 2036 | 7.3357 | 165.6125
spin | geo_moderate | pvb | 2038 | 2.6341 | 210.7928
spin | geo_moderate | pvb | 2040 | 2.0467 | 217.5983
spin | geo_moderate | pvb | 2042 | 3.8811 | 228.7385
spin | geo_moderate | pvb | 2044 | 6.904 | 286.5483
spin | geo_moderate | pvb | 2046 | 6.2203 | 278.6267
spin | geo_moderate | pvb | 2048 | 5.8175 | 231.6105
spin | geo_moderate | pvb | 2050 | 3.7271 | 224.6939
spin | geo_moderate | battery_2 | 2010 | 0.010786 | 158.0064
spin | geo_moderate | battery_2 | 2012 | 0.038867 | 182.4478
spin | geo_moderate | battery_2 | 2014 | 0.073414 | 178.3281
spin | geo_moderate | battery_2 | 2016 | 0.18686 | 166.3182
spin | geo_moderate | battery_2 | 2018 | 0.33123 | 187.6315
spin | geo_moderate | battery_2 | 2020 | 0.49976 | 220.8091
spin | geo_moderate | battery_2 | 2022 | 0.4962 | 221.0729
spin | geo_moderate | battery_2 | 2024 | 0.15496 | 147.4082
spin | geo_moderate | battery_2 | 2026 | 0.56574 | 151.127
spin | geo_moderate | battery_2 | 2028 | 1.938 | 152.3453
spin | geo_moderate | battery_2 | 2030 | 1.1615 | 154.8441
spin | geo_moderate | battery_2 | 2032 | 1.7868 | 184.4202
spin | geo_moderate | battery_2 | 2034 | 2.4926 | 164.2729
spin | geo_moderate | battery_2 | 2036 | 2.2057 | 165.6125
spin | geo_moderate | battery_2 | 2038 | 1.8475 | 210.7928
spin | geo_moderate | battery_2 | 2040 | 2.8815 | 217.5983
spin | geo_moderate | battery_2 | 2042 | 2.5753 | 228.7385
spin | geo_moderate | battery_2 | 2044 | 3.5546 | 286.5483
spin | geo_moderate | battery_2 | 2046 | 5.0761 | 278.6267
spin | geo_moderate | battery_2 | 2048 | 3.8541 | 231.6105
spin | geo_moderate | battery_2 | 2050 | 9.2323 | 224.6939
spin | geo_moderate | battery_4 | 2010 | 0 | 158.0064
spin | geo_moderate | battery_4 | 2012 | 0.0015427 | 182.4478
spin | geo_moderate | battery_4 | 2014 | 0.0020443 | 178.3281
spin | geo_moderate | battery_4 | 2016 | 0.16771 | 166.3182
spin | geo_moderate | battery_4 | 2018 | 0.28006 | 187.6315
spin | geo_moderate | battery_4 | 2020 | 0.73317 | 220.8091
spin | geo_moderate | battery_4 | 2022 | 0.3513 | 221.0729
spin | geo_moderate | battery_4 | 2024 | 0.015894 | 147.4082
spin | geo_moderate | battery_4 | 2026 | 2.7777 | 151.127
spin | geo_moderate | battery_4 | 2028 | 6.7405 | 152.3453
spin | geo_moderate | battery_4 | 2030 | 13.4049 | 154.8441
spin | geo_moderate | battery_4 | 2032 | 28.6859 | 184.4202
spin | geo_moderate | battery_4 | 2034 | 30.1452 | 164.2729
spin | geo_moderate | battery_4 | 2036 | 17.6002 | 165.6125
spin | geo_moderate | battery_4 | 2038 | 37.5006 | 210.7928
spin | geo_moderate | battery_4 | 2040 | 27.4937 | 217.5983
spin | geo_moderate | battery_4 | 2042 | 49.4221 | 228.7385
spin | geo_moderate | battery_4 | 2044 | 48.3456 | 286.5483
spin | geo_moderate | battery_4 | 2046 | 40.2301 | 278.6267
spin | geo_moderate | battery_4 | 2048 | 43.0575 | 231.6105
spin | geo_moderate | battery_4 | 2050 | 69.6554 | 224.6939
spin | geo_moderate | battery_6 | 2010 | 0 | 158.0064
spin | geo_moderate | battery_6 | 2012 | 0 | 182.4478
spin | geo_moderate | battery_6 | 2014 | 0 | 178.3281
spin | geo_moderate | battery_6 | 2016 | 0 | 166.3182
spin | geo_moderate | battery_6 | 2018 | 0 | 187.6315
spin | geo_moderate | battery_6 | 2020 | 0 | 220.8091
spin | geo_moderate | battery_6 | 2022 | 0.00041836 | 221.0729
spin | geo_moderate | battery_6 | 2024 | 0 | 147.4082
spin | geo_moderate | battery_6 | 2026 | 9.7673e-05 | 151.127
spin | geo_moderate | battery_6 | 2028 | 0.56112 | 152.3453
spin | geo_moderate | battery_6 | 2030 | 2.1315 | 154.8441
spin | geo_moderate | battery_6 | 2032 | 11.5289 | 184.4202
spin | geo_moderate | battery_6 | 2034 | 16.7393 | 164.2729
spin | geo_moderate | battery_6 | 2036 | 26.859 | 165.6125
spin | geo_moderate | battery_6 | 2038 | 43.0143 | 210.7928
spin | geo_moderate | battery_6 | 2040 | 47.9851 | 217.5983
spin | geo_moderate | battery_6 | 2042 | 61.002 | 228.7385
spin | geo_moderate | battery_6 | 2044 | 65.6907 | 286.5483
spin | geo_moderate | battery_6 | 2046 | 64.764 | 278.6267
spin | geo_moderate | battery_6 | 2048 | 47.2587 | 231.6105
spin | geo_moderate | battery_6 | 2050 | 28.9528 | 224.6939
spin | geo_moderate | battery_8 | 2010 | 0 | 158.0064
spin | geo_moderate | battery_8 | 2012 | 0 | 182.4478
spin | geo_moderate | battery_8 | 2014 | 0 | 178.3281
spin | geo_moderate | battery_8 | 2016 | 0 | 166.3182
spin | geo_moderate | battery_8 | 2018 | 0 | 187.6315
spin | geo_moderate | battery_8 | 2020 | 0 | 220.8091
spin | geo_moderate | battery_8 | 2022 | 0.011339 | 221.0729
spin | geo_moderate | battery_8 | 2024 | 0.0035043 | 147.4082
spin | geo_moderate | battery_8 | 2026 | 7.295e-05 | 151.127
spin | geo_moderate | battery_8 | 2028 | 0.0062062 | 152.3453
spin | geo_moderate | battery_8 | 2030 | 1.6239e-05 | 154.8441
spin | geo_moderate | battery_8 | 2032 | 0 | 184.4202
spin | geo_moderate | battery_8 | 2034 | 1.0679 | 164.2729
spin | geo_moderate | battery_8 | 2036 | 5.0633 | 165.6125
spin | geo_moderate | battery_8 | 2038 | 12.8211 | 210.7928
spin | geo_moderate | battery_8 | 2040 | 14.5817 | 217.5983
spin | geo_moderate | battery_8 | 2042 | 11.565 | 228.7385
spin | geo_moderate | battery_8 | 2044 | 28.3827 | 286.5483
spin | geo_moderate | battery_8 | 2046 | 25.3758 | 278.6267
spin | geo_moderate | battery_8 | 2048 | 15.4303 | 231.6105
spin | geo_moderate | battery_8 | 2050 | 7.6179 | 224.6939
spin | geo_moderate | battery_10 | 2010 | 0 | 158.0064
spin | geo_moderate | battery_10 | 2012 | 0 | 182.4478
spin | geo_moderate | battery_10 | 2014 | 0 | 178.3281
spin | geo_moderate | battery_10 | 2016 | 0 | 166.3182
spin | geo_moderate | battery_10 | 2018 | 0 | 187.6315
spin | geo_moderate | battery_10 | 2020 | 0 | 220.8091
spin | geo_moderate | battery_10 | 2022 | 0.00050921 | 221.0729
spin | geo_moderate | battery_10 | 2024 | 0 | 147.4082
spin | geo_moderate | battery_10 | 2026 | 0 | 151.127
spin | geo_moderate | battery_10 | 2028 | 0.0074961 | 152.3453
spin | geo_moderate | battery_10 | 2030 | 0 | 154.8441
spin | geo_moderate | battery_10 | 2032 | 0.015004 | 184.4202
spin | geo_moderate | battery_10 | 2034 | 0 | 164.2729
spin | geo_moderate | battery_10 | 2036 | 0 | 165.6125
spin | geo_moderate | battery_10 | 2038 | 0 | 210.7928
spin | geo_moderate | battery_10 | 2040 | 0 | 217.5983
spin | geo_moderate | battery_10 | 2042 | 0 | 228.7385
spin | geo_moderate | battery_10 | 2044 | 0 | 286.5483
spin | geo_moderate | battery_10 | 2046 | 0 | 278.6267
spin | geo_moderate | battery_10 | 2048 | 0 | 231.6105
spin | geo_moderate | battery_10 | 2050 | 0 | 224.6939
spin | geo_moderate | pumped-hydro | 2010 | 49.289 | 158.0064
spin | geo_moderate | pumped-hydro | 2012 | 41.7873 | 182.4478
spin | geo_moderate | pumped-hydro | 2014 | 38.0386 | 178.3281
spin | geo_moderate | pumped-hydro | 2016 | 41.1596 | 166.3182
spin | geo_moderate | pumped-hydro | 2018 | 38.9129 | 187.6315
spin | geo_moderate | pumped-hydro | 2020 | 57.7422 | 220.8091
spin | geo_moderate | pumped-hydro | 2022 | 33.9375 | 221.0729
spin | geo_moderate | pumped-hydro | 2024 | 50.4647 | 147.4082
spin | geo_moderate | pumped-hydro | 2026 | 48.6926 | 151.127
spin | geo_moderate | pumped-hydro | 2028 | 47.5318 | 152.3453
spin | geo_moderate | pumped-hydro | 2030 | 42.4684 | 154.8441
spin | geo_moderate | pumped-hydro | 2032 | 57.8703 | 184.4202
spin | geo_moderate | pumped-hydro | 2034 | 45.7587 | 164.2729
spin | geo_moderate | pumped-hydro | 2036 | 48.9809 | 165.6125
spin | geo_moderate | pumped-hydro | 2038 | 55.0864 | 210.7928
spin | geo_moderate | pumped-hydro | 2040 | 57.901 | 217.5983
spin | geo_moderate | pumped-hydro | 2042 | 49.3707 | 228.7385
spin | geo_moderate | pumped-hydro | 2044 | 71.4696 | 286.5483
spin | geo_moderate | pumped-hydro | 2046 | 73.1868 | 278.6267
spin | geo_moderate | pumped-hydro | 2048 | 62.1789 | 231.6105
spin | geo_moderate | pumped-hydro | 2050 | 57.723 | 224.6939

## 10_Final OpRes by timeslice (GW
ortype | scenario | tech | timeslice | Reserves (GW) | Net Level Reserves (GW)
flex | geo_moderate | nuclear | h01 (Summer 10pm-6am) | 0 | 42.4917
flex | geo_moderate | nuclear | h02 (Summer 6am-1pm) | 0 | 63.3382
flex | geo_moderate | nuclear | h03 (Summer 1pm-5pm) | 0 | 76.1088
flex | geo_moderate | nuclear | h04 (Summer 5pm-10pm) | 0 | 68.159
flex | geo_moderate | nuclear | h05 (Fall 10pm-6am) | 0 | 38.7762
flex | geo_moderate | nuclear | h06 (Fall 6am-1pm) | 0.028532 | 65.0134
flex | geo_moderate | nuclear | h07 (Fall 1pm-5pm) | 0 | 71.0878
flex | geo_moderate | nuclear | h08 (Fall 5pm-10pm) | 0 | 63.9875
flex | geo_moderate | nuclear | h09 (Winter 10pm-6am) | 0 | 42.6853
flex | geo_moderate | nuclear | h10 (Winter 6am-1pm) | 0 | 71.4464
flex | geo_moderate | nuclear | h11 (Winter 1pm-5pm) | 0 | 76.1606
flex | geo_moderate | nuclear | h12 (Winter 5pm-10pm) | 0 | 70.0239
flex | geo_moderate | nuclear | h13 (Spring 10pm-6am) | 1.5596 | 42.0477
flex | geo_moderate | nuclear | h14 (Spring 6am-1pm) | 1.3389 | 62.2524
flex | geo_moderate | nuclear | h15 (Spring 1pm-5pm) | 0.73841 | 82.2799
flex | geo_moderate | nuclear | h16 (Spring 5pm-10pm) | 1.48 | 67.9022
flex | geo_moderate | nuclear | h17 (Summer Peak) | 0 | 56.8126
flex | geo_moderate | coal | h01 (Summer 10pm-6am) | 2.5299 | 42.4917
flex | geo_moderate | coal | h02 (Summer 6am-1pm) | 1.2098 | 63.3382
flex | geo_moderate | coal | h03 (Summer 1pm-5pm) | 1.0056 | 76.1088
flex | geo_moderate | coal | h04 (Summer 5pm-10pm) | 1.775 | 68.159
flex | geo_moderate | coal | h05 (Fall 10pm-6am) | 1.383 | 38.7762
flex | geo_moderate | coal | h06 (Fall 6am-1pm) | 2.3708 | 65.0134
flex | geo_moderate | coal | h07 (Fall 1pm-5pm) | 0.17791 | 71.0878
flex | geo_moderate | coal | h08 (Fall 5pm-10pm) | 0.82358 | 63.9875
flex | geo_moderate | coal | h09 (Winter 10pm-6am) | 4.6396 | 42.6853
flex | geo_moderate | coal | h10 (Winter 6am-1pm) | 3.6295 | 71.4464
flex | geo_moderate | coal | h11 (Winter 1pm-5pm) | 2.0053 | 76.1606
flex | geo_moderate | coal | h12 (Winter 5pm-10pm) | 2.7739 | 70.0239
flex | geo_moderate | coal | h13 (Spring 10pm-6am) | 1.6161 | 42.0477
flex | geo_moderate | coal | h14 (Spring 6am-1pm) | 1.1633 | 62.2524
flex | geo_moderate | coal | h15 (Spring 1pm-5pm) | 0.4878 | 82.2799
flex | geo_moderate | coal | h16 (Spring 5pm-10pm) | 2.0401 | 67.9022
flex | geo_moderate | coal | h17 (Summer Peak) | 1.5757 | 56.8126
flex | geo_moderate | gas-cc | h01 (Summer 10pm-6am) | 2.8077 | 42.4917
flex | geo_moderate | gas-cc | h02 (Summer 6am-1pm) | 7.7406 | 63.3382
flex | geo_moderate | gas-cc | h03 (Summer 1pm-5pm) | 1.502 | 76.1088
flex | geo_moderate | gas-cc | h04 (Summer 5pm-10pm) | 3.254 | 68.159
flex | geo_moderate | gas-cc | h05 (Fall 10pm-6am) | 7.768 | 38.7762
flex | geo_moderate | gas-cc | h06 (Fall 6am-1pm) | 11.3483 | 65.0134
flex | geo_moderate | gas-cc | h07 (Fall 1pm-5pm) | 1.3479 | 71.0878
flex | geo_moderate | gas-cc | h08 (Fall 5pm-10pm) | 2.6216 | 63.9875
flex | geo_moderate | gas-cc | h09 (Winter 10pm-6am) | 4.43 | 42.6853
flex | geo_moderate | gas-cc | h10 (Winter 6am-1pm) | 14.5609 | 71.4464
flex | geo_moderate | gas-cc | h11 (Winter 1pm-5pm) | 1.1424 | 76.1606
flex | geo_moderate | gas-cc | h12 (Winter 5pm-10pm) | 5.6755 | 70.0239
flex | geo_moderate | gas-cc | h13 (Spring 10pm-6am) | 16.6983 | 42.0477
flex | geo_moderate | gas-cc | h14 (Spring 6am-1pm) | 22.6715 | 62.2524
flex | geo_moderate | gas-cc | h15 (Spring 1pm-5pm) | 13.482 | 82.2799
flex | geo_moderate | gas-cc | h16 (Spring 5pm-10pm) | 22.0125 | 67.9022
flex | geo_moderate | gas-cc | h17 (Summer Peak) | 4.1303 | 56.8126
flex | geo_moderate | gas-cc-ccs_mod_upgrade | h01 (Summer 10pm-6am) | 0 | 42.4917
flex | geo_moderate | gas-cc-ccs_mod_upgrade | h02 (Summer 6am-1pm) | 0.22826 | 63.3382
flex | geo_moderate | gas-cc-ccs_mod_upgrade | h03 (Summer 1pm-5pm) | 0 | 76.1088
flex | geo_moderate | gas-cc-ccs_mod_upgrade | h04 (Summer 5pm-10pm) | 0.23994 | 68.159
flex | geo_moderate | gas-cc-ccs_mod_upgrade | h05 (Fall 10pm-6am) | 0 | 38.7762
flex | geo_moderate | gas-cc-ccs_mod_upgrade | h06 (Fall 6am-1pm) | 0 | 65.0134
flex | geo_moderate | gas-cc-ccs_mod_upgrade | h07 (Fall 1pm-5pm) | 0 | 71.0878
flex | geo_moderate | gas-cc-ccs_mod_upgrade | h08 (Fall 5pm-10pm) | 0 | 63.9875
flex | geo_moderate | gas-cc-ccs_mod_upgrade | h09 (Winter 10pm-6am) | 0 | 42.6853
flex | geo_moderate | gas-cc-ccs_mod_upgrade | h10 (Winter 6am-1pm) | 0 | 71.4464
flex | geo_moderate | gas-cc-ccs_mod_upgrade | h11 (Winter 1pm-5pm) | 0 | 76.1606
flex | geo_moderate | gas-cc-ccs_mod_upgrade | h12 (Winter 5pm-10pm) | 0 | 70.0239
flex | geo_moderate | gas-cc-ccs_mod_upgrade | h13 (Spring 10pm-6am) | 0 | 42.0477
flex | geo_moderate | gas-cc-ccs_mod_upgrade | h14 (Spring 6am-1pm) | 0 | 62.2524
flex | geo_moderate | gas-cc-ccs_mod_upgrade | h15 (Spring 1pm-5pm) | 0 | 82.2799
flex | geo_moderate | gas-cc-ccs_mod_upgrade | h16 (Spring 5pm-10pm) | 0 | 67.9022
flex | geo_moderate | gas-cc-ccs_mod_upgrade | h17 (Summer Peak) | 0.13465 | 56.8126
flex | geo_moderate | gas-ct | h01 (Summer 10pm-6am) | 22.6215 | 42.4917
flex | geo_moderate | gas-ct | h02 (Summer 6am-1pm) | 31.1805 | 63.3382
flex | geo_moderate | gas-ct | h03 (Summer 1pm-5pm) | 20.7492 | 76.1088
flex | geo_moderate | gas-ct | h04 (Summer 5pm-10pm) | 29.6898 | 68.159
flex | geo_moderate | gas-ct | h05 (Fall 10pm-6am) | 14.4255 | 38.7762
flex | geo_moderate | gas-ct | h06 (Fall 6am-1pm) | 22.4881 | 65.0134
flex | geo_moderate | gas-ct | h07 (Fall 1pm-5pm) | 9.4174 | 71.0878
flex | geo_moderate | gas-ct | h08 (Fall 5pm-10pm) | 21.3592 | 63.9875
flex | geo_moderate | gas-ct | h09 (Winter 10pm-6am) | 7.2547 | 42.6853
flex | geo_moderate | gas-ct | h10 (Winter 6am-1pm) | 8.1926 | 71.4464
flex | geo_moderate | gas-ct | h11 (Winter 1pm-5pm) | 0.49627 | 76.1606
flex | geo_moderate | gas-ct | h12 (Winter 5pm-10pm) | 0.76134 | 70.0239
flex | geo_moderate | gas-ct | h13 (Spring 10pm-6am) | 1.622 | 42.0477
flex | geo_moderate | gas-ct | h14 (Spring 6am-1pm) | 1.705 | 62.2524
flex | geo_moderate | gas-ct | h15 (Spring 1pm-5pm) | 1.2656 | 82.2799
flex | geo_moderate | gas-ct | h16 (Spring 5pm-10pm) | 2.3439 | 67.9022
flex | geo_moderate | gas-ct | h17 (Summer Peak) | 29.8095 | 56.8126
flex | geo_moderate | o-g-s | h01 (Summer 10pm-6am) | 0.079167 | 42.4917
flex | geo_moderate | o-g-s | h02 (Summer 6am-1pm) | 0 | 63.3382
flex | geo_moderate | o-g-s | h03 (Summer 1pm-5pm) | 0 | 76.1088
flex | geo_moderate | o-g-s | h04 (Summer 5pm-10pm) | 0.15964 | 68.159
flex | geo_moderate | o-g-s | h05 (Fall 10pm-6am) | 0 | 38.7762
flex | geo_moderate | o-g-s | h06 (Fall 6am-1pm) | 0 | 65.0134
flex | geo_moderate | o-g-s | h07 (Fall 1pm-5pm) | 0 | 71.0878
flex | geo_moderate | o-g-s | h08 (Fall 5pm-10pm) | 0 | 63.9875
flex | geo_moderate | o-g-s | h09 (Winter 10pm-6am) | 0 | 42.6853
flex | geo_moderate | o-g-s | h10 (Winter 6am-1pm) | 0 | 71.4464
flex | geo_moderate | o-g-s | h11 (Winter 1pm-5pm) | 0 | 76.1606
flex | geo_moderate | o-g-s | h12 (Winter 5pm-10pm) | 0.015587 | 70.0239
flex | geo_moderate | o-g-s | h13 (Spring 10pm-6am) | 0 | 42.0477
flex | geo_moderate | o-g-s | h14 (Spring 6am-1pm) | 0 | 62.2524
flex | geo_moderate | o-g-s | h15 (Spring 1pm-5pm) | 0 | 82.2799
flex | geo_moderate | o-g-s | h16 (Spring 5pm-10pm) | 0 | 67.9022
flex | geo_moderate | o-g-s | h17 (Summer Peak) | 0.16375 | 56.8126
flex | geo_moderate | hydro | h01 (Summer 10pm-6am) | 5.0097 | 42.4917
flex | geo_moderate | hydro | h02 (Summer 6am-1pm) | 6.9568 | 63.3382
flex | geo_moderate | hydro | h03 (Summer 1pm-5pm) | 3.2288 | 76.1088
flex | geo_moderate | hydro | h04 (Summer 5pm-10pm) | 3.5547 | 68.159
flex | geo_moderate | hydro | h05 (Fall 10pm-6am) | 6.4784 | 38.7762
flex | geo_moderate | hydro | h06 (Fall 6am-1pm) | 6.4168 | 65.0134
flex | geo_moderate | hydro | h07 (Fall 1pm-5pm) | 5.2688 | 71.0878
flex | geo_moderate | hydro | h08 (Fall 5pm-10pm) | 6.5039 | 63.9875
flex | geo_moderate | hydro | h09 (Winter 10pm-6am) | 9.472 | 42.6853
flex | geo_moderate | hydro | h10 (Winter 6am-1pm) | 8.8121 | 71.4464
flex | geo_moderate | hydro | h11 (Winter 1pm-5pm) | 5.7198 | 76.1606
flex | geo_moderate | hydro | h12 (Winter 5pm-10pm) | 5.3043 | 70.0239
flex | geo_moderate | hydro | h13 (Spring 10pm-6am) | 6.7345 | 42.0477
flex | geo_moderate | hydro | h14 (Spring 6am-1pm) | 8.7158 | 62.2524
flex | geo_moderate | hydro | h15 (Spring 1pm-5pm) | 4.6098 | 82.2799
flex | geo_moderate | hydro | h16 (Spring 5pm-10pm) | 8.0463 | 67.9022
flex | geo_moderate | hydro | h17 (Summer Peak) | 5.2555 | 56.8126
flex | geo_moderate | geothermal | h01 (Summer 10pm-6am) | 0 | 42.4917
flex | geo_moderate | geothermal | h02 (Summer 6am-1pm) | 0 | 63.3382
flex | geo_moderate | geothermal | h03 (Summer 1pm-5pm) | 0 | 76.1088
flex | geo_moderate | geothermal | h04 (Summer 5pm-10pm) | 0 | 68.159
flex | geo_moderate | geothermal | h05 (Fall 10pm-6am) | 0 | 38.7762
flex | geo_moderate | geothermal | h06 (Fall 6am-1pm) | 0 | 65.0134
flex | geo_moderate | geothermal | h07 (Fall 1pm-5pm) | 0 | 71.0878
flex | geo_moderate | geothermal | h08 (Fall 5pm-10pm) | 0 | 63.9875
flex | geo_moderate | geothermal | h09 (Winter 10pm-6am) | 0 | 42.6853
flex | geo_moderate | geothermal | h10 (Winter 6am-1pm) | 0 | 71.4464
flex | geo_moderate | geothermal | h11 (Winter 1pm-5pm) | 0 | 76.1606
flex | geo_moderate | geothermal | h12 (Winter 5pm-10pm) | 0 | 70.0239
flex | geo_moderate | geothermal | h13 (Spring 10pm-6am) | 0 | 42.0477
flex | geo_moderate | geothermal | h14 (Spring 6am-1pm) | 0 | 62.2524
flex | geo_moderate | geothermal | h15 (Spring 1pm-5pm) | 0 | 82.2799
flex | geo_moderate | geothermal | h16 (Spring 5pm-10pm) | 0 | 67.9022
flex | geo_moderate | geothermal | h17 (Summer Peak) | 0 | 56.8126
flex | geo_moderate | biopower | h01 (Summer 10pm-6am) | 0 | 42.4917
flex | geo_moderate | biopower | h02 (Summer 6am-1pm) | 0.0012409 | 63.3382
flex | geo_moderate | biopower | h03 (Summer 1pm-5pm) | 0.022219 | 76.1088
flex | geo_moderate | biopower | h04 (Summer 5pm-10pm) | 0.047719 | 68.159
flex | geo_moderate | biopower | h05 (Fall 10pm-6am) | 0 | 38.7762
flex | geo_moderate | biopower | h06 (Fall 6am-1pm) | 0.0011148 | 65.0134
flex | geo_moderate | biopower | h07 (Fall 1pm-5pm) | 0 | 71.0878
flex | geo_moderate | biopower | h08 (Fall 5pm-10pm) | 0.027248 | 63.9875
flex | geo_moderate | biopower | h09 (Winter 10pm-6am) | 0 | 42.6853
flex | geo_moderate | biopower | h10 (Winter 6am-1pm) | 0.00081832 | 71.4464
flex | geo_moderate | biopower | h11 (Winter 1pm-5pm) | 0.039961 | 76.1606
flex | geo_moderate | biopower | h12 (Winter 5pm-10pm) | 0.046474 | 70.0239
flex | geo_moderate | biopower | h13 (Spring 10pm-6am) | 0 | 42.0477
flex | geo_moderate | biopower | h14 (Spring 6am-1pm) | 0.00085663 | 62.2524
flex | geo_moderate | biopower | h15 (Spring 1pm-5pm) | 0 | 82.2799
flex | geo_moderate | biopower | h16 (Spring 5pm-10pm) | 0.00085663 | 67.9022
flex | geo_moderate | biopower | h17 (Summer Peak) | 0.050931 | 56.8126
flex | geo_moderate | lfill-gas | h01 (Summer 10pm-6am) | 0 | 42.4917
flex | geo_moderate | lfill-gas | h02 (Summer 6am-1pm) | 0.002728 | 63.3382
flex | geo_moderate | lfill-gas | h03 (Summer 1pm-5pm) | 0 | 76.1088
flex | geo_moderate | lfill-gas | h04 (Summer 5pm-10pm) | 0 | 68.159
flex | geo_moderate | lfill-gas | h05 (Fall 10pm-6am) | 0 | 38.7762
flex | geo_moderate | lfill-gas | h06 (Fall 6am-1pm) | 0.008591 | 65.0134
flex | geo_moderate | lfill-gas | h07 (Fall 1pm-5pm) | 0 | 71.0878
flex | geo_moderate | lfill-gas | h08 (Fall 5pm-10pm) | 0 | 63.9875
flex | geo_moderate | lfill-gas | h09 (Winter 10pm-6am) | 0 | 42.6853
flex | geo_moderate | lfill-gas | h10 (Winter 6am-1pm) | 0 | 71.4464
flex | geo_moderate | lfill-gas | h11 (Winter 1pm-5pm) | 0 | 76.1606
flex | geo_moderate | lfill-gas | h12 (Winter 5pm-10pm) | 0 | 70.0239
flex | geo_moderate | lfill-gas | h13 (Spring 10pm-6am) | 0 | 42.0477
flex | geo_moderate | lfill-gas | h14 (Spring 6am-1pm) | 0.015057 | 62.2524
flex | geo_moderate | lfill-gas | h15 (Spring 1pm-5pm) | 0.0029252 | 82.2799
flex | geo_moderate | lfill-gas | h16 (Spring 5pm-10pm) | 0.00083138 | 67.9022
flex | geo_moderate | lfill-gas | h17 (Summer Peak) | 0 | 56.8126
flex | geo_moderate | pvb | h01 (Summer 10pm-6am) | 0.17911 | 42.4917
flex | geo_moderate | pvb | h02 (Summer 6am-1pm) | 0.24889 | 63.3382
flex | geo_moderate | pvb | h03 (Summer 1pm-5pm) | 0.91882 | 76.1088
flex | geo_moderate | pvb | h04 (Summer 5pm-10pm) | 0.82461 | 68.159
flex | geo_moderate | pvb | h05 (Fall 10pm-6am) | 0 | 38.7762
flex | geo_moderate | pvb | h06 (Fall 6am-1pm) | 0.32477 | 65.0134
flex | geo_moderate | pvb | h07 (Fall 1pm-5pm) | 0.48149 | 71.0878
flex | geo_moderate | pvb | h08 (Fall 5pm-10pm) | 1.1189 | 63.9875
flex | geo_moderate | pvb | h09 (Winter 10pm-6am) | 0.041153 | 42.6853
flex | geo_moderate | pvb | h10 (Winter 6am-1pm) | 0.24086 | 71.4464
flex | geo_moderate | pvb | h11 (Winter 1pm-5pm) | 1.3118 | 76.1606
flex | geo_moderate | pvb | h12 (Winter 5pm-10pm) | 2.1769 | 70.0239
flex | geo_moderate | pvb | h13 (Spring 10pm-6am) | 0.13877 | 42.0477
flex | geo_moderate | pvb | h14 (Spring 6am-1pm) | 0.071923 | 62.2524
flex | geo_moderate | pvb | h15 (Spring 1pm-5pm) | 0.55768 | 82.2799
flex | geo_moderate | pvb | h16 (Spring 5pm-10pm) | 0.19022 | 67.9022
flex | geo_moderate | pvb | h17 (Summer Peak) | 0.59795 | 56.8126
flex | geo_moderate | battery_2 | h01 (Summer 10pm-6am) | 0.26884 | 42.4917
flex | geo_moderate | battery_2 | h02 (Summer 6am-1pm) | 1.2785 | 63.3382
flex | geo_moderate | battery_2 | h03 (Summer 1pm-5pm) | 1.4612 | 76.1088
flex | geo_moderate | battery_2 | h04 (Summer 5pm-10pm) | 0.37116 | 68.159
flex | geo_moderate | battery_2 | h05 (Fall 10pm-6am) | 0.36624 | 38.7762
flex | geo_moderate | battery_2 | h06 (Fall 6am-1pm) | 0.44035 | 65.0134
flex | geo_moderate | battery_2 | h07 (Fall 1pm-5pm) | 1.2939 | 71.0878
flex | geo_moderate | battery_2 | h08 (Fall 5pm-10pm) | 2.7714 | 63.9875
flex | geo_moderate | battery_2 | h09 (Winter 10pm-6am) | 0.18292 | 42.6853
flex | geo_moderate | battery_2 | h10 (Winter 6am-1pm) | 0.25538 | 71.4464
flex | geo_moderate | battery_2 | h11 (Winter 1pm-5pm) | 2.0028 | 76.1606
flex | geo_moderate | battery_2 | h12 (Winter 5pm-10pm) | 1.1608 | 70.0239
flex | geo_moderate | battery_2 | h13 (Spring 10pm-6am) | 0.24451 | 42.0477
flex | geo_moderate | battery_2 | h14 (Spring 6am-1pm) | 0.085806 | 62.2524
flex | geo_moderate | battery_2 | h15 (Spring 1pm-5pm) | 1.1261 | 82.2799
flex | geo_moderate | battery_2 | h16 (Spring 5pm-10pm) | 0.92431 | 67.9022
flex | geo_moderate | battery_2 | h17 (Summer Peak) | 0.18231 | 56.8126
flex | geo_moderate | battery_4 | h01 (Summer 10pm-6am) | 2.4672 | 42.4917
flex | geo_moderate | battery_4 | h02 (Summer 6am-1pm) | 4.1585 | 63.3382
flex | geo_moderate | battery_4 | h03 (Summer 1pm-5pm) | 17.326 | 76.1088
flex | geo_moderate | battery_4 | h04 (Summer 5pm-10pm) | 9.3476 | 68.159
flex | geo_moderate | battery_4 | h05 (Fall 10pm-6am) | 2.6925 | 38.7762
flex | geo_moderate | battery_4 | h06 (Fall 6am-1pm) | 7.8329 | 65.0134
flex | geo_moderate | battery_4 | h07 (Fall 1pm-5pm) | 24.2675 | 71.0878
flex | geo_moderate | battery_4 | h08 (Fall 5pm-10pm) | 12.0171 | 63.9875
flex | geo_moderate | battery_4 | h09 (Winter 10pm-6am) | 5.1718 | 42.6853
flex | geo_moderate | battery_4 | h10 (Winter 6am-1pm) | 12.9123 | 71.4464
flex | geo_moderate | battery_4 | h11 (Winter 1pm-5pm) | 29.8908 | 76.1606
flex | geo_moderate | battery_4 | h12 (Winter 5pm-10pm) | 24.1238 | 70.0239
flex | geo_moderate | battery_4 | h13 (Spring 10pm-6am) | 4.3719 | 42.0477
flex | geo_moderate | battery_4 | h14 (Spring 6am-1pm) | 6.6432 | 62.2524
flex | geo_moderate | battery_4 | h15 (Spring 1pm-5pm) | 28.4403 | 82.2799
flex | geo_moderate | battery_4 | h16 (Spring 5pm-10pm) | 14.8367 | 67.9022
flex | geo_moderate | battery_4 | h17 (Summer Peak) | 4.0662 | 56.8126
flex | geo_moderate | battery_6 | h01 (Summer 10pm-6am) | 1.317 | 42.4917
flex | geo_moderate | battery_6 | h02 (Summer 6am-1pm) | 2.4229 | 63.3382
flex | geo_moderate | battery_6 | h03 (Summer 1pm-5pm) | 14.9399 | 76.1088
flex | geo_moderate | battery_6 | h04 (Summer 5pm-10pm) | 2.698 | 68.159
flex | geo_moderate | battery_6 | h05 (Fall 10pm-6am) | 3.1562 | 38.7762
flex | geo_moderate | battery_6 | h06 (Fall 6am-1pm) | 5.3356 | 65.0134
flex | geo_moderate | battery_6 | h07 (Fall 1pm-5pm) | 18.2275 | 71.0878
flex | geo_moderate | battery_6 | h08 (Fall 5pm-10pm) | 3.0407 | 63.9875
flex | geo_moderate | battery_6 | h09 (Winter 10pm-6am) | 4.0957 | 42.6853
flex | geo_moderate | battery_6 | h10 (Winter 6am-1pm) | 11.5955 | 71.4464
flex | geo_moderate | battery_6 | h11 (Winter 1pm-5pm) | 15.9574 | 76.1606
flex | geo_moderate | battery_6 | h12 (Winter 5pm-10pm) | 7.8442 | 70.0239
flex | geo_moderate | battery_6 | h13 (Spring 10pm-6am) | 2.3434 | 42.0477
flex | geo_moderate | battery_6 | h14 (Spring 6am-1pm) | 6.5781 | 62.2524
flex | geo_moderate | battery_6 | h15 (Spring 1pm-5pm) | 22.5492 | 82.2799
flex | geo_moderate | battery_6 | h16 (Spring 5pm-10pm) | 4.0994 | 67.9022
flex | geo_moderate | battery_6 | h17 (Summer Peak) | 2.8292 | 56.8126
flex | geo_moderate | battery_8 | h01 (Summer 10pm-6am) | 0.44109 | 42.4917
flex | geo_moderate | battery_8 | h02 (Summer 6am-1pm) | 1.3699 | 63.3382
flex | geo_moderate | battery_8 | h03 (Summer 1pm-5pm) | 4.0295 | 76.1088
flex | geo_moderate | battery_8 | h04 (Summer 5pm-10pm) | 0 | 68.159
flex | geo_moderate | battery_8 | h05 (Fall 10pm-6am) | 0.37977 | 38.7762
flex | geo_moderate | battery_8 | h06 (Fall 6am-1pm) | 1.7274 | 65.0134
flex | geo_moderate | battery_8 | h07 (Fall 1pm-5pm) | 1.48 | 71.0878
flex | geo_moderate | battery_8 | h08 (Fall 5pm-10pm) | 0.44467 | 63.9875
flex | geo_moderate | battery_8 | h09 (Winter 10pm-6am) | 0.18632 | 42.6853
flex | geo_moderate | battery_8 | h10 (Winter 6am-1pm) | 2.5007 | 71.4464
flex | geo_moderate | battery_8 | h11 (Winter 1pm-5pm) | 4.942 | 76.1606
flex | geo_moderate | battery_8 | h12 (Winter 5pm-10pm) | 0.85784 | 70.0239
flex | geo_moderate | battery_8 | h13 (Spring 10pm-6am) | 0.58881 | 42.0477
flex | geo_moderate | battery_8 | h14 (Spring 6am-1pm) | 1.7417 | 62.2524
flex | geo_moderate | battery_8 | h15 (Spring 1pm-5pm) | 1.0342 | 82.2799
flex | geo_moderate | battery_8 | h16 (Spring 5pm-10pm) | 0.8141 | 67.9022
flex | geo_moderate | battery_8 | h17 (Summer Peak) | 0.38327 | 56.8126
flex | geo_moderate | battery_10 | h01 (Summer 10pm-6am) | 0 | 42.4917
flex | geo_moderate | battery_10 | h02 (Summer 6am-1pm) | 0 | 63.3382
flex | geo_moderate | battery_10 | h03 (Summer 1pm-5pm) | 0 | 76.1088
flex | geo_moderate | battery_10 | h04 (Summer 5pm-10pm) | 0 | 68.159
flex | geo_moderate | battery_10 | h05 (Fall 10pm-6am) | 0 | 38.7762
flex | geo_moderate | battery_10 | h06 (Fall 6am-1pm) | 0 | 65.0134
flex | geo_moderate | battery_10 | h07 (Fall 1pm-5pm) | 0 | 71.0878
flex | geo_moderate | battery_10 | h08 (Fall 5pm-10pm) | 0 | 63.9875
flex | geo_moderate | battery_10 | h09 (Winter 10pm-6am) | 0 | 42.6853
flex | geo_moderate | battery_10 | h10 (Winter 6am-1pm) | 0 | 71.4464
flex | geo_moderate | battery_10 | h11 (Winter 1pm-5pm) | 0 | 76.1606
flex | geo_moderate | battery_10 | h12 (Winter 5pm-10pm) | 0 | 70.0239
flex | geo_moderate | battery_10 | h13 (Spring 10pm-6am) | 0 | 42.0477
flex | geo_moderate | battery_10 | h14 (Spring 6am-1pm) | 0 | 62.2524
flex | geo_moderate | battery_10 | h15 (Spring 1pm-5pm) | 0 | 82.2799
flex | geo_moderate | battery_10 | h16 (Spring 5pm-10pm) | 0 | 67.9022
flex | geo_moderate | battery_10 | h17 (Summer Peak) | 0 | 56.8126
flex | geo_moderate | pumped-hydro | h01 (Summer 10pm-6am) | 4.7706 | 42.4917
flex | geo_moderate | pumped-hydro | h02 (Summer 6am-1pm) | 6.5396 | 63.3382
flex | geo_moderate | pumped-hydro | h03 (Summer 1pm-5pm) | 10.9255 | 76.1088
flex | geo_moderate | pumped-hydro | h04 (Summer 5pm-10pm) | 16.1967 | 68.159
flex | geo_moderate | pumped-hydro | h05 (Fall 10pm-6am) | 2.1266 | 38.7762
flex | geo_moderate | pumped-hydro | h06 (Fall 6am-1pm) | 6.6901 | 65.0134
flex | geo_moderate | pumped-hydro | h07 (Fall 1pm-5pm) | 9.1255 | 71.0878
flex | geo_moderate | pumped-hydro | h08 (Fall 5pm-10pm) | 13.2592 | 63.9875
flex | geo_moderate | pumped-hydro | h09 (Winter 10pm-6am) | 7.2111 | 42.6853
flex | geo_moderate | pumped-hydro | h10 (Winter 6am-1pm) | 8.7458 | 71.4464
flex | geo_moderate | pumped-hydro | h11 (Winter 1pm-5pm) | 12.652 | 76.1606
flex | geo_moderate | pumped-hydro | h12 (Winter 5pm-10pm) | 19.2833 | 70.0239
flex | geo_moderate | pumped-hydro | h13 (Spring 10pm-6am) | 6.1297 | 42.0477
flex | geo_moderate | pumped-hydro | h14 (Spring 6am-1pm) | 11.5213 | 62.2524
flex | geo_moderate | pumped-hydro | h15 (Spring 1pm-5pm) | 7.9859 | 82.2799
flex | geo_moderate | pumped-hydro | h16 (Spring 5pm-10pm) | 11.1131 | 67.9022
flex | geo_moderate | pumped-hydro | h17 (Summer Peak) | 7.6335 | 56.8126
reg | geo_moderate | nuclear | h01 (Summer 10pm-6am) | 0 | 6.8849
reg | geo_moderate | nuclear | h02 (Summer 6am-1pm) | 0 | 11.3313
reg | geo_moderate | nuclear | h03 (Summer 1pm-5pm) | 0 | 13.4042
reg | geo_moderate | nuclear | h04 (Summer 5pm-10pm) | 0 | 12.4032
reg | geo_moderate | nuclear | h05 (Fall 10pm-6am) | 0 | 6.2469
reg | geo_moderate | nuclear | h06 (Fall 6am-1pm) | 0 | 10.3649
reg | geo_moderate | nuclear | h07 (Fall 1pm-5pm) | 0 | 11.7369
reg | geo_moderate | nuclear | h08 (Fall 5pm-10pm) | 0 | 11.033
reg | geo_moderate | nuclear | h09 (Winter 10pm-6am) | 0 | 6.8492
reg | geo_moderate | nuclear | h10 (Winter 6am-1pm) | 0 | 10.5581
reg | geo_moderate | nuclear | h11 (Winter 1pm-5pm) | 0 | 11.2518
reg | geo_moderate | nuclear | h12 (Winter 5pm-10pm) | 0 | 11.3217
reg | geo_moderate | nuclear | h13 (Spring 10pm-6am) | 0 | 6.4097
reg | geo_moderate | nuclear | h14 (Spring 6am-1pm) | 0 | 10.3099
reg | geo_moderate | nuclear | h15 (Spring 1pm-5pm) | 0 | 11.5539
reg | geo_moderate | nuclear | h16 (Spring 5pm-10pm) | 0 | 11.1376
reg | geo_moderate | nuclear | h17 (Summer Peak) | 0 | 15.4804
reg | geo_moderate | coal | h01 (Summer 10pm-6am) | 0 | 6.8849
reg | geo_moderate | coal | h02 (Summer 6am-1pm) | 0 | 11.3313
reg | geo_moderate | coal | h03 (Summer 1pm-5pm) | 0 | 13.4042
reg | geo_moderate | coal | h04 (Summer 5pm-10pm) | 0 | 12.4032
reg | geo_moderate | coal | h05 (Fall 10pm-6am) | 0 | 6.2469
reg | geo_moderate | coal | h06 (Fall 6am-1pm) | 0 | 10.3649
reg | geo_moderate | coal | h07 (Fall 1pm-5pm) | 0 | 11.7369
reg | geo_moderate | coal | h08 (Fall 5pm-10pm) | 0 | 11.033
reg | geo_moderate | coal | h09 (Winter 10pm-6am) | 0 | 6.8492
reg | geo_moderate | coal | h10 (Winter 6am-1pm) | 0 | 10.5581
reg | geo_moderate | coal | h11 (Winter 1pm-5pm) | 0 | 11.2518
reg | geo_moderate | coal | h12 (Winter 5pm-10pm) | 0 | 11.3217
reg | geo_moderate | coal | h13 (Spring 10pm-6am) | 0 | 6.4097
reg | geo_moderate | coal | h14 (Spring 6am-1pm) | 0 | 10.3099
reg | geo_moderate | coal | h15 (Spring 1pm-5pm) | 0 | 11.5539
reg | geo_moderate | coal | h16 (Spring 5pm-10pm) | 0 | 11.1376
reg | geo_moderate | coal | h17 (Summer Peak) | 0 | 15.4804
reg | geo_moderate | gas-cc | h01 (Summer 10pm-6am) | 0 | 6.8849
reg | geo_moderate | gas-cc | h02 (Summer 6am-1pm) | 0 | 11.3313
reg | geo_moderate | gas-cc | h03 (Summer 1pm-5pm) | 0 | 13.4042
reg | geo_moderate | gas-cc | h04 (Summer 5pm-10pm) | 0 | 12.4032
reg | geo_moderate | gas-cc | h05 (Fall 10pm-6am) | 0 | 6.2469
reg | geo_moderate | gas-cc | h06 (Fall 6am-1pm) | 0 | 10.3649
reg | geo_moderate | gas-cc | h07 (Fall 1pm-5pm) | 0 | 11.7369
reg | geo_moderate | gas-cc | h08 (Fall 5pm-10pm) | 0 | 11.033
reg | geo_moderate | gas-cc | h09 (Winter 10pm-6am) | 0 | 6.8492
reg | geo_moderate | gas-cc | h10 (Winter 6am-1pm) | 0 | 10.5581
reg | geo_moderate | gas-cc | h11 (Winter 1pm-5pm) | 0 | 11.2518
reg | geo_moderate | gas-cc | h12 (Winter 5pm-10pm) | 0 | 11.3217
reg | geo_moderate | gas-cc | h13 (Spring 10pm-6am) | 0 | 6.4097
reg | geo_moderate | gas-cc | h14 (Spring 6am-1pm) | 0 | 10.3099
reg | geo_moderate | gas-cc | h15 (Spring 1pm-5pm) | 0 | 11.5539
reg | geo_moderate | gas-cc | h16 (Spring 5pm-10pm) | 0 | 11.1376
reg | geo_moderate | gas-cc | h17 (Summer Peak) | 0.030963 | 15.4804
reg | geo_moderate | gas-cc-ccs_mod_upgrade | h01 (Summer 10pm-6am) | 0 | 6.8849
reg | geo_moderate | gas-cc-ccs_mod_upgrade | h02 (Summer 6am-1pm) | 0 | 11.3313
reg | geo_moderate | gas-cc-ccs_mod_upgrade | h03 (Summer 1pm-5pm) | 0 | 13.4042
reg | geo_moderate | gas-cc-ccs_mod_upgrade | h04 (Summer 5pm-10pm) | 0 | 12.4032
reg | geo_moderate | gas-cc-ccs_mod_upgrade | h05 (Fall 10pm-6am) | 0 | 6.2469
reg | geo_moderate | gas-cc-ccs_mod_upgrade | h06 (Fall 6am-1pm) | 0 | 10.3649
reg | geo_moderate | gas-cc-ccs_mod_upgrade | h07 (Fall 1pm-5pm) | 0 | 11.7369
reg | geo_moderate | gas-cc-ccs_mod_upgrade | h08 (Fall 5pm-10pm) | 0 | 11.033
reg | geo_moderate | gas-cc-ccs_mod_upgrade | h09 (Winter 10pm-6am) | 0 | 6.8492
reg | geo_moderate | gas-cc-ccs_mod_upgrade | h10 (Winter 6am-1pm) | 0 | 10.5581
reg | geo_moderate | gas-cc-ccs_mod_upgrade | h11 (Winter 1pm-5pm) | 0 | 11.2518
reg | geo_moderate | gas-cc-ccs_mod_upgrade | h12 (Winter 5pm-10pm) | 0 | 11.3217
reg | geo_moderate | gas-cc-ccs_mod_upgrade | h13 (Spring 10pm-6am) | 0 | 6.4097
reg | geo_moderate | gas-cc-ccs_mod_upgrade | h14 (Spring 6am-1pm) | 0 | 10.3099
reg | geo_moderate | gas-cc-ccs_mod_upgrade | h15 (Spring 1pm-5pm) | 0 | 11.5539
reg | geo_moderate | gas-cc-ccs_mod_upgrade | h16 (Spring 5pm-10pm) | 0 | 11.1376
reg | geo_moderate | gas-cc-ccs_mod_upgrade | h17 (Summer Peak) | 0 | 15.4804
reg | geo_moderate | gas-ct | h01 (Summer 10pm-6am) | 0 | 6.8849
reg | geo_moderate | gas-ct | h02 (Summer 6am-1pm) | 0.018727 | 11.3313
reg | geo_moderate | gas-ct | h03 (Summer 1pm-5pm) | 0.017812 | 13.4042
reg | geo_moderate | gas-ct | h04 (Summer 5pm-10pm) | 0.016607 | 12.4032
reg | geo_moderate | gas-ct | h05 (Fall 10pm-6am) | 0 | 6.2469
reg | geo_moderate | gas-ct | h06 (Fall 6am-1pm) | 0.016804 | 10.3649
reg | geo_moderate | gas-ct | h07 (Fall 1pm-5pm) | 0.013519 | 11.7369
reg | geo_moderate | gas-ct | h08 (Fall 5pm-10pm) | 0.01384 | 11.033
reg | geo_moderate | gas-ct | h09 (Winter 10pm-6am) | 0 | 6.8492
reg | geo_moderate | gas-ct | h10 (Winter 6am-1pm) | 0.017925 | 10.5581
reg | geo_moderate | gas-ct | h11 (Winter 1pm-5pm) | 0.01391 | 11.2518
reg | geo_moderate | gas-ct | h12 (Winter 5pm-10pm) | 0.015071 | 11.3217
reg | geo_moderate | gas-ct | h13 (Spring 10pm-6am) | 0 | 6.4097
reg | geo_moderate | gas-ct | h14 (Spring 6am-1pm) | 0.018022 | 10.3099
reg | geo_moderate | gas-ct | h15 (Spring 1pm-5pm) | 0.014459 | 11.5539
reg | geo_moderate | gas-ct | h16 (Spring 5pm-10pm) | 0.016131 | 11.1376
reg | geo_moderate | gas-ct | h17 (Summer Peak) | 2.5522 | 15.4804
reg | geo_moderate | o-g-s | h01 (Summer 10pm-6am) | 0 | 6.8849
reg | geo_moderate | o-g-s | h02 (Summer 6am-1pm) | 0 | 11.3313
reg | geo_moderate | o-g-s | h03 (Summer 1pm-5pm) | 0 | 13.4042
reg | geo_moderate | o-g-s | h04 (Summer 5pm-10pm) | 0 | 12.4032
reg | geo_moderate | o-g-s | h05 (Fall 10pm-6am) | 0 | 6.2469
reg | geo_moderate | o-g-s | h06 (Fall 6am-1pm) | 0 | 10.3649
reg | geo_moderate | o-g-s | h07 (Fall 1pm-5pm) | 0 | 11.7369
reg | geo_moderate | o-g-s | h08 (Fall 5pm-10pm) | 0 | 11.033
reg | geo_moderate | o-g-s | h09 (Winter 10pm-6am) | 0 | 6.8492
reg | geo_moderate | o-g-s | h10 (Winter 6am-1pm) | 0 | 10.5581
reg | geo_moderate | o-g-s | h11 (Winter 1pm-5pm) | 0 | 11.2518
reg | geo_moderate | o-g-s | h12 (Winter 5pm-10pm) | 0 | 11.3217
reg | geo_moderate | o-g-s | h13 (Spring 10pm-6am) | 0 | 6.4097
reg | geo_moderate | o-g-s | h14 (Spring 6am-1pm) | 0 | 10.3099
reg | geo_moderate | o-g-s | h15 (Spring 1pm-5pm) | 0 | 11.5539
reg | geo_moderate | o-g-s | h16 (Spring 5pm-10pm) | 0 | 11.1376
reg | geo_moderate | o-g-s | h17 (Summer Peak) | 0.00048995 | 15.4804
reg | geo_moderate | hydro | h01 (Summer 10pm-6am) | 0 | 6.8849
reg | geo_moderate | hydro | h02 (Summer 6am-1pm) | 0 | 11.3313
reg | geo_moderate | hydro | h03 (Summer 1pm-5pm) | 0 | 13.4042
reg | geo_moderate | hydro | h04 (Summer 5pm-10pm) | 0 | 12.4032
reg | geo_moderate | hydro | h05 (Fall 10pm-6am) | 0 | 6.2469
reg | geo_moderate | hydro | h06 (Fall 6am-1pm) | 0 | 10.3649
reg | geo_moderate | hydro | h07 (Fall 1pm-5pm) | 0 | 11.7369
reg | geo_moderate | hydro | h08 (Fall 5pm-10pm) | 0 | 11.033
reg | geo_moderate | hydro | h09 (Winter 10pm-6am) | 0 | 6.8492
reg | geo_moderate | hydro | h10 (Winter 6am-1pm) | 0 | 10.5581
reg | geo_moderate | hydro | h11 (Winter 1pm-5pm) | 0 | 11.2518
reg | geo_moderate | hydro | h12 (Winter 5pm-10pm) | 0 | 11.3217
reg | geo_moderate | hydro | h13 (Spring 10pm-6am) | 0 | 6.4097
reg | geo_moderate | hydro | h14 (Spring 6am-1pm) | 0 | 10.3099
reg | geo_moderate | hydro | h15 (Spring 1pm-5pm) | 0 | 11.5539
reg | geo_moderate | hydro | h16 (Spring 5pm-10pm) | 0 | 11.1376
reg | geo_moderate | hydro | h17 (Summer Peak) | 0.0040714 | 15.4804
reg | geo_moderate | geothermal | h01 (Summer 10pm-6am) | 0 | 6.8849
reg | geo_moderate | geothermal | h02 (Summer 6am-1pm) | 0 | 11.3313
reg | geo_moderate | geothermal | h03 (Summer 1pm-5pm) | 0 | 13.4042
reg | geo_moderate | geothermal | h04 (Summer 5pm-10pm) | 0 | 12.4032
reg | geo_moderate | geothermal | h05 (Fall 10pm-6am) | 0 | 6.2469
reg | geo_moderate | geothermal | h06 (Fall 6am-1pm) | 0 | 10.3649
reg | geo_moderate | geothermal | h07 (Fall 1pm-5pm) | 0 | 11.7369
reg | geo_moderate | geothermal | h08 (Fall 5pm-10pm) | 0 | 11.033
reg | geo_moderate | geothermal | h09 (Winter 10pm-6am) | 0 | 6.8492
reg | geo_moderate | geothermal | h10 (Winter 6am-1pm) | 0 | 10.5581
reg | geo_moderate | geothermal | h11 (Winter 1pm-5pm) | 0 | 11.2518
reg | geo_moderate | geothermal | h12 (Winter 5pm-10pm) | 0 | 11.3217
reg | geo_moderate | geothermal | h13 (Spring 10pm-6am) | 0 | 6.4097
reg | geo_moderate | geothermal | h14 (Spring 6am-1pm) | 0 | 10.3099
reg | geo_moderate | geothermal | h15 (Spring 1pm-5pm) | 0 | 11.5539
reg | geo_moderate | geothermal | h16 (Spring 5pm-10pm) | 0 | 11.1376
reg | geo_moderate | geothermal | h17 (Summer Peak) | 0 | 15.4804
reg | geo_moderate | biopower | h01 (Summer 10pm-6am) | 0 | 6.8849
reg | geo_moderate | biopower | h02 (Summer 6am-1pm) | 0.00049636 | 11.3313
reg | geo_moderate | biopower | h03 (Summer 1pm-5pm) | 0 | 13.4042
reg | geo_moderate | biopower | h04 (Summer 5pm-10pm) | 0 | 12.4032
reg | geo_moderate | biopower | h05 (Fall 10pm-6am) | 0 | 6.2469
reg | geo_moderate | biopower | h06 (Fall 6am-1pm) | 0.00044591 | 10.3649
reg | geo_moderate | biopower | h07 (Fall 1pm-5pm) | 0 | 11.7369
reg | geo_moderate | biopower | h08 (Fall 5pm-10pm) | 0 | 11.033
reg | geo_moderate | biopower | h09 (Winter 10pm-6am) | 0 | 6.8492
reg | geo_moderate | biopower | h10 (Winter 6am-1pm) | 0 | 10.5581
reg | geo_moderate | biopower | h11 (Winter 1pm-5pm) | 0 | 11.2518
reg | geo_moderate | biopower | h12 (Winter 5pm-10pm) | 0 | 11.3217
reg | geo_moderate | biopower | h13 (Spring 10pm-6am) | 0 | 6.4097
reg | geo_moderate | biopower | h14 (Spring 6am-1pm) | 0.00053196 | 10.3099
reg | geo_moderate | biopower | h15 (Spring 1pm-5pm) | 0 | 11.5539
reg | geo_moderate | biopower | h16 (Spring 5pm-10pm) | 0 | 11.1376
reg | geo_moderate | biopower | h17 (Summer Peak) | 0.004 | 15.4804
reg | geo_moderate | lfill-gas | h01 (Summer 10pm-6am) | 0 | 6.8849
reg | geo_moderate | lfill-gas | h02 (Summer 6am-1pm) | 0 | 11.3313
reg | geo_moderate | lfill-gas | h03 (Summer 1pm-5pm) | 0 | 13.4042
reg | geo_moderate | lfill-gas | h04 (Summer 5pm-10pm) | 0 | 12.4032
reg | geo_moderate | lfill-gas | h05 (Fall 10pm-6am) | 0 | 6.2469
reg | geo_moderate | lfill-gas | h06 (Fall 6am-1pm) | 0 | 10.3649
reg | geo_moderate | lfill-gas | h07 (Fall 1pm-5pm) | 0 | 11.7369
reg | geo_moderate | lfill-gas | h08 (Fall 5pm-10pm) | 0 | 11.033
reg | geo_moderate | lfill-gas | h09 (Winter 10pm-6am) | 0 | 6.8492
reg | geo_moderate | lfill-gas | h10 (Winter 6am-1pm) | 0 | 10.5581
reg | geo_moderate | lfill-gas | h11 (Winter 1pm-5pm) | 0 | 11.2518
reg | geo_moderate | lfill-gas | h12 (Winter 5pm-10pm) | 0 | 11.3217
reg | geo_moderate | lfill-gas | h13 (Spring 10pm-6am) | 0 | 6.4097
reg | geo_moderate | lfill-gas | h14 (Spring 6am-1pm) | 0 | 10.3099
reg | geo_moderate | lfill-gas | h15 (Spring 1pm-5pm) | 0 | 11.5539
reg | geo_moderate | lfill-gas | h16 (Spring 5pm-10pm) | 0.00046188 | 11.1376
reg | geo_moderate | lfill-gas | h17 (Summer Peak) | 0 | 15.4804
reg | geo_moderate | pvb | h01 (Summer 10pm-6am) | 0.27541 | 6.8849
reg | geo_moderate | pvb | h02 (Summer 6am-1pm) | 0.48225 | 11.3313
reg | geo_moderate | pvb | h03 (Summer 1pm-5pm) | 0.13953 | 13.4042
reg | geo_moderate | pvb | h04 (Summer 5pm-10pm) | 0.40954 | 12.4032
reg | geo_moderate | pvb | h05 (Fall 10pm-6am) | 0.13218 | 6.2469
reg | geo_moderate | pvb | h06 (Fall 6am-1pm) | 0.14837 | 10.3649
reg | geo_moderate | pvb | h07 (Fall 1pm-5pm) | 0.70877 | 11.7369
reg | geo_moderate | pvb | h08 (Fall 5pm-10pm) | 0.34549 | 11.033
reg | geo_moderate | pvb | h09 (Winter 10pm-6am) | 0.17372 | 6.8492
reg | geo_moderate | pvb | h10 (Winter 6am-1pm) | 0.20151 | 10.5581
reg | geo_moderate | pvb | h11 (Winter 1pm-5pm) | 0.10698 | 11.2518
reg | geo_moderate | pvb | h12 (Winter 5pm-10pm) | 0.39848 | 11.3217
reg | geo_moderate | pvb | h13 (Spring 10pm-6am) | 0.091512 | 6.4097
reg | geo_moderate | pvb | h14 (Spring 6am-1pm) | 0.13431 | 10.3099
reg | geo_moderate | pvb | h15 (Spring 1pm-5pm) | 2.8893 | 11.5539
reg | geo_moderate | pvb | h16 (Spring 5pm-10pm) | 0.11234 | 11.1376
reg | geo_moderate | pvb | h17 (Summer Peak) | 0.9183 | 15.4804
reg | geo_moderate | battery_2 | h01 (Summer 10pm-6am) | 1.3645 | 6.8849
reg | geo_moderate | battery_2 | h02 (Summer 6am-1pm) | 2.1829 | 11.3313
reg | geo_moderate | battery_2 | h03 (Summer 1pm-5pm) | 2.1051 | 13.4042
reg | geo_moderate | battery_2 | h04 (Summer 5pm-10pm) | 2.2352 | 12.4032
reg | geo_moderate | battery_2 | h05 (Fall 10pm-6am) | 1.2407 | 6.2469
reg | geo_moderate | battery_2 | h06 (Fall 6am-1pm) | 2.6608 | 10.3649
reg | geo_moderate | battery_2 | h07 (Fall 1pm-5pm) | 2.6226 | 11.7369
reg | geo_moderate | battery_2 | h08 (Fall 5pm-10pm) | 1.5903 | 11.033
reg | geo_moderate | battery_2 | h09 (Winter 10pm-6am) | 1.0491 | 6.8492
reg | geo_moderate | battery_2 | h10 (Winter 6am-1pm) | 2.012 | 10.5581
reg | geo_moderate | battery_2 | h11 (Winter 1pm-5pm) | 3.7336 | 11.2518
reg | geo_moderate | battery_2 | h12 (Winter 5pm-10pm) | 1.5072 | 11.3217
reg | geo_moderate | battery_2 | h13 (Spring 10pm-6am) | 1.2691 | 6.4097
reg | geo_moderate | battery_2 | h14 (Spring 6am-1pm) | 2.3164 | 10.3099
reg | geo_moderate | battery_2 | h15 (Spring 1pm-5pm) | 2.2938 | 11.5539
reg | geo_moderate | battery_2 | h16 (Spring 5pm-10pm) | 1.1752 | 11.1376
reg | geo_moderate | battery_2 | h17 (Summer Peak) | 2.6441 | 15.4804
reg | geo_moderate | battery_4 | h01 (Summer 10pm-6am) | 2.5868 | 6.8849
reg | geo_moderate | battery_4 | h02 (Summer 6am-1pm) | 6.3753 | 11.3313
reg | geo_moderate | battery_4 | h03 (Summer 1pm-5pm) | 3.9511 | 13.4042
reg | geo_moderate | battery_4 | h04 (Summer 5pm-10pm) | 3.7766 | 12.4032
reg | geo_moderate | battery_4 | h05 (Fall 10pm-6am) | 2.253 | 6.2469
reg | geo_moderate | battery_4 | h06 (Fall 6am-1pm) | 4.0928 | 10.3649
reg | geo_moderate | battery_4 | h07 (Fall 1pm-5pm) | 5.0863 | 11.7369
reg | geo_moderate | battery_4 | h08 (Fall 5pm-10pm) | 4.484 | 11.033
reg | geo_moderate | battery_4 | h09 (Winter 10pm-6am) | 3.5006 | 6.8492
reg | geo_moderate | battery_4 | h10 (Winter 6am-1pm) | 4.7648 | 10.5581
reg | geo_moderate | battery_4 | h11 (Winter 1pm-5pm) | 5.1592 | 11.2518
reg | geo_moderate | battery_4 | h12 (Winter 5pm-10pm) | 4.6861 | 11.3217
reg | geo_moderate | battery_4 | h13 (Spring 10pm-6am) | 1.8336 | 6.4097
reg | geo_moderate | battery_4 | h14 (Spring 6am-1pm) | 4.997 | 10.3099
reg | geo_moderate | battery_4 | h15 (Spring 1pm-5pm) | 5.9959 | 11.5539
reg | geo_moderate | battery_4 | h16 (Spring 5pm-10pm) | 2.2576 | 11.1376
reg | geo_moderate | battery_4 | h17 (Summer Peak) | 8.7275 | 15.4804
reg | geo_moderate | battery_6 | h01 (Summer 10pm-6am) | 1.8718 | 6.8849
reg | geo_moderate | battery_6 | h02 (Summer 6am-1pm) | 1.7001 | 11.3313
reg | geo_moderate | battery_6 | h03 (Summer 1pm-5pm) | 6.6712 | 13.4042
reg | geo_moderate | battery_6 | h04 (Summer 5pm-10pm) | 5.4435 | 12.4032
reg | geo_moderate | battery_6 | h05 (Fall 10pm-6am) | 1.9148 | 6.2469
reg | geo_moderate | battery_6 | h06 (Fall 6am-1pm) | 1.9433 | 10.3649
reg | geo_moderate | battery_6 | h07 (Fall 1pm-5pm) | 3.0784 | 11.7369
reg | geo_moderate | battery_6 | h08 (Fall 5pm-10pm) | 3.5717 | 11.033
reg | geo_moderate | battery_6 | h09 (Winter 10pm-6am) | 2.0062 | 6.8492
reg | geo_moderate | battery_6 | h10 (Winter 6am-1pm) | 3.0463 | 10.5581
reg | geo_moderate | battery_6 | h11 (Winter 1pm-5pm) | 2.0596 | 11.2518
reg | geo_moderate | battery_6 | h12 (Winter 5pm-10pm) | 4.6227 | 11.3217
reg | geo_moderate | battery_6 | h13 (Spring 10pm-6am) | 2.4951 | 6.4097
reg | geo_moderate | battery_6 | h14 (Spring 6am-1pm) | 1.9959 | 10.3099
reg | geo_moderate | battery_6 | h15 (Spring 1pm-5pm) | 0.35912 | 11.5539
reg | geo_moderate | battery_6 | h16 (Spring 5pm-10pm) | 6.5361 | 11.1376
reg | geo_moderate | battery_6 | h17 (Summer Peak) | 0.59875 | 15.4804
reg | geo_moderate | battery_8 | h01 (Summer 10pm-6am) | 0.78646 | 6.8849
reg | geo_moderate | battery_8 | h02 (Summer 6am-1pm) | 0.57167 | 11.3313
reg | geo_moderate | battery_8 | h03 (Summer 1pm-5pm) | 0.51942 | 13.4042
reg | geo_moderate | battery_8 | h04 (Summer 5pm-10pm) | 0.52166 | 12.4032
reg | geo_moderate | battery_8 | h05 (Fall 10pm-6am) | 0.70615 | 6.2469
reg | geo_moderate | battery_8 | h06 (Fall 6am-1pm) | 1.5024 | 10.3649
reg | geo_moderate | battery_8 | h07 (Fall 1pm-5pm) | 0.22725 | 11.7369
reg | geo_moderate | battery_8 | h08 (Fall 5pm-10pm) | 1.0276 | 11.033
reg | geo_moderate | battery_8 | h09 (Winter 10pm-6am) | 0.11962 | 6.8492
reg | geo_moderate | battery_8 | h10 (Winter 6am-1pm) | 0.5156 | 10.5581
reg | geo_moderate | battery_8 | h11 (Winter 1pm-5pm) | 0.1786 | 11.2518
reg | geo_moderate | battery_8 | h12 (Winter 5pm-10pm) | 0.092144 | 11.3217
reg | geo_moderate | battery_8 | h13 (Spring 10pm-6am) | 0.72043 | 6.4097
reg | geo_moderate | battery_8 | h14 (Spring 6am-1pm) | 0.8477 | 10.3099
reg | geo_moderate | battery_8 | h15 (Spring 1pm-5pm) | 0.0012858 | 11.5539
reg | geo_moderate | battery_8 | h16 (Spring 5pm-10pm) | 1.0397 | 11.1376
reg | geo_moderate | battery_8 | h17 (Summer Peak) | 0 | 15.4804
reg | geo_moderate | battery_10 | h01 (Summer 10pm-6am) | 0 | 6.8849
reg | geo_moderate | battery_10 | h02 (Summer 6am-1pm) | 0 | 11.3313
reg | geo_moderate | battery_10 | h03 (Summer 1pm-5pm) | 0 | 13.4042
reg | geo_moderate | battery_10 | h04 (Summer 5pm-10pm) | 0 | 12.4032
reg | geo_moderate | battery_10 | h05 (Fall 10pm-6am) | 0 | 6.2469
reg | geo_moderate | battery_10 | h06 (Fall 6am-1pm) | 0 | 10.3649
reg | geo_moderate | battery_10 | h07 (Fall 1pm-5pm) | 0 | 11.7369
reg | geo_moderate | battery_10 | h08 (Fall 5pm-10pm) | 0 | 11.033
reg | geo_moderate | battery_10 | h09 (Winter 10pm-6am) | 0 | 6.8492
reg | geo_moderate | battery_10 | h10 (Winter 6am-1pm) | 0 | 10.5581
reg | geo_moderate | battery_10 | h11 (Winter 1pm-5pm) | 0 | 11.2518
reg | geo_moderate | battery_10 | h12 (Winter 5pm-10pm) | 0 | 11.3217
reg | geo_moderate | battery_10 | h13 (Spring 10pm-6am) | 0 | 6.4097
reg | geo_moderate | battery_10 | h14 (Spring 6am-1pm) | 0 | 10.3099
reg | geo_moderate | battery_10 | h15 (Spring 1pm-5pm) | 0 | 11.5539
reg | geo_moderate | battery_10 | h16 (Spring 5pm-10pm) | 0 | 11.1376
reg | geo_moderate | battery_10 | h17 (Summer Peak) | 0 | 15.4804
reg | geo_moderate | pumped-hydro | h01 (Summer 10pm-6am) | 0 | 6.8849
reg | geo_moderate | pumped-hydro | h02 (Summer 6am-1pm) | 0 | 11.3313
reg | geo_moderate | pumped-hydro | h03 (Summer 1pm-5pm) | 0 | 13.4042
reg | geo_moderate | pumped-hydro | h04 (Summer 5pm-10pm) | 0 | 12.4032
reg | geo_moderate | pumped-hydro | h05 (Fall 10pm-6am) | 0 | 6.2469
reg | geo_moderate | pumped-hydro | h06 (Fall 6am-1pm) | 0 | 10.3649
reg | geo_moderate | pumped-hydro | h07 (Fall 1pm-5pm) | 0 | 11.7369
reg | geo_moderate | pumped-hydro | h08 (Fall 5pm-10pm) | 0 | 11.033
reg | geo_moderate | pumped-hydro | h09 (Winter 10pm-6am) | 0 | 6.8492
reg | geo_moderate | pumped-hydro | h10 (Winter 6am-1pm) | 0 | 10.5581
reg | geo_moderate | pumped-hydro | h11 (Winter 1pm-5pm) | 0 | 11.2518
reg | geo_moderate | pumped-hydro | h12 (Winter 5pm-10pm) | 0 | 11.3217
reg | geo_moderate | pumped-hydro | h13 (Spring 10pm-6am) | 0 | 6.4097
reg | geo_moderate | pumped-hydro | h14 (Spring 6am-1pm) | 0 | 10.3099
reg | geo_moderate | pumped-hydro | h15 (Spring 1pm-5pm) | 0 | 11.5539
reg | geo_moderate | pumped-hydro | h16 (Spring 5pm-10pm) | 0 | 11.1376
reg | geo_moderate | pumped-hydro | h17 (Summer Peak) | 0 | 15.4804
spin | geo_moderate | nuclear | h01 (Summer 10pm-6am) | 0 | 19.8374
spin | geo_moderate | nuclear | h02 (Summer 6am-1pm) | 0 | 32.0129
spin | geo_moderate | nuclear | h03 (Summer 1pm-5pm) | 0 | 44.6893
spin | geo_moderate | nuclear | h04 (Summer 5pm-10pm) | 0 | 25.4986
spin | geo_moderate | nuclear | h05 (Fall 10pm-6am) | 0 | 18.5511
spin | geo_moderate | nuclear | h06 (Fall 6am-1pm) | 0 | 25.193
spin | geo_moderate | nuclear | h07 (Fall 1pm-5pm) | 0 | 42.4877
spin | geo_moderate | nuclear | h08 (Fall 5pm-10pm) | 0 | 22.2849
spin | geo_moderate | nuclear | h09 (Winter 10pm-6am) | 0 | 20.7316
spin | geo_moderate | nuclear | h10 (Winter 6am-1pm) | 0 | 24.8534
spin | geo_moderate | nuclear | h11 (Winter 1pm-5pm) | 0 | 30.3566
spin | geo_moderate | nuclear | h12 (Winter 5pm-10pm) | 0 | 23.9728
spin | geo_moderate | nuclear | h13 (Spring 10pm-6am) | 0.41277 | 18.423
spin | geo_moderate | nuclear | h14 (Spring 6am-1pm) | 0.61785 | 27.1127
spin | geo_moderate | nuclear | h15 (Spring 1pm-5pm) | 1.2146 | 38.1119
spin | geo_moderate | nuclear | h16 (Spring 5pm-10pm) | 0.5433 | 21.5491
spin | geo_moderate | nuclear | h17 (Summer Peak) | 0 | 35.5965
spin | geo_moderate | coal | h01 (Summer 10pm-6am) | 0 | 19.8374
spin | geo_moderate | coal | h02 (Summer 6am-1pm) | 0 | 32.0129
spin | geo_moderate | coal | h03 (Summer 1pm-5pm) | 0 | 44.6893
spin | geo_moderate | coal | h04 (Summer 5pm-10pm) | 0 | 25.4986
spin | geo_moderate | coal | h05 (Fall 10pm-6am) | 0 | 18.5511
spin | geo_moderate | coal | h06 (Fall 6am-1pm) | 0 | 25.193
spin | geo_moderate | coal | h07 (Fall 1pm-5pm) | 0 | 42.4877
spin | geo_moderate | coal | h08 (Fall 5pm-10pm) | 0.17791 | 22.2849
spin | geo_moderate | coal | h09 (Winter 10pm-6am) | 0 | 20.7316
spin | geo_moderate | coal | h10 (Winter 6am-1pm) | 0 | 24.8534
spin | geo_moderate | coal | h11 (Winter 1pm-5pm) | 0 | 30.3566
spin | geo_moderate | coal | h12 (Winter 5pm-10pm) | 0.21553 | 23.9728
spin | geo_moderate | coal | h13 (Spring 10pm-6am) | 0 | 18.423
spin | geo_moderate | coal | h14 (Spring 6am-1pm) | 0 | 27.1127
spin | geo_moderate | coal | h15 (Spring 1pm-5pm) | 0 | 38.1119
spin | geo_moderate | coal | h16 (Spring 5pm-10pm) | 1.5139 | 21.5491
spin | geo_moderate | coal | h17 (Summer Peak) | 0.73596 | 35.5965
spin | geo_moderate | gas-cc | h01 (Summer 10pm-6am) | 0.032077 | 19.8374
spin | geo_moderate | gas-cc | h02 (Summer 6am-1pm) | 0.049864 | 32.0129
spin | geo_moderate | gas-cc | h03 (Summer 1pm-5pm) | 0.062524 | 44.6893
spin | geo_moderate | gas-cc | h04 (Summer 5pm-10pm) | 0.054957 | 25.4986
spin | geo_moderate | gas-cc | h05 (Fall 10pm-6am) | 0.027449 | 18.5511
spin | geo_moderate | gas-cc | h06 (Fall 6am-1pm) | 0.043352 | 25.193
spin | geo_moderate | gas-cc | h07 (Fall 1pm-5pm) | 0.05028 | 42.4877
spin | geo_moderate | gas-cc | h08 (Fall 5pm-10pm) | 0.50612 | 22.2849
spin | geo_moderate | gas-cc | h09 (Winter 10pm-6am) | 0.035021 | 20.7316
spin | geo_moderate | gas-cc | h10 (Winter 6am-1pm) | 0.047007 | 24.8534
spin | geo_moderate | gas-cc | h11 (Winter 1pm-5pm) | 0.050816 | 30.3566
spin | geo_moderate | gas-cc | h12 (Winter 5pm-10pm) | 1.6318 | 23.9728
spin | geo_moderate | gas-cc | h13 (Spring 10pm-6am) | 0.029506 | 18.423
spin | geo_moderate | gas-cc | h14 (Spring 6am-1pm) | 0.043681 | 27.1127
spin | geo_moderate | gas-cc | h15 (Spring 1pm-5pm) | 0.049852 | 38.1119
spin | geo_moderate | gas-cc | h16 (Spring 5pm-10pm) | 6.8349 | 21.5491
spin | geo_moderate | gas-cc | h17 (Summer Peak) | 1.2569 | 35.5965
spin | geo_moderate | gas-cc-ccs_mod_upgrade | h01 (Summer 10pm-6am) | 0 | 19.8374
spin | geo_moderate | gas-cc-ccs_mod_upgrade | h02 (Summer 6am-1pm) | 0 | 32.0129
spin | geo_moderate | gas-cc-ccs_mod_upgrade | h03 (Summer 1pm-5pm) | 0 | 44.6893
spin | geo_moderate | gas-cc-ccs_mod_upgrade | h04 (Summer 5pm-10pm) | 0 | 25.4986
spin | geo_moderate | gas-cc-ccs_mod_upgrade | h05 (Fall 10pm-6am) | 0 | 18.5511
spin | geo_moderate | gas-cc-ccs_mod_upgrade | h06 (Fall 6am-1pm) | 0 | 25.193
spin | geo_moderate | gas-cc-ccs_mod_upgrade | h07 (Fall 1pm-5pm) | 0 | 42.4877
spin | geo_moderate | gas-cc-ccs_mod_upgrade | h08 (Fall 5pm-10pm) | 0 | 22.2849
spin | geo_moderate | gas-cc-ccs_mod_upgrade | h09 (Winter 10pm-6am) | 0 | 20.7316
spin | geo_moderate | gas-cc-ccs_mod_upgrade | h10 (Winter 6am-1pm) | 0 | 24.8534
spin | geo_moderate | gas-cc-ccs_mod_upgrade | h11 (Winter 1pm-5pm) | 0 | 30.3566
spin | geo_moderate | gas-cc-ccs_mod_upgrade | h12 (Winter 5pm-10pm) | 0 | 23.9728
spin | geo_moderate | gas-cc-ccs_mod_upgrade | h13 (Spring 10pm-6am) | 0 | 18.423
spin | geo_moderate | gas-cc-ccs_mod_upgrade | h14 (Spring 6am-1pm) | 0 | 27.1127
spin | geo_moderate | gas-cc-ccs_mod_upgrade | h15 (Spring 1pm-5pm) | 0 | 38.1119
spin | geo_moderate | gas-cc-ccs_mod_upgrade | h16 (Spring 5pm-10pm) | 0 | 21.5491
spin | geo_moderate | gas-cc-ccs_mod_upgrade | h17 (Summer Peak) | 0.23994 | 35.5965
spin | geo_moderate | gas-ct | h01 (Summer 10pm-6am) | 0 | 19.8374
spin | geo_moderate | gas-ct | h02 (Summer 6am-1pm) | 0 | 32.0129
spin | geo_moderate | gas-ct | h03 (Summer 1pm-5pm) | 0 | 44.6893
spin | geo_moderate | gas-ct | h04 (Summer 5pm-10pm) | 0 | 25.4986
spin | geo_moderate | gas-ct | h05 (Fall 10pm-6am) | 0 | 18.5511
spin | geo_moderate | gas-ct | h06 (Fall 6am-1pm) | 0 | 25.193
spin | geo_moderate | gas-ct | h07 (Fall 1pm-5pm) | 0 | 42.4877
spin | geo_moderate | gas-ct | h08 (Fall 5pm-10pm) | 0 | 22.2849
spin | geo_moderate | gas-ct | h09 (Winter 10pm-6am) | 0 | 20.7316
spin | geo_moderate | gas-ct | h10 (Winter 6am-1pm) | 0 | 24.8534
spin | geo_moderate | gas-ct | h11 (Winter 1pm-5pm) | 0 | 30.3566
spin | geo_moderate | gas-ct | h12 (Winter 5pm-10pm) | 0 | 23.9728
spin | geo_moderate | gas-ct | h13 (Spring 10pm-6am) | 0 | 18.423
spin | geo_moderate | gas-ct | h14 (Spring 6am-1pm) | 0 | 27.1127
spin | geo_moderate | gas-ct | h15 (Spring 1pm-5pm) | 0 | 38.1119
spin | geo_moderate | gas-ct | h16 (Spring 5pm-10pm) | 0 | 21.5491
spin | geo_moderate | gas-ct | h17 (Summer Peak) | 3.0582 | 35.5965
spin | geo_moderate | o-g-s | h01 (Summer 10pm-6am) | 0 | 19.8374
spin | geo_moderate | o-g-s | h02 (Summer 6am-1pm) | 0 | 32.0129
spin | geo_moderate | o-g-s | h03 (Summer 1pm-5pm) | 0 | 44.6893
spin | geo_moderate | o-g-s | h04 (Summer 5pm-10pm) | 0 | 25.4986
spin | geo_moderate | o-g-s | h05 (Fall 10pm-6am) | 0 | 18.5511
spin | geo_moderate | o-g-s | h06 (Fall 6am-1pm) | 0 | 25.193
spin | geo_moderate | o-g-s | h07 (Fall 1pm-5pm) | 0 | 42.4877
spin | geo_moderate | o-g-s | h08 (Fall 5pm-10pm) | 0 | 22.2849
spin | geo_moderate | o-g-s | h09 (Winter 10pm-6am) | 0 | 20.7316
spin | geo_moderate | o-g-s | h10 (Winter 6am-1pm) | 0 | 24.8534
spin | geo_moderate | o-g-s | h11 (Winter 1pm-5pm) | 0 | 30.3566
spin | geo_moderate | o-g-s | h12 (Winter 5pm-10pm) | 0 | 23.9728
spin | geo_moderate | o-g-s | h13 (Spring 10pm-6am) | 0 | 18.423
spin | geo_moderate | o-g-s | h14 (Spring 6am-1pm) | 0 | 27.1127
spin | geo_moderate | o-g-s | h15 (Spring 1pm-5pm) | 0 | 38.1119
spin | geo_moderate | o-g-s | h16 (Spring 5pm-10pm) | 0 | 21.5491
spin | geo_moderate | o-g-s | h17 (Summer Peak) | 0.00048995 | 35.5965
spin | geo_moderate | hydro | h01 (Summer 10pm-6am) | 4.4203 | 19.8374
spin | geo_moderate | hydro | h02 (Summer 6am-1pm) | 3.0635 | 32.0129
spin | geo_moderate | hydro | h03 (Summer 1pm-5pm) | 1.7987 | 44.6893
spin | geo_moderate | hydro | h04 (Summer 5pm-10pm) | 5.3446 | 25.4986
spin | geo_moderate | hydro | h05 (Fall 10pm-6am) | 2.287 | 18.5511
spin | geo_moderate | hydro | h06 (Fall 6am-1pm) | 6.401 | 25.193
spin | geo_moderate | hydro | h07 (Fall 1pm-5pm) | 2.4292 | 42.4877
spin | geo_moderate | hydro | h08 (Fall 5pm-10pm) | 4.9252 | 22.2849
spin | geo_moderate | hydro | h09 (Winter 10pm-6am) | 3.8273 | 20.7316
spin | geo_moderate | hydro | h10 (Winter 6am-1pm) | 7.0662 | 24.8534
spin | geo_moderate | hydro | h11 (Winter 1pm-5pm) | 1.571 | 30.3566
spin | geo_moderate | hydro | h12 (Winter 5pm-10pm) | 4.3215 | 23.9728
spin | geo_moderate | hydro | h13 (Spring 10pm-6am) | 3.8544 | 18.423
spin | geo_moderate | hydro | h14 (Spring 6am-1pm) | 11.1584 | 27.1127
spin | geo_moderate | hydro | h15 (Spring 1pm-5pm) | 2.4015 | 38.1119
spin | geo_moderate | hydro | h16 (Spring 5pm-10pm) | 5.0336 | 21.5491
spin | geo_moderate | hydro | h17 (Summer Peak) | 5.4903 | 35.5965
spin | geo_moderate | geothermal | h01 (Summer 10pm-6am) | 0 | 19.8374
spin | geo_moderate | geothermal | h02 (Summer 6am-1pm) | 0 | 32.0129
spin | geo_moderate | geothermal | h03 (Summer 1pm-5pm) | 0 | 44.6893
spin | geo_moderate | geothermal | h04 (Summer 5pm-10pm) | 0 | 25.4986
spin | geo_moderate | geothermal | h05 (Fall 10pm-6am) | 0 | 18.5511
spin | geo_moderate | geothermal | h06 (Fall 6am-1pm) | 0 | 25.193
spin | geo_moderate | geothermal | h07 (Fall 1pm-5pm) | 0 | 42.4877
spin | geo_moderate | geothermal | h08 (Fall 5pm-10pm) | 0 | 22.2849
spin | geo_moderate | geothermal | h09 (Winter 10pm-6am) | 0 | 20.7316
spin | geo_moderate | geothermal | h10 (Winter 6am-1pm) | 0 | 24.8534
spin | geo_moderate | geothermal | h11 (Winter 1pm-5pm) | 0 | 30.3566
spin | geo_moderate | geothermal | h12 (Winter 5pm-10pm) | 0 | 23.9728
spin | geo_moderate | geothermal | h13 (Spring 10pm-6am) | 0 | 18.423
spin | geo_moderate | geothermal | h14 (Spring 6am-1pm) | 0 | 27.1127
spin | geo_moderate | geothermal | h15 (Spring 1pm-5pm) | 0 | 38.1119
spin | geo_moderate | geothermal | h16 (Spring 5pm-10pm) | 0 | 21.5491
spin | geo_moderate | geothermal | h17 (Summer Peak) | 0 | 35.5965
spin | geo_moderate | biopower | h01 (Summer 10pm-6am) | 0.00049636 | 19.8374
spin | geo_moderate | biopower | h02 (Summer 6am-1pm) | 0.00049636 | 32.0129
spin | geo_moderate | biopower | h03 (Summer 1pm-5pm) | 0 | 44.6893
spin | geo_moderate | biopower | h04 (Summer 5pm-10pm) | 0.075336 | 25.4986
spin | geo_moderate | biopower | h05 (Fall 10pm-6am) | 0 | 18.5511
spin | geo_moderate | biopower | h06 (Fall 6am-1pm) | 0.00044591 | 25.193
spin | geo_moderate | biopower | h07 (Fall 1pm-5pm) | 0 | 42.4877
spin | geo_moderate | biopower | h08 (Fall 5pm-10pm) | 0.00066886 | 22.2849
spin | geo_moderate | biopower | h09 (Winter 10pm-6am) | 0.016312 | 20.7316
spin | geo_moderate | biopower | h10 (Winter 6am-1pm) | 0.0023868 | 24.8534
spin | geo_moderate | biopower | h11 (Winter 1pm-5pm) | 0 | 30.3566
spin | geo_moderate | biopower | h12 (Winter 5pm-10pm) | 0.046474 | 23.9728
spin | geo_moderate | biopower | h13 (Spring 10pm-6am) | 0 | 18.423
spin | geo_moderate | biopower | h14 (Spring 6am-1pm) | 0.00053196 | 27.1127
spin | geo_moderate | biopower | h15 (Spring 1pm-5pm) | 0 | 38.1119
spin | geo_moderate | biopower | h16 (Spring 5pm-10pm) | 0.00079794 | 21.5491
spin | geo_moderate | biopower | h17 (Summer Peak) | 0.11046 | 35.5965
spin | geo_moderate | lfill-gas | h01 (Summer 10pm-6am) | 0 | 19.8374
spin | geo_moderate | lfill-gas | h02 (Summer 6am-1pm) | 0.002838 | 32.0129
spin | geo_moderate | lfill-gas | h03 (Summer 1pm-5pm) | 0 | 44.6893
spin | geo_moderate | lfill-gas | h04 (Summer 5pm-10pm) | 0.00055 | 25.4986
spin | geo_moderate | lfill-gas | h05 (Fall 10pm-6am) | 0 | 18.5511
spin | geo_moderate | lfill-gas | h06 (Fall 6am-1pm) | 0 | 25.193
spin | geo_moderate | lfill-gas | h07 (Fall 1pm-5pm) | 0 | 42.4877
spin | geo_moderate | lfill-gas | h08 (Fall 5pm-10pm) | 0 | 22.2849
spin | geo_moderate | lfill-gas | h09 (Winter 10pm-6am) | 0 | 20.7316
spin | geo_moderate | lfill-gas | h10 (Winter 6am-1pm) | 0 | 24.8534
spin | geo_moderate | lfill-gas | h11 (Winter 1pm-5pm) | 0 | 30.3566
spin | geo_moderate | lfill-gas | h12 (Winter 5pm-10pm) | 0 | 23.9728
spin | geo_moderate | lfill-gas | h13 (Spring 10pm-6am) | 0 | 18.423
spin | geo_moderate | lfill-gas | h14 (Spring 6am-1pm) | 0 | 27.1127
spin | geo_moderate | lfill-gas | h15 (Spring 1pm-5pm) | 0.00046188 | 38.1119
spin | geo_moderate | lfill-gas | h16 (Spring 5pm-10pm) | 0.00046188 | 21.5491
spin | geo_moderate | lfill-gas | h17 (Summer Peak) | 0.00055 | 35.5965
spin | geo_moderate | pvb | h01 (Summer 10pm-6am) | 0.080751 | 19.8374
spin | geo_moderate | pvb | h02 (Summer 6am-1pm) | 0.17837 | 32.0129
spin | geo_moderate | pvb | h03 (Summer 1pm-5pm) | 1.4502 | 44.6893
spin | geo_moderate | pvb | h04 (Summer 5pm-10pm) | 0.45648 | 25.4986
spin | geo_moderate | pvb | h05 (Fall 10pm-6am) | 0 | 18.5511
spin | geo_moderate | pvb | h06 (Fall 6am-1pm) | 0.30965 | 25.193
spin | geo_moderate | pvb | h07 (Fall 1pm-5pm) | 1.0404 | 42.4877
spin | geo_moderate | pvb | h08 (Fall 5pm-10pm) | 0.4259 | 22.2849
spin | geo_moderate | pvb | h09 (Winter 10pm-6am) | 0.37921 | 20.7316
spin | geo_moderate | pvb | h10 (Winter 6am-1pm) | 0.33782 | 24.8534
spin | geo_moderate | pvb | h11 (Winter 1pm-5pm) | 1.1301 | 30.3566
spin | geo_moderate | pvb | h12 (Winter 5pm-10pm) | 0.83826 | 23.9728
spin | geo_moderate | pvb | h13 (Spring 10pm-6am) | 0 | 18.423
spin | geo_moderate | pvb | h14 (Spring 6am-1pm) | 0.2822 | 27.1127
spin | geo_moderate | pvb | h15 (Spring 1pm-5pm) | 0.79919 | 38.1119
spin | geo_moderate | pvb | h16 (Spring 5pm-10pm) | 0.35421 | 21.5491
spin | geo_moderate | pvb | h17 (Summer Peak) | 0.47933 | 35.5965
spin | geo_moderate | battery_2 | h01 (Summer 10pm-6am) | 0.71368 | 19.8374
spin | geo_moderate | battery_2 | h02 (Summer 6am-1pm) | 1.1555 | 32.0129
spin | geo_moderate | battery_2 | h03 (Summer 1pm-5pm) | 1.1101 | 44.6893
spin | geo_moderate | battery_2 | h04 (Summer 5pm-10pm) | 1.3284 | 25.4986
spin | geo_moderate | battery_2 | h05 (Fall 10pm-6am) | 0.48579 | 18.5511
spin | geo_moderate | battery_2 | h06 (Fall 6am-1pm) | 1.1473 | 25.193
spin | geo_moderate | battery_2 | h07 (Fall 1pm-5pm) | 1.8386 | 42.4877
spin | geo_moderate | battery_2 | h08 (Fall 5pm-10pm) | 1.3605 | 22.2849
spin | geo_moderate | battery_2 | h09 (Winter 10pm-6am) | 0.36082 | 20.7316
spin | geo_moderate | battery_2 | h10 (Winter 6am-1pm) | 0.87001 | 24.8534
spin | geo_moderate | battery_2 | h11 (Winter 1pm-5pm) | 1.8915 | 30.3566
spin | geo_moderate | battery_2 | h12 (Winter 5pm-10pm) | 1.927 | 23.9728
spin | geo_moderate | battery_2 | h13 (Spring 10pm-6am) | 0.35953 | 18.423
spin | geo_moderate | battery_2 | h14 (Spring 6am-1pm) | 1.197 | 27.1127
spin | geo_moderate | battery_2 | h15 (Spring 1pm-5pm) | 1.9544 | 38.1119
spin | geo_moderate | battery_2 | h16 (Spring 5pm-10pm) | 0.84194 | 21.5491
spin | geo_moderate | battery_2 | h17 (Summer Peak) | 2.8474 | 35.5965
spin | geo_moderate | battery_4 | h01 (Summer 10pm-6am) | 3.3498 | 19.8374
spin | geo_moderate | battery_4 | h02 (Summer 6am-1pm) | 7.3378 | 32.0129
spin | geo_moderate | battery_4 | h03 (Summer 1pm-5pm) | 22.1612 | 44.6893
spin | geo_moderate | battery_4 | h04 (Summer 5pm-10pm) | 5.8274 | 25.4986
spin | geo_moderate | battery_4 | h05 (Fall 10pm-6am) | 5.389 | 18.5511
spin | geo_moderate | battery_4 | h06 (Fall 6am-1pm) | 5.2035 | 25.193
spin | geo_moderate | battery_4 | h07 (Fall 1pm-5pm) | 25.986 | 42.4877
spin | geo_moderate | battery_4 | h08 (Fall 5pm-10pm) | 5.3882 | 22.2849
spin | geo_moderate | battery_4 | h09 (Winter 10pm-6am) | 7.38 | 20.7316
spin | geo_moderate | battery_4 | h10 (Winter 6am-1pm) | 7.1255 | 24.8534
spin | geo_moderate | battery_4 | h11 (Winter 1pm-5pm) | 13.4969 | 30.3566
spin | geo_moderate | battery_4 | h12 (Winter 5pm-10pm) | 11.0944 | 23.9728
spin | geo_moderate | battery_4 | h13 (Spring 10pm-6am) | 2.0507 | 18.423
spin | geo_moderate | battery_4 | h14 (Spring 6am-1pm) | 4.2938 | 27.1127
spin | geo_moderate | battery_4 | h15 (Spring 1pm-5pm) | 20.7284 | 38.1119
spin | geo_moderate | battery_4 | h16 (Spring 5pm-10pm) | 2.7488 | 21.5491
spin | geo_moderate | battery_4 | h17 (Summer Peak) | 7.6704 | 35.5965
spin | geo_moderate | battery_6 | h01 (Summer 10pm-6am) | 1.3075 | 19.8374
spin | geo_moderate | battery_6 | h02 (Summer 6am-1pm) | 7.4833 | 32.0129
spin | geo_moderate | battery_6 | h03 (Summer 1pm-5pm) | 11.9398 | 44.6893
spin | geo_moderate | battery_6 | h04 (Summer 5pm-10pm) | 1.0177 | 25.4986
spin | geo_moderate | battery_6 | h05 (Fall 10pm-6am) | 0.49281 | 18.5511
spin | geo_moderate | battery_6 | h06 (Fall 6am-1pm) | 3.1396 | 25.193
spin | geo_moderate | battery_6 | h07 (Fall 1pm-5pm) | 6.3279 | 42.4877
spin | geo_moderate | battery_6 | h08 (Fall 5pm-10pm) | 1.2937 | 22.2849
spin | geo_moderate | battery_6 | h09 (Winter 10pm-6am) | 2.6419 | 20.7316
spin | geo_moderate | battery_6 | h10 (Winter 6am-1pm) | 2.884 | 24.8534
spin | geo_moderate | battery_6 | h11 (Winter 1pm-5pm) | 7.9795 | 30.3566
spin | geo_moderate | battery_6 | h12 (Winter 5pm-10pm) | 2.6152 | 23.9728
spin | geo_moderate | battery_6 | h13 (Spring 10pm-6am) | 1.731 | 18.423
spin | geo_moderate | battery_6 | h14 (Spring 6am-1pm) | 2.2672 | 27.1127
spin | geo_moderate | battery_6 | h15 (Spring 1pm-5pm) | 5.4563 | 38.1119
spin | geo_moderate | battery_6 | h16 (Spring 5pm-10pm) | 0.34845 | 21.5491
spin | geo_moderate | battery_6 | h17 (Summer Peak) | 0.1711 | 35.5965
spin | geo_moderate | battery_8 | h01 (Summer 10pm-6am) | 0.31162 | 19.8374
spin | geo_moderate | battery_8 | h02 (Summer 6am-1pm) | 0.44708 | 32.0129
spin | geo_moderate | battery_8 | h03 (Summer 1pm-5pm) | 0.034525 | 44.6893
spin | geo_moderate | battery_8 | h04 (Summer 5pm-10pm) | 0 | 25.4986
spin | geo_moderate | battery_8 | h05 (Fall 10pm-6am) | 1.1743 | 18.5511
spin | geo_moderate | battery_8 | h06 (Fall 6am-1pm) | 0.63383 | 25.193
spin | geo_moderate | battery_8 | h07 (Fall 1pm-5pm) | 1.6976 | 42.4877
spin | geo_moderate | battery_8 | h08 (Fall 5pm-10pm) | 0 | 22.2849
spin | geo_moderate | battery_8 | h09 (Winter 10pm-6am) | 0.77992 | 20.7316
spin | geo_moderate | battery_8 | h10 (Winter 6am-1pm) | 0.97016 | 24.8534
spin | geo_moderate | battery_8 | h11 (Winter 1pm-5pm) | 2.1637 | 30.3566
spin | geo_moderate | battery_8 | h12 (Winter 5pm-10pm) | 0.22123 | 23.9728
spin | geo_moderate | battery_8 | h13 (Spring 10pm-6am) | 2.3273 | 18.423
spin | geo_moderate | battery_8 | h14 (Spring 6am-1pm) | 1.3489 | 27.1127
spin | geo_moderate | battery_8 | h15 (Spring 1pm-5pm) | 0.93111 | 38.1119
spin | geo_moderate | battery_8 | h16 (Spring 5pm-10pm) | 0.37447 | 21.5491
spin | geo_moderate | battery_8 | h17 (Summer Peak) | 0 | 35.5965
spin | geo_moderate | battery_10 | h01 (Summer 10pm-6am) | 0 | 19.8374
spin | geo_moderate | battery_10 | h02 (Summer 6am-1pm) | 0 | 32.0129
spin | geo_moderate | battery_10 | h03 (Summer 1pm-5pm) | 0 | 44.6893
spin | geo_moderate | battery_10 | h04 (Summer 5pm-10pm) | 0 | 25.4986
spin | geo_moderate | battery_10 | h05 (Fall 10pm-6am) | 0 | 18.5511
spin | geo_moderate | battery_10 | h06 (Fall 6am-1pm) | 0 | 25.193
spin | geo_moderate | battery_10 | h07 (Fall 1pm-5pm) | 0 | 42.4877
spin | geo_moderate | battery_10 | h08 (Fall 5pm-10pm) | 0 | 22.2849
spin | geo_moderate | battery_10 | h09 (Winter 10pm-6am) | 0 | 20.7316
spin | geo_moderate | battery_10 | h10 (Winter 6am-1pm) | 0 | 24.8534
spin | geo_moderate | battery_10 | h11 (Winter 1pm-5pm) | 0 | 30.3566
spin | geo_moderate | battery_10 | h12 (Winter 5pm-10pm) | 0 | 23.9728
spin | geo_moderate | battery_10 | h13 (Spring 10pm-6am) | 0 | 18.423
spin | geo_moderate | battery_10 | h14 (Spring 6am-1pm) | 0 | 27.1127
spin | geo_moderate | battery_10 | h15 (Spring 1pm-5pm) | 0 | 38.1119
spin | geo_moderate | battery_10 | h16 (Spring 5pm-10pm) | 0 | 21.5491
spin | geo_moderate | battery_10 | h17 (Summer Peak) | 0 | 35.5965
spin | geo_moderate | pumped-hydro | h01 (Summer 10pm-6am) | 9.6211 | 19.8374
spin | geo_moderate | pumped-hydro | h02 (Summer 6am-1pm) | 12.2942 | 32.0129
spin | geo_moderate | pumped-hydro | h03 (Summer 1pm-5pm) | 6.1324 | 44.6893
spin | geo_moderate | pumped-hydro | h04 (Summer 5pm-10pm) | 11.3932 | 25.4986
spin | geo_moderate | pumped-hydro | h05 (Fall 10pm-6am) | 8.6947 | 18.5511
spin | geo_moderate | pumped-hydro | h06 (Fall 6am-1pm) | 8.3143 | 25.193
spin | geo_moderate | pumped-hydro | h07 (Fall 1pm-5pm) | 3.1178 | 42.4877
spin | geo_moderate | pumped-hydro | h08 (Fall 5pm-10pm) | 8.2067 | 22.2849
spin | geo_moderate | pumped-hydro | h09 (Winter 10pm-6am) | 5.3111 | 20.7316
spin | geo_moderate | pumped-hydro | h10 (Winter 6am-1pm) | 5.5503 | 24.8534
spin | geo_moderate | pumped-hydro | h11 (Winter 1pm-5pm) | 2.0733 | 30.3566
spin | geo_moderate | pumped-hydro | h12 (Winter 5pm-10pm) | 1.0614 | 23.9728
spin | geo_moderate | pumped-hydro | h13 (Spring 10pm-6am) | 7.6579 | 18.423
spin | geo_moderate | pumped-hydro | h14 (Spring 6am-1pm) | 5.9031 | 27.1127
spin | geo_moderate | pumped-hydro | h15 (Spring 1pm-5pm) | 4.5761 | 38.1119
spin | geo_moderate | pumped-hydro | h16 (Spring 5pm-10pm) | 2.9542 | 21.5491
spin | geo_moderate | pumped-hydro | h17 (Summer Peak) | 13.5355 | 35.5965

## 11_Firm Capacity (GW)
season | scenario | tech | year | Firm Capacity (GW) | Net Level Firm Capacity (GW)
fall | geo_moderate | nuclear | 2010 | 103.7491 | 940.7405
fall | geo_moderate | nuclear | 2012 | 103.7491 | 970.9092
fall | geo_moderate | nuclear | 2014 | 99.5688 | 957.1548
fall | geo_moderate | nuclear | 2016 | 100.208 | 968.8192
fall | geo_moderate | nuclear | 2018 | 99.6003 | 977.3898
fall | geo_moderate | nuclear | 2020 | 96.5236 | 1011.1378
fall | geo_moderate | nuclear | 2022 | 96.9468 | 1114.996
fall | geo_moderate | nuclear | 2024 | 96.9468 | 892.647
fall | geo_moderate | nuclear | 2026 | 96.9468 | 904.3032
fall | geo_moderate | nuclear | 2028 | 96.9468 | 913.1135
fall | geo_moderate | nuclear | 2030 | 94.7068 | 930.6026
fall | geo_moderate | nuclear | 2032 | 94.7068 | 957.1874
fall | geo_moderate | nuclear | 2034 | 89.5398 | 989.7809
fall | geo_moderate | nuclear | 2036 | 87.0186 | 1025.4984
fall | geo_moderate | nuclear | 2038 | 87.0186 | 1070.4748
fall | geo_moderate | nuclear | 2040 | 87.0186 | 1107.5526
fall | geo_moderate | nuclear | 2042 | 87.0186 | 1145.5406
fall | geo_moderate | nuclear | 2044 | 87.0186 | 1177.1676
fall | geo_moderate | nuclear | 2046 | 87.0186 | 1210.6634
fall | geo_moderate | nuclear | 2048 | 87.0186 | 1243.0591
fall | geo_moderate | nuclear | 2050 | 84.3094 | 1274.2601
fall | geo_moderate | coal | 2010 | 296.7419 | 940.7405
fall | geo_moderate | coal | 2012 | 291.2386 | 970.9092
fall | geo_moderate | coal | 2014 | 281.2835 | 957.1548
fall | geo_moderate | coal | 2016 | 258.6969 | 968.8192
fall | geo_moderate | coal | 2018 | 237.8386 | 977.3898
fall | geo_moderate | coal | 2020 | 220.2663 | 1011.1378
fall | geo_moderate | coal | 2022 | 202.02 | 1114.996
fall | geo_moderate | coal | 2024 | 183.4877 | 892.647
fall | geo_moderate | coal | 2026 | 172.1879 | 904.3032
fall | geo_moderate | coal | 2028 | 152.1658 | 913.1135
fall | geo_moderate | coal | 2030 | 139.068 | 930.6026
fall | geo_moderate | coal | 2032 | 136.871 | 957.1874
fall | geo_moderate | coal | 2034 | 132.6903 | 989.7809
fall | geo_moderate | coal | 2036 | 131.408 | 1025.4984
fall | geo_moderate | coal | 2038 | 129.7009 | 1070.4748
fall | geo_moderate | coal | 2040 | 126.8693 | 1107.5526
fall | geo_moderate | coal | 2042 | 122.289 | 1145.5406
fall | geo_moderate | coal | 2044 | 114.789 | 1177.1676
fall | geo_moderate | coal | 2046 | 99.9213 | 1210.6634
fall | geo_moderate | coal | 2048 | 86.2004 | 1243.0591
fall | geo_moderate | coal | 2050 | 72.676 | 1274.2601
fall | geo_moderate | gas-cc | 2010 | 201.204 | 940.7405
fall | geo_moderate | gas-cc | 2012 | 215.7431 | 970.9092
fall | geo_moderate | gas-cc | 2014 | 225.5781 | 957.1548
fall | geo_moderate | gas-cc | 2016 | 234.2477 | 968.8192
fall | geo_moderate | gas-cc | 2018 | 257.9461 | 977.3898
fall | geo_moderate | gas-cc | 2020 | 268.2452 | 1011.1378
fall | geo_moderate | gas-cc | 2022 | 301.6179 | 1114.996
fall | geo_moderate | gas-cc | 2024 | 299.2108 | 892.647
fall | geo_moderate | gas-cc | 2026 | 299.0708 | 904.3032
fall | geo_moderate | gas-cc | 2028 | 300.0996 | 913.1135
fall | geo_moderate | gas-cc | 2030 | 296.723 | 930.6026
fall | geo_moderate | gas-cc | 2032 | 295.5379 | 957.1874
fall | geo_moderate | gas-cc | 2034 | 295.3209 | 989.7809
fall | geo_moderate | gas-cc | 2036 | 294.2588 | 1025.4984
fall | geo_moderate | gas-cc | 2038 | 294.247 | 1070.4748
fall | geo_moderate | gas-cc | 2040 | 298.0986 | 1107.5526
fall | geo_moderate | gas-cc | 2042 | 301.367 | 1145.5406
fall | geo_moderate | gas-cc | 2044 | 305.944 | 1177.1676
fall | geo_moderate | gas-cc | 2046 | 301.1157 | 1210.6634
fall | geo_moderate | gas-cc | 2048 | 310.0558 | 1243.0591
fall | geo_moderate | gas-cc | 2050 | 315.4175 | 1274.2601
fall | geo_moderate | gas-cc-ccs_mod_upgrade | 2010 | 0 | 940.7405
fall | geo_moderate | gas-cc-ccs_mod_upgrade | 2012 | 0 | 970.9092
fall | geo_moderate | gas-cc-ccs_mod_upgrade | 2014 | 0 | 957.1548
fall | geo_moderate | gas-cc-ccs_mod_upgrade | 2016 | 0 | 968.8192
fall | geo_moderate | gas-cc-ccs_mod_upgrade | 2018 | 0 | 977.3898
fall | geo_moderate | gas-cc-ccs_mod_upgrade | 2020 | 0 | 1011.1378
fall | geo_moderate | gas-cc-ccs_mod_upgrade | 2022 | 0 | 1114.996
fall | geo_moderate | gas-cc-ccs_mod_upgrade | 2024 | 0 | 892.647
fall | geo_moderate | gas-cc-ccs_mod_upgrade | 2026 | 0 | 904.3032
fall | geo_moderate | gas-cc-ccs_mod_upgrade | 2028 | 0.69298 | 913.1135
fall | geo_moderate | gas-cc-ccs_mod_upgrade | 2030 | 0.69298 | 930.6026
fall | geo_moderate | gas-cc-ccs_mod_upgrade | 2032 | 0.69298 | 957.1874
fall | geo_moderate | gas-cc-ccs_mod_upgrade | 2034 | 0.69298 | 989.7809
fall | geo_moderate | gas-cc-ccs_mod_upgrade | 2036 | 0.69298 | 1025.4984
fall | geo_moderate | gas-cc-ccs_mod_upgrade | 2038 | 0.69298 | 1070.4748
fall | geo_moderate | gas-cc-ccs_mod_upgrade | 2040 | 0.69298 | 1107.5526
fall | geo_moderate | gas-cc-ccs_mod_upgrade | 2042 | 0.69298 | 1145.5406
fall | geo_moderate | gas-cc-ccs_mod_upgrade | 2044 | 0.69298 | 1177.1676
fall | geo_moderate | gas-cc-ccs_mod_upgrade | 2046 | 0.69298 | 1210.6634
fall | geo_moderate | gas-cc-ccs_mod_upgrade | 2048 | 0.69298 | 1243.0591
fall | geo_moderate | gas-cc-ccs_mod_upgrade | 2050 | 0.69298 | 1274.2601
fall | geo_moderate | gas-ct | 2010 | 119.9955 | 940.7405
fall | geo_moderate | gas-ct | 2012 | 145.1084 | 970.9092
fall | geo_moderate | gas-ct | 2014 | 148.6238 | 957.1548
fall | geo_moderate | gas-ct | 2016 | 178.8035 | 968.8192
fall | geo_moderate | gas-ct | 2018 | 198.5574 | 977.3898
fall | geo_moderate | gas-ct | 2020 | 241.7765 | 1011.1378
fall | geo_moderate | gas-ct | 2022 | 244.8539 | 1114.996
fall | geo_moderate | gas-ct | 2024 | 128.2238 | 892.647
fall | geo_moderate | gas-ct | 2026 | 126.7358 | 904.3032
fall | geo_moderate | gas-ct | 2028 | 127.9626 | 913.1135
fall | geo_moderate | gas-ct | 2030 | 126.2703 | 930.6026
fall | geo_moderate | gas-ct | 2032 | 125.3833 | 957.1874
fall | geo_moderate | gas-ct | 2034 | 124.966 | 989.7809
fall | geo_moderate | gas-ct | 2036 | 126.4963 | 1025.4984
fall | geo_moderate | gas-ct | 2038 | 143.4978 | 1070.4748
fall | geo_moderate | gas-ct | 2040 | 175.6359 | 1107.5526
fall | geo_moderate | gas-ct | 2042 | 206.7631 | 1145.5406
fall | geo_moderate | gas-ct | 2044 | 239.9837 | 1177.1676
fall | geo_moderate | gas-ct | 2046 | 281.1148 | 1210.6634
fall | geo_moderate | gas-ct | 2048 | 311.468 | 1243.0591
fall | geo_moderate | gas-ct | 2050 | 348.1135 | 1274.2601
fall | geo_moderate | o-g-s | 2010 | 140.2354 | 940.7405
fall | geo_moderate | o-g-s | 2012 | 132.4567 | 970.9092
fall | geo_moderate | o-g-s | 2014 | 123.1645 | 957.1548
fall | geo_moderate | o-g-s | 2016 | 110.9605 | 968.8192
fall | geo_moderate | o-g-s | 2018 | 96.372 | 977.3898
fall | geo_moderate | o-g-s | 2020 | 89.885 | 1011.1378
fall | geo_moderate | o-g-s | 2022 | 85.1197 | 1114.996
fall | geo_moderate | o-g-s | 2024 | 6.0559 | 892.647
fall | geo_moderate | o-g-s | 2026 | 5.841 | 904.3032
fall | geo_moderate | o-g-s | 2028 | 5.4853 | 913.1135
fall | geo_moderate | o-g-s | 2030 | 3.7995 | 930.6026
fall | geo_moderate | o-g-s | 2032 | 3.7224 | 957.1874
fall | geo_moderate | o-g-s | 2034 | 3.6553 | 989.7809
fall | geo_moderate | o-g-s | 2036 | 3.4457 | 1025.4984
fall | geo_moderate | o-g-s | 2038 | 3.44 | 1070.4748
fall | geo_moderate | o-g-s | 2040 | 3.1816 | 1107.5526
fall | geo_moderate | o-g-s | 2042 | 3.1805 | 1145.5406
fall | geo_moderate | o-g-s | 2044 | 3.1505 | 1177.1676
fall | geo_moderate | o-g-s | 2046 | 3.0944 | 1210.6634
fall | geo_moderate | o-g-s | 2048 | 2.5246 | 1243.0591
fall | geo_moderate | o-g-s | 2050 | 2.0464 | 1274.2601
fall | geo_moderate | hydro | 2010 | 56.1473 | 940.7405
fall | geo_moderate | hydro | 2012 | 55.4815 | 970.9092
fall | geo_moderate | hydro | 2014 | 55.0099 | 957.1548
fall | geo_moderate | hydro | 2016 | 54.3648 | 968.8192
fall | geo_moderate | hydro | 2018 | 56.6835 | 977.3898
fall | geo_moderate | hydro | 2020 | 57.0203 | 1011.1378
fall | geo_moderate | hydro | 2022 | 57.0882 | 1114.996
fall | geo_moderate | hydro | 2024 | 57.1105 | 892.647
fall | geo_moderate | hydro | 2026 | 58.0705 | 904.3032
fall | geo_moderate | hydro | 2028 | 59.1392 | 913.1135
fall | geo_moderate | hydro | 2030 | 59.3153 | 930.6026
fall | geo_moderate | hydro | 2032 | 59.4074 | 957.1874
fall | geo_moderate | hydro | 2034 | 59.5694 | 989.7809
fall | geo_moderate | hydro | 2036 | 59.6881 | 1025.4984
fall | geo_moderate | hydro | 2038 | 59.9481 | 1070.4748
fall | geo_moderate | hydro | 2040 | 60.0593 | 1107.5526
fall | geo_moderate | hydro | 2042 | 60.2057 | 1145.5406
fall | geo_moderate | hydro | 2044 | 60.3576 | 1177.1676
fall | geo_moderate | hydro | 2046 | 60.4923 | 1210.6634
fall | geo_moderate | hydro | 2048 | 60.6561 | 1243.0591
fall | geo_moderate | hydro | 2050 | 60.808 | 1274.2601
fall | geo_moderate | geothermal | 2010 | 3.0062 | 940.7405
fall | geo_moderate | geothermal | 2012 | 4.8165 | 970.9092
fall | geo_moderate | geothermal | 2014 | 4.9484 | 957.1548
fall | geo_moderate | geothermal | 2016 | 4.9984 | 968.8192
fall | geo_moderate | geothermal | 2018 | 5.9151 | 977.3898
fall | geo_moderate | geothermal | 2020 | 6.064 | 1011.1378
fall | geo_moderate | geothermal | 2022 | 6.1252 | 1114.996
fall | geo_moderate | geothermal | 2024 | 6.1252 | 892.647
fall | geo_moderate | geothermal | 2026 | 6.1252 | 904.3032
fall | geo_moderate | geothermal | 2028 | 6.2959 | 913.1135
fall | geo_moderate | geothermal | 2030 | 6.2959 | 930.6026
fall | geo_moderate | geothermal | 2032 | 6.2959 | 957.1874
fall | geo_moderate | geothermal | 2034 | 6.2959 | 989.7809
fall | geo_moderate | geothermal | 2036 | 6.2959 | 1025.4984
fall | geo_moderate | geothermal | 2038 | 6.2959 | 1070.4748
fall | geo_moderate | geothermal | 2040 | 5.7746 | 1107.5526
fall | geo_moderate | geothermal | 2042 | 3.9644 | 1145.5406
fall | geo_moderate | geothermal | 2044 | 3.8325 | 1177.1676
fall | geo_moderate | geothermal | 2046 | 3.7825 | 1210.6634
fall | geo_moderate | geothermal | 2048 | 2.8657 | 1243.0591
fall | geo_moderate | geothermal | 2050 | 3.7461 | 1274.2601
fall | geo_moderate | biopower | 2010 | 2.8885 | 940.7405
fall | geo_moderate | biopower | 2012 | 2.9776 | 970.9092
fall | geo_moderate | biopower | 2014 | 3.4299 | 957.1548
fall | geo_moderate | biopower | 2016 | 3.2245 | 968.8192
fall | geo_moderate | biopower | 2018 | 3.184 | 977.3898
fall | geo_moderate | biopower | 2020 | 3.0193 | 1011.1378
fall | geo_moderate | biopower | 2022 | 2.8851 | 1114.996
fall | geo_moderate | biopower | 2024 | 2.8881 | 892.647
fall | geo_moderate | biopower | 2026 | 2.8881 | 904.3032
fall | geo_moderate | biopower | 2028 | 2.6292 | 913.1135
fall | geo_moderate | biopower | 2030 | 2.393 | 930.6026
fall | geo_moderate | biopower | 2032 | 2.0992 | 957.1874
fall | geo_moderate | biopower | 2034 | 1.7199 | 989.7809
fall | geo_moderate | biopower | 2036 | 1.5139 | 1025.4984
fall | geo_moderate | biopower | 2038 | 1.3738 | 1070.4748
fall | geo_moderate | biopower | 2040 | 1.3388 | 1107.5526
fall | geo_moderate | biopower | 2042 | 1.2559 | 1145.5406
fall | geo_moderate | biopower | 2044 | 1.1709 | 1177.1676
fall | geo_moderate | biopower | 2046 | 1.1659 | 1210.6634
fall | geo_moderate | biopower | 2048 | 1.1329 | 1243.0591
fall | geo_moderate | biopower | 2050 | 1.1286 | 1274.2601
fall | geo_moderate | lfill-gas | 2010 | 3.4027 | 940.7405
fall | geo_moderate | lfill-gas | 2012 | 3.6413 | 970.9092
fall | geo_moderate | lfill-gas | 2014 | 3.7416 | 957.1548
fall | geo_moderate | lfill-gas | 2016 | 3.7374 | 968.8192
fall | geo_moderate | lfill-gas | 2018 | 3.6803 | 977.3898
fall | geo_moderate | lfill-gas | 2020 | 3.5039 | 1011.1378
fall | geo_moderate | lfill-gas | 2022 | 3.5006 | 1114.996
fall | geo_moderate | lfill-gas | 2024 | 3.5006 | 892.647
fall | geo_moderate | lfill-gas | 2026 | 3.5006 | 904.3032
fall | geo_moderate | lfill-gas | 2028 | 3.4646 | 913.1135
fall | geo_moderate | lfill-gas | 2030 | 3.4646 | 930.6026
fall | geo_moderate | lfill-gas | 2032 | 3.4646 | 957.1874
fall | geo_moderate | lfill-gas | 2034 | 3.4646 | 989.7809
fall | geo_moderate | lfill-gas | 2036 | 3.4646 | 1025.4984
fall | geo_moderate | lfill-gas | 2038 | 3.4646 | 1070.4748
fall | geo_moderate | lfill-gas | 2040 | 3.4646 | 1107.5526
fall | geo_moderate | lfill-gas | 2042 | 3.4646 | 1145.5406
fall | geo_moderate | lfill-gas | 2044 | 3.4646 | 1177.1676
fall | geo_moderate | lfill-gas | 2046 | 3.4646 | 1210.6634
fall | geo_moderate | lfill-gas | 2048 | 3.4646 | 1243.0591
fall | geo_moderate | lfill-gas | 2050 | 3.4646 | 1274.2601
fall | geo_moderate | wind-ons | 2010 | 1.6343 | 940.7405
fall | geo_moderate | wind-ons | 2012 | 7.4824 | 970.9092
fall | geo_moderate | wind-ons | 2014 | 2.3636 | 957.1548
fall | geo_moderate | wind-ons | 2016 | 7.1147 | 968.8192
fall | geo_moderate | wind-ons | 2018 | 5.3093 | 977.3898
fall | geo_moderate | wind-ons | 2020 | 10.0534 | 1011.1378
fall | geo_moderate | wind-ons | 2022 | 26.8356 | 1114.996
fall | geo_moderate | wind-ons | 2024 | 33.2193 | 892.647
fall | geo_moderate | wind-ons | 2026 | 37.9071 | 904.3032
fall | geo_moderate | wind-ons | 2028 | 48.0093 | 913.1135
fall | geo_moderate | wind-ons | 2030 | 57.7444 | 930.6026
fall | geo_moderate | wind-ons | 2032 | 62.0796 | 957.1874
fall | geo_moderate | wind-ons | 2034 | 67.0202 | 989.7809
fall | geo_moderate | wind-ons | 2036 | 76.8585 | 1025.4984
fall | geo_moderate | wind-ons | 2038 | 79.1616 | 1070.4748
fall | geo_moderate | wind-ons | 2040 | 79.0741 | 1107.5526
fall | geo_moderate | wind-ons | 2042 | 80.4258 | 1145.5406
fall | geo_moderate | wind-ons | 2044 | 81.3797 | 1177.1676
fall | geo_moderate | wind-ons | 2046 | 79.3815 | 1210.6634
fall | geo_moderate | wind-ons | 2048 | 83.1914 | 1243.0591
fall | geo_moderate | wind-ons | 2050 | 83.7217 | 1274.2601
fall | geo_moderate | wind-ofs | 2010 | 0 | 940.7405
fall | geo_moderate | wind-ofs | 2012 | 0 | 970.9092
fall | geo_moderate | wind-ofs | 2014 | 0 | 957.1548
fall | geo_moderate | wind-ofs | 2016 | 0.011941 | 968.8192
fall | geo_moderate | wind-ofs | 2018 | 0 | 977.3898
fall | geo_moderate | wind-ofs | 2020 | 1.2645 | 1011.1378
fall | geo_moderate | wind-ofs | 2022 | 0.69233 | 1114.996
fall | geo_moderate | wind-ofs | 2024 | 1.3445 | 892.647
fall | geo_moderate | wind-ofs | 2026 | 2.7242 | 904.3032
fall | geo_moderate | wind-ofs | 2028 | 3.9 | 913.1135
fall | geo_moderate | wind-ofs | 2030 | 5.1551 | 930.6026
fall | geo_moderate | wind-ofs | 2032 | 6.3761 | 957.1874
fall | geo_moderate | wind-ofs | 2034 | 8.1409 | 989.7809
fall | geo_moderate | wind-ofs | 2036 | 9.4146 | 1025.4984
fall | geo_moderate | wind-ofs | 2038 | 10.6479 | 1070.4748
fall | geo_moderate | wind-ofs | 2040 | 11.7037 | 1107.5526
fall | geo_moderate | wind-ofs | 2042 | 11.9441 | 1145.5406
fall | geo_moderate | wind-ofs | 2044 | 12.7115 | 1177.1676
fall | geo_moderate | wind-ofs | 2046 | 14.0154 | 1210.6634
fall | geo_moderate | wind-ofs | 2048 | 13.705 | 1243.0591
fall | geo_moderate | wind-ofs | 2050 | 14.7673 | 1274.2601
fall | geo_moderate | csp | 2010 | 0 | 940.7405
fall | geo_moderate | csp | 2012 | 0 | 970.9092
fall | geo_moderate | csp | 2014 | 0 | 957.1548
fall | geo_moderate | csp | 2016 | 0 | 968.8192
fall | geo_moderate | csp | 2018 | 0 | 977.3898
fall | geo_moderate | csp | 2020 | 0 | 1011.1378
fall | geo_moderate | csp | 2022 | 0 | 1114.996
fall | geo_moderate | csp | 2024 | 0 | 892.647
fall | geo_moderate | csp | 2026 | 0 | 904.3032
fall | geo_moderate | csp | 2028 | 0 | 913.1135
fall | geo_moderate | csp | 2030 | 0 | 930.6026
fall | geo_moderate | csp | 2032 | 0 | 957.1874
fall | geo_moderate | csp | 2034 | 0 | 989.7809
fall | geo_moderate | csp | 2036 | 0 | 1025.4984
fall | geo_moderate | csp | 2038 | 0 | 1070.4748
fall | geo_moderate | csp | 2040 | 0 | 1107.5526
fall | geo_moderate | csp | 2042 | 0 | 1145.5406
fall | geo_moderate | csp | 2044 | 0 | 1177.1676
fall | geo_moderate | csp | 2046 | 0 | 1210.6634
fall | geo_moderate | csp | 2048 | 0 | 1243.0591
fall | geo_moderate | csp | 2050 | 0 | 1274.2601
fall | geo_moderate | upv | 2010 | 0.043985 | 940.7405
fall | geo_moderate | upv | 2012 | 0.5345 | 970.9092
fall | geo_moderate | upv | 2014 | 1.5377 | 957.1548
fall | geo_moderate | upv | 2016 | 2.7624 | 968.8192
fall | geo_moderate | upv | 2018 | 2.239 | 977.3898
fall | geo_moderate | upv | 2020 | 3.8786 | 1011.1378
fall | geo_moderate | upv | 2022 | 57.4947 | 1114.996
fall | geo_moderate | upv | 2024 | 33.3435 | 892.647
fall | geo_moderate | upv | 2026 | 38.8184 | 904.3032
fall | geo_moderate | upv | 2028 | 41.4637 | 913.1135
fall | geo_moderate | upv | 2030 | 42.0182 | 930.6026
fall | geo_moderate | upv | 2032 | 42.8372 | 957.1874
fall | geo_moderate | upv | 2034 | 44.6399 | 989.7809
fall | geo_moderate | upv | 2036 | 42.9693 | 1025.4984
fall | geo_moderate | upv | 2038 | 44.9575 | 1070.4748
fall | geo_moderate | upv | 2040 | 45.5525 | 1107.5526
fall | geo_moderate | upv | 2042 | 45.1291 | 1145.5406
fall | geo_moderate | upv | 2044 | 46.2635 | 1177.1676
fall | geo_moderate | upv | 2046 | 47.0434 | 1210.6634
fall | geo_moderate | upv | 2048 | 47.119 | 1243.0591
fall | geo_moderate | upv | 2050 | 48.6831 | 1274.2601
fall | geo_moderate | dupv | 2010 | 0.015679 | 940.7405
fall | geo_moderate | dupv | 2012 | 0.13199 | 970.9092
fall | geo_moderate | dupv | 2014 | 0.23609 | 957.1548
fall | geo_moderate | dupv | 2016 | 0.29012 | 968.8192
fall | geo_moderate | dupv | 2018 | 0.35431 | 977.3898
fall | geo_moderate | dupv | 2020 | 0.32457 | 1011.1378
fall | geo_moderate | dupv | 2022 | 1.4859 | 1114.996
fall | geo_moderate | dupv | 2024 | 0.71908 | 892.647
fall | geo_moderate | dupv | 2026 | 0.6802 | 904.3032
fall | geo_moderate | dupv | 2028 | 0.57363 | 913.1135
fall | geo_moderate | dupv | 2030 | 0.516 | 930.6026
fall | geo_moderate | dupv | 2032 | 0.41415 | 957.1874
fall | geo_moderate | dupv | 2034 | 0.39225 | 989.7809
fall | geo_moderate | dupv | 2036 | 0.32904 | 1025.4984
fall | geo_moderate | dupv | 2038 | 0.28539 | 1070.4748
fall | geo_moderate | dupv | 2040 | 0.2802 | 1107.5526
fall | geo_moderate | dupv | 2042 | 0.26079 | 1145.5406
fall | geo_moderate | dupv | 2044 | 0.28586 | 1177.1676
fall | geo_moderate | dupv | 2046 | 0.25875 | 1210.6634
fall | geo_moderate | dupv | 2048 | 0.20551 | 1243.0591
fall | geo_moderate | dupv | 2050 | 0.137 | 1274.2601
fall | geo_moderate | distpv | 2010 | 0 | 940.7405
fall | geo_moderate | distpv | 2012 | 0 | 970.9092
fall | geo_moderate | distpv | 2014 | 0 | 957.1548
fall | geo_moderate | distpv | 2016 | 0 | 968.8192
fall | geo_moderate | distpv | 2018 | 0 | 977.3898
fall | geo_moderate | distpv | 2020 | 0 | 1011.1378
fall | geo_moderate | distpv | 2022 | 4.2779 | 1114.996
fall | geo_moderate | distpv | 2024 | 3.9583 | 892.647
fall | geo_moderate | distpv | 2026 | 5.1832 | 904.3032
fall | geo_moderate | distpv | 2028 | 6.4111 | 913.1135
fall | geo_moderate | distpv | 2030 | 8.3362 | 930.6026
fall | geo_moderate | distpv | 2032 | 9.0006 | 957.1874
fall | geo_moderate | distpv | 2034 | 10.1152 | 989.7809
fall | geo_moderate | distpv | 2036 | 10.3019 | 1025.4984
fall | geo_moderate | distpv | 2038 | 10.6033 | 1070.4748
fall | geo_moderate | distpv | 2040 | 11.041 | 1107.5526
fall | geo_moderate | distpv | 2042 | 11.5667 | 1145.5406
fall | geo_moderate | distpv | 2044 | 12.6057 | 1177.1676
fall | geo_moderate | distpv | 2046 | 13.4505 | 1210.6634
fall | geo_moderate | distpv | 2048 | 15.306 | 1243.0591
fall | geo_moderate | distpv | 2050 | 16.1948 | 1274.2601
fall | geo_moderate | pvb | 2010 | 0 | 940.7405
fall | geo_moderate | pvb | 2012 | 0 | 970.9092
fall | geo_moderate | pvb | 2014 | 0 | 957.1548
fall | geo_moderate | pvb | 2016 | 0 | 968.8192
fall | geo_moderate | pvb | 2018 | 0 | 977.3898
fall | geo_moderate | pvb | 2020 | 0 | 1011.1378
fall | geo_moderate | pvb | 2022 | 13.2429 | 1114.996
fall | geo_moderate | pvb | 2024 | 16.0695 | 892.647
fall | geo_moderate | pvb | 2026 | 14.9128 | 904.3032
fall | geo_moderate | pvb | 2028 | 15.0687 | 913.1135
fall | geo_moderate | pvb | 2030 | 14.8631 | 930.6026
fall | geo_moderate | pvb | 2032 | 18.8082 | 957.1874
fall | geo_moderate | pvb | 2034 | 22.648 | 989.7809
fall | geo_moderate | pvb | 2036 | 21.7649 | 1025.4984
fall | geo_moderate | pvb | 2038 | 21.2885 | 1070.4748
fall | geo_moderate | pvb | 2040 | 20.2826 | 1107.5526
fall | geo_moderate | pvb | 2042 | 22.8603 | 1145.5406
fall | geo_moderate | pvb | 2044 | 21.4348 | 1177.1676
fall | geo_moderate | pvb | 2046 | 25.6624 | 1210.6634
fall | geo_moderate | pvb | 2048 | 13.686 | 1243.0591
fall | geo_moderate | pvb | 2050 | 13.6202 | 1274.2601
fall | geo_moderate | battery_2 | 2010 | 0.00586 | 940.7405
fall | geo_moderate | battery_2 | 2012 | 0 | 970.9092
fall | geo_moderate | battery_2 | 2014 | 0 | 957.1548
fall | geo_moderate | battery_2 | 2016 | 0 | 968.8192
fall | geo_moderate | battery_2 | 2018 | 0 | 977.3898
fall | geo_moderate | battery_2 | 2020 | 0 | 1011.1378
fall | geo_moderate | battery_2 | 2022 | 0.24191 | 1114.996
fall | geo_moderate | battery_2 | 2024 | 1.064 | 892.647
fall | geo_moderate | battery_2 | 2026 | 1.595 | 904.3032
fall | geo_moderate | battery_2 | 2028 | 2.587 | 913.1135
fall | geo_moderate | battery_2 | 2030 | 2.1132 | 930.6026
fall | geo_moderate | battery_2 | 2032 | 3.5403 | 957.1874
fall | geo_moderate | battery_2 | 2034 | 4.1196 | 989.7809
fall | geo_moderate | battery_2 | 2036 | 5.6984 | 1025.4984
fall | geo_moderate | battery_2 | 2038 | 8.1072 | 1070.4748
fall | geo_moderate | battery_2 | 2040 | 5.7982 | 1107.5526
fall | geo_moderate | battery_2 | 2042 | 7.8449 | 1145.5406
fall | geo_moderate | battery_2 | 2044 | 10.7342 | 1177.1676
fall | geo_moderate | battery_2 | 2046 | 13.1672 | 1210.6634
fall | geo_moderate | battery_2 | 2048 | 15.2427 | 1243.0591
fall | geo_moderate | battery_2 | 2050 | 10.963 | 1274.2601
fall | geo_moderate | battery_4 | 2010 | 0 | 940.7405
fall | geo_moderate | battery_4 | 2012 | 0 | 970.9092
fall | geo_moderate | battery_4 | 2014 | 0 | 957.1548
fall | geo_moderate | battery_4 | 2016 | 0 | 968.8192
fall | geo_moderate | battery_4 | 2018 | 0 | 977.3898
fall | geo_moderate | battery_4 | 2020 | 0 | 1011.1378
fall | geo_moderate | battery_4 | 2022 | 0 | 1114.996
fall | geo_moderate | battery_4 | 2024 | 3.0576 | 892.647
fall | geo_moderate | battery_4 | 2026 | 6.3249 | 904.3032
fall | geo_moderate | battery_4 | 2028 | 15.0995 | 913.1135
fall | geo_moderate | battery_4 | 2030 | 20.4664 | 930.6026
fall | geo_moderate | battery_4 | 2032 | 24.491 | 957.1874
fall | geo_moderate | battery_4 | 2034 | 39.9414 | 989.7809
fall | geo_moderate | battery_4 | 2036 | 42.6292 | 1025.4984
fall | geo_moderate | battery_4 | 2038 | 54.6079 | 1070.4748
fall | geo_moderate | battery_4 | 2040 | 52.4123 | 1107.5526
fall | geo_moderate | battery_4 | 2042 | 46.9407 | 1145.5406
fall | geo_moderate | battery_4 | 2044 | 57.7245 | 1177.1676
fall | geo_moderate | battery_4 | 2046 | 66.481 | 1210.6634
fall | geo_moderate | battery_4 | 2048 | 74.645 | 1243.0591
fall | geo_moderate | battery_4 | 2050 | 90.4836 | 1274.2601
fall | geo_moderate | battery_6 | 2010 | 0 | 940.7405
fall | geo_moderate | battery_6 | 2012 | 0 | 970.9092
fall | geo_moderate | battery_6 | 2014 | 0 | 957.1548
fall | geo_moderate | battery_6 | 2016 | 0 | 968.8192
fall | geo_moderate | battery_6 | 2018 | 0 | 977.3898
fall | geo_moderate | battery_6 | 2020 | 0 | 1011.1378
fall | geo_moderate | battery_6 | 2022 | 0 | 1114.996
fall | geo_moderate | battery_6 | 2024 | 0.0006214 | 892.647
fall | geo_moderate | battery_6 | 2026 | 0.048033 | 904.3032
fall | geo_moderate | battery_6 | 2028 | 2.0726 | 913.1135
fall | geo_moderate | battery_6 | 2030 | 14.3913 | 930.6026
fall | geo_moderate | battery_6 | 2032 | 23.3803 | 957.1874
fall | geo_moderate | battery_6 | 2034 | 38.7328 | 989.7809
fall | geo_moderate | battery_6 | 2036 | 55.1679 | 1025.4984
fall | geo_moderate | battery_6 | 2038 | 63.8855 | 1070.4748
fall | geo_moderate | battery_6 | 2040 | 62.8508 | 1107.5526
fall | geo_moderate | battery_6 | 2042 | 71.5599 | 1145.5406
fall | geo_moderate | battery_6 | 2044 | 60.9366 | 1177.1676
fall | geo_moderate | battery_6 | 2046 | 56.8256 | 1210.6634
fall | geo_moderate | battery_6 | 2048 | 57.5883 | 1243.0591
fall | geo_moderate | battery_6 | 2050 | 53.6604 | 1274.2601
fall | geo_moderate | battery_8 | 2010 | 0 | 940.7405
fall | geo_moderate | battery_8 | 2012 | 0 | 970.9092
fall | geo_moderate | battery_8 | 2014 | 0 | 957.1548
fall | geo_moderate | battery_8 | 2016 | 0 | 968.8192
fall | geo_moderate | battery_8 | 2018 | 0 | 977.3898
fall | geo_moderate | battery_8 | 2020 | 0 | 1011.1378
fall | geo_moderate | battery_8 | 2022 | 0 | 1114.996
fall | geo_moderate | battery_8 | 2024 | 0.00020718 | 892.647
fall | geo_moderate | battery_8 | 2026 | 0.000335 | 904.3032
fall | geo_moderate | battery_8 | 2028 | 3.4659e-05 | 913.1135
fall | geo_moderate | battery_8 | 2030 | 0.00014486 | 930.6026
fall | geo_moderate | battery_8 | 2032 | 1.4096 | 957.1874
fall | geo_moderate | battery_8 | 2034 | 4.8655 | 989.7809
fall | geo_moderate | battery_8 | 2036 | 8.5606 | 1025.4984
fall | geo_moderate | battery_8 | 2038 | 14.3397 | 1070.4748
fall | geo_moderate | battery_8 | 2040 | 16.863 | 1107.5526
fall | geo_moderate | battery_8 | 2042 | 17.1502 | 1145.5406
fall | geo_moderate | battery_8 | 2044 | 15.0144 | 1177.1676
fall | geo_moderate | battery_8 | 2046 | 16.8787 | 1210.6634
fall | geo_moderate | battery_8 | 2048 | 18.3776 | 1243.0591
fall | geo_moderate | battery_8 | 2050 | 12.2372 | 1274.2601
fall | geo_moderate | battery_10 | 2010 | 0 | 940.7405
fall | geo_moderate | battery_10 | 2012 | 0 | 970.9092
fall | geo_moderate | battery_10 | 2014 | 0 | 957.1548
fall | geo_moderate | battery_10 | 2016 | 0 | 968.8192
fall | geo_moderate | battery_10 | 2018 | 0 | 977.3898
fall | geo_moderate | battery_10 | 2020 | 0 | 1011.1378
fall | geo_moderate | battery_10 | 2022 | 0 | 1114.996
fall | geo_moderate | battery_10 | 2024 | 0.0034253 | 892.647
fall | geo_moderate | battery_10 | 2026 | 0 | 904.3032
fall | geo_moderate | battery_10 | 2028 | 0 | 913.1135
fall | geo_moderate | battery_10 | 2030 | 0 | 930.6026
fall | geo_moderate | battery_10 | 2032 | 0.024643 | 957.1874
fall | geo_moderate | battery_10 | 2034 | 0 | 989.7809
fall | geo_moderate | battery_10 | 2036 | 0.024643 | 1025.4984
fall | geo_moderate | battery_10 | 2038 | 0 | 1070.4748
fall | geo_moderate | battery_10 | 2040 | 0 | 1107.5526
fall | geo_moderate | battery_10 | 2042 | 0 | 1145.5406
fall | geo_moderate | battery_10 | 2044 | 0 | 1177.1676
fall | geo_moderate | battery_10 | 2046 | 0 | 1210.6634
fall | geo_moderate | battery_10 | 2048 | 0 | 1243.0591
fall | geo_moderate | battery_10 | 2050 | 0 | 1274.2601
fall | geo_moderate | pumped-hydro | 2010 | 5.8803 | 940.7405
fall | geo_moderate | pumped-hydro | 2012 | 0 | 970.9092
fall | geo_moderate | pumped-hydro | 2014 | 0 | 957.1548
fall | geo_moderate | pumped-hydro | 2016 | 0 | 968.8192
fall | geo_moderate | pumped-hydro | 2018 | 0 | 977.3898
fall | geo_moderate | pumped-hydro | 2020 | 0 | 1011.1378
fall | geo_moderate | pumped-hydro | 2022 | 2.2522 | 1114.996
fall | geo_moderate | pumped-hydro | 2024 | 7.9428 | 892.647
fall | geo_moderate | pumped-hydro | 2026 | 15.3335 | 904.3032
fall | geo_moderate | pumped-hydro | 2028 | 12.5623 | 913.1135
fall | geo_moderate | pumped-hydro | 2030 | 21.5135 | 930.6026
fall | geo_moderate | pumped-hydro | 2032 | 25.976 | 957.1874
fall | geo_moderate | pumped-hydro | 2034 | 20.6563 | 989.7809
fall | geo_moderate | pumped-hydro | 2036 | 27.151 | 1025.4984
fall | geo_moderate | pumped-hydro | 2038 | 22.682 | 1070.4748
fall | geo_moderate | pumped-hydro | 2040 | 29.4193 | 1107.5526
fall | geo_moderate | pumped-hydro | 2042 | 29.5157 | 1145.5406
fall | geo_moderate | pumped-hydro | 2044 | 27.5317 | 1177.1676
fall | geo_moderate | pumped-hydro | 2046 | 25.4952 | 1210.6634
fall | geo_moderate | pumped-hydro | 2048 | 27.7722 | 1243.0591
fall | geo_moderate | pumped-hydro | 2050 | 27.2482 | 1274.2601
fall | geo_moderate | Canada | 2010 | 5.7897 | 940.7405
fall | geo_moderate | Canada | 2012 | 7.5475 | 970.9092
fall | geo_moderate | Canada | 2014 | 7.6689 | 957.1548
fall | geo_moderate | Canada | 2016 | 9.3983 | 968.8192
fall | geo_moderate | Canada | 2018 | 9.7098 | 977.3898
fall | geo_moderate | Canada | 2020 | 9.3126 | 1011.1378
fall | geo_moderate | Canada | 2022 | 8.3152 | 1114.996
fall | geo_moderate | Canada | 2024 | 8.3747 | 892.647
fall | geo_moderate | Canada | 2026 | 9.4089 | 904.3032
fall | geo_moderate | Canada | 2028 | 10.4838 | 913.1135
fall | geo_moderate | Canada | 2030 | 10.7558 | 930.6026
fall | geo_moderate | Canada | 2032 | 10.6683 | 957.1874
fall | geo_moderate | Canada | 2034 | 10.5939 | 989.7809
fall | geo_moderate | Canada | 2036 | 10.3455 | 1025.4984
fall | geo_moderate | Canada | 2038 | 10.2286 | 1070.4748
fall | geo_moderate | Canada | 2040 | 10.1407 | 1107.5526
fall | geo_moderate | Canada | 2042 | 10.1407 | 1145.5406
fall | geo_moderate | Canada | 2044 | 10.1407 | 1177.1676
fall | geo_moderate | Canada | 2046 | 10.1407 | 1210.6634
fall | geo_moderate | Canada | 2048 | 10.1407 | 1243.0591
fall | geo_moderate | Canada | 2050 | 10.1407 | 1274.2601
spri | geo_moderate | nuclear | 2010 | 103.7491 | 940.5896
spri | geo_moderate | nuclear | 2012 | 103.7491 | 970.7583
spri | geo_moderate | nuclear | 2014 | 99.5688 | 957.0039
spri | geo_moderate | nuclear | 2016 | 100.208 | 968.6683
spri | geo_moderate | nuclear | 2018 | 99.6003 | 977.2389
spri | geo_moderate | nuclear | 2020 | 96.5236 | 1010.9869
spri | geo_moderate | nuclear | 2022 | 96.9468 | 1133.4888
spri | geo_moderate | nuclear | 2024 | 96.9468 | 898.3009
spri | geo_moderate | nuclear | 2026 | 96.9468 | 905.0013
spri | geo_moderate | nuclear | 2028 | 96.9468 | 908.7613
spri | geo_moderate | nuclear | 2030 | 94.7068 | 917.2105
spri | geo_moderate | nuclear | 2032 | 94.7068 | 940.4956
spri | geo_moderate | nuclear | 2034 | 89.5398 | 962.102
spri | geo_moderate | nuclear | 2036 | 87.0186 | 985.8267
spri | geo_moderate | nuclear | 2038 | 87.0186 | 1036.7025
spri | geo_moderate | nuclear | 2040 | 87.0186 | 1078.025
spri | geo_moderate | nuclear | 2042 | 87.0186 | 1105.9794
spri | geo_moderate | nuclear | 2044 | 87.0186 | 1153.8864
spri | geo_moderate | nuclear | 2046 | 87.0186 | 1173.4994
spri | geo_moderate | nuclear | 2048 | 87.0186 | 1204.0987
spri | geo_moderate | nuclear | 2050 | 84.3094 | 1241.5729
spri | geo_moderate | coal | 2010 | 296.7419 | 940.5896
spri | geo_moderate | coal | 2012 | 291.2386 | 970.7583
spri | geo_moderate | coal | 2014 | 281.2835 | 957.0039
spri | geo_moderate | coal | 2016 | 258.6969 | 968.6683
spri | geo_moderate | coal | 2018 | 237.8386 | 977.2389
spri | geo_moderate | coal | 2020 | 220.2663 | 1010.9869
spri | geo_moderate | coal | 2022 | 202.02 | 1133.4888
spri | geo_moderate | coal | 2024 | 183.4877 | 898.3009
spri | geo_moderate | coal | 2026 | 172.1879 | 905.0013
spri | geo_moderate | coal | 2028 | 152.1658 | 908.7613
spri | geo_moderate | coal | 2030 | 139.068 | 917.2105
spri | geo_moderate | coal | 2032 | 136.871 | 940.4956
spri | geo_moderate | coal | 2034 | 132.6903 | 962.102
spri | geo_moderate | coal | 2036 | 131.408 | 985.8267
spri | geo_moderate | coal | 2038 | 129.7009 | 1036.7025
spri | geo_moderate | coal | 2040 | 126.8693 | 1078.025
spri | geo_moderate | coal | 2042 | 122.289 | 1105.9794
spri | geo_moderate | coal | 2044 | 114.789 | 1153.8864
spri | geo_moderate | coal | 2046 | 99.9213 | 1173.4994
spri | geo_moderate | coal | 2048 | 86.2004 | 1204.0987
spri | geo_moderate | coal | 2050 | 72.676 | 1241.5729
spri | geo_moderate | gas-cc | 2010 | 201.204 | 940.5896
spri | geo_moderate | gas-cc | 2012 | 215.7431 | 970.7583
spri | geo_moderate | gas-cc | 2014 | 225.5781 | 957.0039
spri | geo_moderate | gas-cc | 2016 | 234.2477 | 968.6683
spri | geo_moderate | gas-cc | 2018 | 257.9461 | 977.2389
spri | geo_moderate | gas-cc | 2020 | 268.2452 | 1010.9869
spri | geo_moderate | gas-cc | 2022 | 301.6179 | 1133.4888
spri | geo_moderate | gas-cc | 2024 | 299.2108 | 898.3009
spri | geo_moderate | gas-cc | 2026 | 299.0708 | 905.0013
spri | geo_moderate | gas-cc | 2028 | 300.0996 | 908.7613
spri | geo_moderate | gas-cc | 2030 | 296.723 | 917.2105
spri | geo_moderate | gas-cc | 2032 | 295.5379 | 940.4956
spri | geo_moderate | gas-cc | 2034 | 295.3209 | 962.102
spri | geo_moderate | gas-cc | 2036 | 294.2588 | 985.8267
spri | geo_moderate | gas-cc | 2038 | 294.247 | 1036.7025
spri | geo_moderate | gas-cc | 2040 | 298.0986 | 1078.025
spri | geo_moderate | gas-cc | 2042 | 301.367 | 1105.9794
spri | geo_moderate | gas-cc | 2044 | 305.944 | 1153.8864
spri | geo_moderate | gas-cc | 2046 | 301.1157 | 1173.4994
spri | geo_moderate | gas-cc | 2048 | 310.0558 | 1204.0987
spri | geo_moderate | gas-cc | 2050 | 315.4175 | 1241.5729
spri | geo_moderate | gas-cc-ccs_mod_upgrade | 2010 | 0 | 940.5896
spri | geo_moderate | gas-cc-ccs_mod_upgrade | 2012 | 0 | 970.7583
spri | geo_moderate | gas-cc-ccs_mod_upgrade | 2014 | 0 | 957.0039
spri | geo_moderate | gas-cc-ccs_mod_upgrade | 2016 | 0 | 968.6683
spri | geo_moderate | gas-cc-ccs_mod_upgrade | 2018 | 0 | 977.2389
spri | geo_moderate | gas-cc-ccs_mod_upgrade | 2020 | 0 | 1010.9869
spri | geo_moderate | gas-cc-ccs_mod_upgrade | 2022 | 0 | 1133.4888
spri | geo_moderate | gas-cc-ccs_mod_upgrade | 2024 | 0 | 898.3009
spri | geo_moderate | gas-cc-ccs_mod_upgrade | 2026 | 0 | 905.0013
spri | geo_moderate | gas-cc-ccs_mod_upgrade | 2028 | 0.69298 | 908.7613
spri | geo_moderate | gas-cc-ccs_mod_upgrade | 2030 | 0.69298 | 917.2105
spri | geo_moderate | gas-cc-ccs_mod_upgrade | 2032 | 0.69298 | 940.4956
spri | geo_moderate | gas-cc-ccs_mod_upgrade | 2034 | 0.69298 | 962.102
spri | geo_moderate | gas-cc-ccs_mod_upgrade | 2036 | 0.69298 | 985.8267
spri | geo_moderate | gas-cc-ccs_mod_upgrade | 2038 | 0.69298 | 1036.7025
spri | geo_moderate | gas-cc-ccs_mod_upgrade | 2040 | 0.69298 | 1078.025
spri | geo_moderate | gas-cc-ccs_mod_upgrade | 2042 | 0.69298 | 1105.9794
spri | geo_moderate | gas-cc-ccs_mod_upgrade | 2044 | 0.69298 | 1153.8864
spri | geo_moderate | gas-cc-ccs_mod_upgrade | 2046 | 0.69298 | 1173.4994
spri | geo_moderate | gas-cc-ccs_mod_upgrade | 2048 | 0.69298 | 1204.0987
spri | geo_moderate | gas-cc-ccs_mod_upgrade | 2050 | 0.69298 | 1241.5729
spri | geo_moderate | gas-ct | 2010 | 119.9955 | 940.5896
spri | geo_moderate | gas-ct | 2012 | 145.1084 | 970.7583
spri | geo_moderate | gas-ct | 2014 | 148.6238 | 957.0039
spri | geo_moderate | gas-ct | 2016 | 178.8035 | 968.6683
spri | geo_moderate | gas-ct | 2018 | 198.5574 | 977.2389
spri | geo_moderate | gas-ct | 2020 | 241.7765 | 1010.9869
spri | geo_moderate | gas-ct | 2022 | 244.8539 | 1133.4888
spri | geo_moderate | gas-ct | 2024 | 128.2238 | 898.3009
spri | geo_moderate | gas-ct | 2026 | 126.7358 | 905.0013
spri | geo_moderate | gas-ct | 2028 | 127.9626 | 908.7613
spri | geo_moderate | gas-ct | 2030 | 126.2703 | 917.2105
spri | geo_moderate | gas-ct | 2032 | 125.3833 | 940.4956
spri | geo_moderate | gas-ct | 2034 | 124.966 | 962.102
spri | geo_moderate | gas-ct | 2036 | 126.4963 | 985.8267
spri | geo_moderate | gas-ct | 2038 | 143.4978 | 1036.7025
spri | geo_moderate | gas-ct | 2040 | 175.6359 | 1078.025
spri | geo_moderate | gas-ct | 2042 | 206.7631 | 1105.9794
spri | geo_moderate | gas-ct | 2044 | 239.9837 | 1153.8864
spri | geo_moderate | gas-ct | 2046 | 281.1148 | 1173.4994
spri | geo_moderate | gas-ct | 2048 | 311.468 | 1204.0987
spri | geo_moderate | gas-ct | 2050 | 348.1135 | 1241.5729
spri | geo_moderate | o-g-s | 2010 | 140.2354 | 940.5896
spri | geo_moderate | o-g-s | 2012 | 132.4567 | 970.7583
spri | geo_moderate | o-g-s | 2014 | 123.1645 | 957.0039
spri | geo_moderate | o-g-s | 2016 | 110.9605 | 968.6683
spri | geo_moderate | o-g-s | 2018 | 96.372 | 977.2389
spri | geo_moderate | o-g-s | 2020 | 89.885 | 1010.9869
spri | geo_moderate | o-g-s | 2022 | 85.1197 | 1133.4888
spri | geo_moderate | o-g-s | 2024 | 6.0559 | 898.3009
spri | geo_moderate | o-g-s | 2026 | 5.841 | 905.0013
spri | geo_moderate | o-g-s | 2028 | 5.4853 | 908.7613
spri | geo_moderate | o-g-s | 2030 | 3.7995 | 917.2105
spri | geo_moderate | o-g-s | 2032 | 3.7224 | 940.4956
spri | geo_moderate | o-g-s | 2034 | 3.6553 | 962.102
spri | geo_moderate | o-g-s | 2036 | 3.4457 | 985.8267
spri | geo_moderate | o-g-s | 2038 | 3.44 | 1036.7025
spri | geo_moderate | o-g-s | 2040 | 3.1816 | 1078.025
spri | geo_moderate | o-g-s | 2042 | 3.1805 | 1105.9794
spri | geo_moderate | o-g-s | 2044 | 3.1505 | 1153.8864
spri | geo_moderate | o-g-s | 2046 | 3.0944 | 1173.4994
spri | geo_moderate | o-g-s | 2048 | 2.5246 | 1204.0987
spri | geo_moderate | o-g-s | 2050 | 2.0464 | 1241.5729
spri | geo_moderate | hydro | 2010 | 55.9964 | 940.5896
spri | geo_moderate | hydro | 2012 | 55.3306 | 970.7583
spri | geo_moderate | hydro | 2014 | 54.859 | 957.0039
spri | geo_moderate | hydro | 2016 | 54.2139 | 968.6683
spri | geo_moderate | hydro | 2018 | 56.5326 | 977.2389
spri | geo_moderate | hydro | 2020 | 56.8694 | 1010.9869
spri | geo_moderate | hydro | 2022 | 56.9373 | 1133.4888
spri | geo_moderate | hydro | 2024 | 56.9596 | 898.3009
spri | geo_moderate | hydro | 2026 | 57.9196 | 905.0013
spri | geo_moderate | hydro | 2028 | 58.9713 | 908.7613
spri | geo_moderate | hydro | 2030 | 59.1406 | 917.2105
spri | geo_moderate | hydro | 2032 | 59.2288 | 940.4956
spri | geo_moderate | hydro | 2034 | 59.3868 | 962.102
spri | geo_moderate | hydro | 2036 | 59.5014 | 985.8267
spri | geo_moderate | hydro | 2038 | 59.7534 | 1036.7025
spri | geo_moderate | hydro | 2040 | 59.8607 | 1078.025
spri | geo_moderate | hydro | 2042 | 60.0025 | 1105.9794
spri | geo_moderate | hydro | 2044 | 60.1504 | 1153.8864
spri | geo_moderate | hydro | 2046 | 60.2806 | 1173.4994
spri | geo_moderate | hydro | 2048 | 60.4398 | 1204.0987
spri | geo_moderate | hydro | 2050 | 60.5877 | 1241.5729
spri | geo_moderate | geothermal | 2010 | 3.0062 | 940.5896
spri | geo_moderate | geothermal | 2012 | 4.8165 | 970.7583
spri | geo_moderate | geothermal | 2014 | 4.9484 | 957.0039
spri | geo_moderate | geothermal | 2016 | 4.9984 | 968.6683
spri | geo_moderate | geothermal | 2018 | 5.9151 | 977.2389
spri | geo_moderate | geothermal | 2020 | 6.064 | 1010.9869
spri | geo_moderate | geothermal | 2022 | 6.1252 | 1133.4888
spri | geo_moderate | geothermal | 2024 | 6.1252 | 898.3009
spri | geo_moderate | geothermal | 2026 | 6.1252 | 905.0013
spri | geo_moderate | geothermal | 2028 | 6.2959 | 908.7613
spri | geo_moderate | geothermal | 2030 | 6.2959 | 917.2105
spri | geo_moderate | geothermal | 2032 | 6.2959 | 940.4956
spri | geo_moderate | geothermal | 2034 | 6.2959 | 962.102
spri | geo_moderate | geothermal | 2036 | 6.2959 | 985.8267
spri | geo_moderate | geothermal | 2038 | 6.2959 | 1036.7025
spri | geo_moderate | geothermal | 2040 | 5.7746 | 1078.025
spri | geo_moderate | geothermal | 2042 | 3.9644 | 1105.9794
spri | geo_moderate | geothermal | 2044 | 3.8325 | 1153.8864
spri | geo_moderate | geothermal | 2046 | 3.7825 | 1173.4994
spri | geo_moderate | geothermal | 2048 | 2.8657 | 1204.0987
spri | geo_moderate | geothermal | 2050 | 3.7461 | 1241.5729
spri | geo_moderate | biopower | 2010 | 2.8885 | 940.5896
spri | geo_moderate | biopower | 2012 | 2.9776 | 970.7583
spri | geo_moderate | biopower | 2014 | 3.4299 | 957.0039
spri | geo_moderate | biopower | 2016 | 3.2245 | 968.6683
spri | geo_moderate | biopower | 2018 | 3.184 | 977.2389
spri | geo_moderate | biopower | 2020 | 3.0193 | 1010.9869
spri | geo_moderate | biopower | 2022 | 2.8851 | 1133.4888
spri | geo_moderate | biopower | 2024 | 2.8881 | 898.3009
spri | geo_moderate | biopower | 2026 | 2.8881 | 905.0013
spri | geo_moderate | biopower | 2028 | 2.6292 | 908.7613
spri | geo_moderate | biopower | 2030 | 2.393 | 917.2105
spri | geo_moderate | biopower | 2032 | 2.0992 | 940.4956
spri | geo_moderate | biopower | 2034 | 1.7199 | 962.102
spri | geo_moderate | biopower | 2036 | 1.5139 | 985.8267
spri | geo_moderate | biopower | 2038 | 1.3738 | 1036.7025
spri | geo_moderate | biopower | 2040 | 1.3388 | 1078.025
spri | geo_moderate | biopower | 2042 | 1.2559 | 1105.9794
spri | geo_moderate | biopower | 2044 | 1.1709 | 1153.8864
spri | geo_moderate | biopower | 2046 | 1.1659 | 1173.4994
spri | geo_moderate | biopower | 2048 | 1.1329 | 1204.0987
spri | geo_moderate | biopower | 2050 | 1.1286 | 1241.5729
spri | geo_moderate | lfill-gas | 2010 | 3.4027 | 940.5896
spri | geo_moderate | lfill-gas | 2012 | 3.6413 | 970.7583
spri | geo_moderate | lfill-gas | 2014 | 3.7416 | 957.0039
spri | geo_moderate | lfill-gas | 2016 | 3.7374 | 968.6683
spri | geo_moderate | lfill-gas | 2018 | 3.6803 | 977.2389
spri | geo_moderate | lfill-gas | 2020 | 3.5039 | 1010.9869
spri | geo_moderate | lfill-gas | 2022 | 3.5006 | 1133.4888
spri | geo_moderate | lfill-gas | 2024 | 3.5006 | 898.3009
spri | geo_moderate | lfill-gas | 2026 | 3.5006 | 905.0013
spri | geo_moderate | lfill-gas | 2028 | 3.4646 | 908.7613
spri | geo_moderate | lfill-gas | 2030 | 3.4646 | 917.2105
spri | geo_moderate | lfill-gas | 2032 | 3.4646 | 940.4956
spri | geo_moderate | lfill-gas | 2034 | 3.4646 | 962.102
spri | geo_moderate | lfill-gas | 2036 | 3.4646 | 985.8267
spri | geo_moderate | lfill-gas | 2038 | 3.4646 | 1036.7025
spri | geo_moderate | lfill-gas | 2040 | 3.4646 | 1078.025
spri | geo_moderate | lfill-gas | 2042 | 3.4646 | 1105.9794
spri | geo_moderate | lfill-gas | 2044 | 3.4646 | 1153.8864
spri | geo_moderate | lfill-gas | 2046 | 3.4646 | 1173.4994
spri | geo_moderate | lfill-gas | 2048 | 3.4646 | 1204.0987
spri | geo_moderate | lfill-gas | 2050 | 3.4646 | 1241.5729
spri | geo_moderate | wind-ons | 2010 | 1.6343 | 940.5896
spri | geo_moderate | wind-ons | 2012 | 7.4824 | 970.7583
spri | geo_moderate | wind-ons | 2014 | 2.3636 | 957.0039
spri | geo_moderate | wind-ons | 2016 | 7.1147 | 968.6683
spri | geo_moderate | wind-ons | 2018 | 5.3093 | 977.2389
spri | geo_moderate | wind-ons | 2020 | 10.0534 | 1010.9869
spri | geo_moderate | wind-ons | 2022 | 37.799 | 1133.4888
spri | geo_moderate | wind-ons | 2024 | 44.6391 | 898.3009
spri | geo_moderate | wind-ons | 2026 | 48.8054 | 905.0013
spri | geo_moderate | wind-ons | 2028 | 58.8486 | 908.7613
spri | geo_moderate | wind-ons | 2030 | 68.5115 | 917.2105
spri | geo_moderate | wind-ons | 2032 | 71.5206 | 940.4956
spri | geo_moderate | wind-ons | 2034 | 79.9314 | 962.102
spri | geo_moderate | wind-ons | 2036 | 86.6497 | 985.8267
spri | geo_moderate | wind-ons | 2038 | 91.3808 | 1036.7025
spri | geo_moderate | wind-ons | 2040 | 95.1175 | 1078.025
spri | geo_moderate | wind-ons | 2042 | 94.8911 | 1105.9794
spri | geo_moderate | wind-ons | 2044 | 97.2459 | 1153.8864
spri | geo_moderate | wind-ons | 2046 | 97.282 | 1173.4994
spri | geo_moderate | wind-ons | 2048 | 101.9852 | 1204.0987
spri | geo_moderate | wind-ons | 2050 | 102.9829 | 1241.5729
spri | geo_moderate | wind-ofs | 2010 | 0 | 940.5896
spri | geo_moderate | wind-ofs | 2012 | 0 | 970.7583
spri | geo_moderate | wind-ofs | 2014 | 0 | 957.0039
spri | geo_moderate | wind-ofs | 2016 | 0.011941 | 968.6683
spri | geo_moderate | wind-ofs | 2018 | 0 | 977.2389
spri | geo_moderate | wind-ofs | 2020 | 1.2645 | 1010.9869
spri | geo_moderate | wind-ofs | 2022 | 0.62215 | 1133.4888
spri | geo_moderate | wind-ofs | 2024 | 1.0004 | 898.3009
spri | geo_moderate | wind-ofs | 2026 | 2.1476 | 905.0013
spri | geo_moderate | wind-ofs | 2028 | 3.9314 | 908.7613
spri | geo_moderate | wind-ofs | 2030 | 6.1101 | 917.2105
spri | geo_moderate | wind-ofs | 2032 | 6.8014 | 940.4956
spri | geo_moderate | wind-ofs | 2034 | 8.836 | 962.102
spri | geo_moderate | wind-ofs | 2036 | 11.0984 | 985.8267
spri | geo_moderate | wind-ofs | 2038 | 12.3414 | 1036.7025
spri | geo_moderate | wind-ofs | 2040 | 13.3716 | 1078.025
spri | geo_moderate | wind-ofs | 2042 | 13.9635 | 1105.9794
spri | geo_moderate | wind-ofs | 2044 | 15.3449 | 1153.8864
spri | geo_moderate | wind-ofs | 2046 | 15.3945 | 1173.4994
spri | geo_moderate | wind-ofs | 2048 | 15.8913 | 1204.0987
spri | geo_moderate | wind-ofs | 2050 | 15.9695 | 1241.5729
spri | geo_moderate | csp | 2010 | 0 | 940.5896
spri | geo_moderate | csp | 2012 | 0 | 970.7583
spri | geo_moderate | csp | 2014 | 0 | 957.0039
spri | geo_moderate | csp | 2016 | 0 | 968.6683
spri | geo_moderate | csp | 2018 | 0 | 977.2389
spri | geo_moderate | csp | 2020 | 0 | 1010.9869
spri | geo_moderate | csp | 2022 | 0 | 1133.4888
spri | geo_moderate | csp | 2024 | 0 | 898.3009
spri | geo_moderate | csp | 2026 | 0 | 905.0013
spri | geo_moderate | csp | 2028 | 0 | 908.7613
spri | geo_moderate | csp | 2030 | 0 | 917.2105
spri | geo_moderate | csp | 2032 | 0 | 940.4956
spri | geo_moderate | csp | 2034 | 0 | 962.102
spri | geo_moderate | csp | 2036 | 0 | 985.8267
spri | geo_moderate | csp | 2038 | 0 | 1036.7025
spri | geo_moderate | csp | 2040 | 0 | 1078.025
spri | geo_moderate | csp | 2042 | 0 | 1105.9794
spri | geo_moderate | csp | 2044 | 0 | 1153.8864
spri | geo_moderate | csp | 2046 | 0 | 1173.4994
spri | geo_moderate | csp | 2048 | 0 | 1204.0987
spri | geo_moderate | csp | 2050 | 0 | 1241.5729
spri | geo_moderate | upv | 2010 | 0.043985 | 940.5896
spri | geo_moderate | upv | 2012 | 0.5345 | 970.7583
spri | geo_moderate | upv | 2014 | 1.5377 | 957.0039
spri | geo_moderate | upv | 2016 | 2.7624 | 968.6683
spri | geo_moderate | upv | 2018 | 2.239 | 977.2389
spri | geo_moderate | upv | 2020 | 3.8786 | 1010.9869
spri | geo_moderate | upv | 2022 | 63.415 | 1133.4888
spri | geo_moderate | upv | 2024 | 37.0231 | 898.3009
spri | geo_moderate | upv | 2026 | 42.2399 | 905.0013
spri | geo_moderate | upv | 2028 | 45.869 | 908.7613
spri | geo_moderate | upv | 2030 | 49.3092 | 917.2105
spri | geo_moderate | upv | 2032 | 54.4736 | 940.4956
spri | geo_moderate | upv | 2034 | 55.6597 | 962.102
spri | geo_moderate | upv | 2036 | 60.7842 | 985.8267
spri | geo_moderate | upv | 2038 | 63.7349 | 1036.7025
spri | geo_moderate | upv | 2040 | 63.9137 | 1078.025
spri | geo_moderate | upv | 2042 | 67.0093 | 1105.9794
spri | geo_moderate | upv | 2044 | 68.2375 | 1153.8864
spri | geo_moderate | upv | 2046 | 70.6743 | 1173.4994
spri | geo_moderate | upv | 2048 | 74.0325 | 1204.0987
spri | geo_moderate | upv | 2050 | 76.0505 | 1241.5729
spri | geo_moderate | dupv | 2010 | 0.015679 | 940.5896
spri | geo_moderate | dupv | 2012 | 0.13199 | 970.7583
spri | geo_moderate | dupv | 2014 | 0.23609 | 957.0039
spri | geo_moderate | dupv | 2016 | 0.29012 | 968.6683
spri | geo_moderate | dupv | 2018 | 0.35431 | 977.2389
spri | geo_moderate | dupv | 2020 | 0.32457 | 1010.9869
spri | geo_moderate | dupv | 2022 | 1.8724 | 1133.4888
spri | geo_moderate | dupv | 2024 | 0.85713 | 898.3009
spri | geo_moderate | dupv | 2026 | 0.82558 | 905.0013
spri | geo_moderate | dupv | 2028 | 0.71591 | 908.7613
spri | geo_moderate | dupv | 2030 | 0.66853 | 917.2105
spri | geo_moderate | dupv | 2032 | 0.62538 | 940.4956
spri | geo_moderate | dupv | 2034 | 0.60348 | 962.102
spri | geo_moderate | dupv | 2036 | 0.5942 | 985.8267
spri | geo_moderate | dupv | 2038 | 0.58534 | 1036.7025
spri | geo_moderate | dupv | 2040 | 0.56614 | 1078.025
spri | geo_moderate | dupv | 2042 | 0.57005 | 1105.9794
spri | geo_moderate | dupv | 2044 | 0.57986 | 1153.8864
spri | geo_moderate | dupv | 2046 | 0.51129 | 1173.4994
spri | geo_moderate | dupv | 2048 | 0.3933 | 1204.0987
spri | geo_moderate | dupv | 2050 | 0.28944 | 1241.5729
spri | geo_moderate | distpv | 2010 | 0 | 940.5896
spri | geo_moderate | distpv | 2012 | 0 | 970.7583
spri | geo_moderate | distpv | 2014 | 0 | 957.0039
spri | geo_moderate | distpv | 2016 | 0 | 968.6683
spri | geo_moderate | distpv | 2018 | 0 | 977.2389
spri | geo_moderate | distpv | 2020 | 0 | 1010.9869
spri | geo_moderate | distpv | 2022 | 6.2184 | 1133.4888
spri | geo_moderate | distpv | 2024 | 4.4153 | 898.3009
spri | geo_moderate | distpv | 2026 | 5.8478 | 905.0013
spri | geo_moderate | distpv | 2028 | 6.7709 | 908.7613
spri | geo_moderate | distpv | 2030 | 8.8836 | 917.2105
spri | geo_moderate | distpv | 2032 | 10.5624 | 940.4956
spri | geo_moderate | distpv | 2034 | 11.9147 | 962.102
spri | geo_moderate | distpv | 2036 | 12.8018 | 985.8267
spri | geo_moderate | distpv | 2038 | 13.0731 | 1036.7025
spri | geo_moderate | distpv | 2040 | 14.1991 | 1078.025
spri | geo_moderate | distpv | 2042 | 15.3197 | 1105.9794
spri | geo_moderate | distpv | 2044 | 16.7612 | 1153.8864
spri | geo_moderate | distpv | 2046 | 17.9988 | 1173.4994
spri | geo_moderate | distpv | 2048 | 18.4455 | 1204.0987
spri | geo_moderate | distpv | 2050 | 20.2134 | 1241.5729
spri | geo_moderate | pvb | 2010 | 0 | 940.5896
spri | geo_moderate | pvb | 2012 | 0 | 970.7583
spri | geo_moderate | pvb | 2014 | 0 | 957.0039
spri | geo_moderate | pvb | 2016 | 0 | 968.6683
spri | geo_moderate | pvb | 2018 | 0 | 977.2389
spri | geo_moderate | pvb | 2020 | 0 | 1010.9869
spri | geo_moderate | pvb | 2022 | 15.0241 | 1133.4888
spri | geo_moderate | pvb | 2024 | 11.9782 | 898.3009
spri | geo_moderate | pvb | 2026 | 9.7679 | 905.0013
spri | geo_moderate | pvb | 2028 | 9.6944 | 908.7613
spri | geo_moderate | pvb | 2030 | 10.1206 | 917.2105
spri | geo_moderate | pvb | 2032 | 12.9571 | 940.4956
spri | geo_moderate | pvb | 2034 | 16.6898 | 962.102
spri | geo_moderate | pvb | 2036 | 17.2285 | 985.8267
spri | geo_moderate | pvb | 2038 | 14.9171 | 1036.7025
spri | geo_moderate | pvb | 2040 | 21.5665 | 1078.025
spri | geo_moderate | pvb | 2042 | 18.3531 | 1105.9794
spri | geo_moderate | pvb | 2044 | 21.0024 | 1153.8864
spri | geo_moderate | pvb | 2046 | 18.9603 | 1173.4994
spri | geo_moderate | pvb | 2048 | 13.1061 | 1204.0987
spri | geo_moderate | pvb | 2050 | 10.5785 | 1241.5729
spri | geo_moderate | battery_2 | 2010 | 0.00586 | 940.5896
spri | geo_moderate | battery_2 | 2012 | 0 | 970.7583
spri | geo_moderate | battery_2 | 2014 | 0 | 957.0039
spri | geo_moderate | battery_2 | 2016 | 0 | 968.6683
spri | geo_moderate | battery_2 | 2018 | 0 | 977.2389
spri | geo_moderate | battery_2 | 2020 | 0 | 1010.9869
spri | geo_moderate | battery_2 | 2022 | 0.21376 | 1133.4888
spri | geo_moderate | battery_2 | 2024 | 0.4372 | 898.3009
spri | geo_moderate | battery_2 | 2026 | 1.0217 | 905.0013
spri | geo_moderate | battery_2 | 2028 | 0.50733 | 908.7613
spri | geo_moderate | battery_2 | 2030 | 0.78009 | 917.2105
spri | geo_moderate | battery_2 | 2032 | 1.9115 | 940.4956
spri | geo_moderate | battery_2 | 2034 | 0.88406 | 962.102
spri | geo_moderate | battery_2 | 2036 | 0.54546 | 985.8267
spri | geo_moderate | battery_2 | 2038 | 3.5988 | 1036.7025
spri | geo_moderate | battery_2 | 2040 | 3.4225 | 1078.025
spri | geo_moderate | battery_2 | 2042 | 1.6715 | 1105.9794
spri | geo_moderate | battery_2 | 2044 | 2.8787 | 1153.8864
spri | geo_moderate | battery_2 | 2046 | 5.7442 | 1173.4994
spri | geo_moderate | battery_2 | 2048 | 4.4416 | 1204.0987
spri | geo_moderate | battery_2 | 2050 | 2.5543 | 1241.5729
spri | geo_moderate | battery_4 | 2010 | 0 | 940.5896
spri | geo_moderate | battery_4 | 2012 | 0 | 970.7583
spri | geo_moderate | battery_4 | 2014 | 0 | 957.0039
spri | geo_moderate | battery_4 | 2016 | 0 | 968.6683
spri | geo_moderate | battery_4 | 2018 | 0 | 977.2389
spri | geo_moderate | battery_4 | 2020 | 0 | 1010.9869
spri | geo_moderate | battery_4 | 2022 | 0.002331 | 1133.4888
spri | geo_moderate | battery_4 | 2024 | 0.0041074 | 898.3009
spri | geo_moderate | battery_4 | 2026 | 1.1625 | 905.0013
spri | geo_moderate | battery_4 | 2028 | 8.7655 | 908.7613
spri | geo_moderate | battery_4 | 2030 | 6.2377 | 917.2105
spri | geo_moderate | battery_4 | 2032 | 11.5712 | 940.4956
spri | geo_moderate | battery_4 | 2034 | 17.27 | 962.102
spri | geo_moderate | battery_4 | 2036 | 17.3725 | 985.8267
spri | geo_moderate | battery_4 | 2038 | 30.5047 | 1036.7025
spri | geo_moderate | battery_4 | 2040 | 27.9329 | 1078.025
spri | geo_moderate | battery_4 | 2042 | 22.6746 | 1105.9794
spri | geo_moderate | battery_4 | 2044 | 33.2666 | 1153.8864
spri | geo_moderate | battery_4 | 2046 | 32.6177 | 1173.4994
spri | geo_moderate | battery_4 | 2048 | 36.9238 | 1204.0987
spri | geo_moderate | battery_4 | 2050 | 52.1736 | 1241.5729
spri | geo_moderate | battery_6 | 2010 | 0 | 940.5896
spri | geo_moderate | battery_6 | 2012 | 0 | 970.7583
spri | geo_moderate | battery_6 | 2014 | 0 | 957.0039
spri | geo_moderate | battery_6 | 2016 | 0 | 968.6683
spri | geo_moderate | battery_6 | 2018 | 0 | 977.2389
spri | geo_moderate | battery_6 | 2020 | 0 | 1010.9869
spri | geo_moderate | battery_6 | 2022 | 0 | 1133.4888
spri | geo_moderate | battery_6 | 2024 | 6.8053e-05 | 898.3009
spri | geo_moderate | battery_6 | 2026 | 0 | 905.0013
spri | geo_moderate | battery_6 | 2028 | 0 | 908.7613
spri | geo_moderate | battery_6 | 2030 | 10.6674 | 917.2105
spri | geo_moderate | battery_6 | 2032 | 12.5962 | 940.4956
spri | geo_moderate | battery_6 | 2034 | 24.1226 | 962.102
spri | geo_moderate | battery_6 | 2036 | 27.3369 | 985.8267
spri | geo_moderate | battery_6 | 2038 | 39.2261 | 1036.7025
spri | geo_moderate | battery_6 | 2040 | 32.8492 | 1078.025
spri | geo_moderate | battery_6 | 2042 | 37.4415 | 1105.9794
spri | geo_moderate | battery_6 | 2044 | 39.5213 | 1153.8864
spri | geo_moderate | battery_6 | 2046 | 33.2474 | 1173.4994
spri | geo_moderate | battery_6 | 2048 | 33.2884 | 1204.0987
spri | geo_moderate | battery_6 | 2050 | 29.4722 | 1241.5729
spri | geo_moderate | battery_8 | 2010 | 0 | 940.5896
spri | geo_moderate | battery_8 | 2012 | 0 | 970.7583
spri | geo_moderate | battery_8 | 2014 | 0 | 957.0039
spri | geo_moderate | battery_8 | 2016 | 0 | 968.6683
spri | geo_moderate | battery_8 | 2018 | 0 | 977.2389
spri | geo_moderate | battery_8 | 2020 | 0 | 1010.9869
spri | geo_moderate | battery_8 | 2022 | 0 | 1133.4888
spri | geo_moderate | battery_8 | 2024 | 0.00024184 | 898.3009
spri | geo_moderate | battery_8 | 2026 | 0 | 905.0013
spri | geo_moderate | battery_8 | 2028 | 1.7382e-05 | 908.7613
spri | geo_moderate | battery_8 | 2030 | 7.6896e-05 | 917.2105
spri | geo_moderate | battery_8 | 2032 | 0.50485 | 940.4956
spri | geo_moderate | battery_8 | 2034 | 5.0627 | 962.102
spri | geo_moderate | battery_8 | 2036 | 6.661 | 985.8267
spri | geo_moderate | battery_8 | 2038 | 9.5892 | 1036.7025
spri | geo_moderate | battery_8 | 2040 | 11.2782 | 1078.025
spri | geo_moderate | battery_8 | 2042 | 12.0251 | 1105.9794
spri | geo_moderate | battery_8 | 2044 | 8.8263 | 1153.8864
spri | geo_moderate | battery_8 | 2046 | 10.7294 | 1173.4994
spri | geo_moderate | battery_8 | 2048 | 12.6899 | 1204.0987
spri | geo_moderate | battery_8 | 2050 | 11.5048 | 1241.5729
spri | geo_moderate | battery_10 | 2010 | 0 | 940.5896
spri | geo_moderate | battery_10 | 2012 | 0 | 970.7583
spri | geo_moderate | battery_10 | 2014 | 0 | 957.0039
spri | geo_moderate | battery_10 | 2016 | 0 | 968.6683
spri | geo_moderate | battery_10 | 2018 | 0 | 977.2389
spri | geo_moderate | battery_10 | 2020 | 0 | 1010.9869
spri | geo_moderate | battery_10 | 2022 | 0 | 1133.4888
spri | geo_moderate | battery_10 | 2024 | 0 | 898.3009
spri | geo_moderate | battery_10 | 2026 | 0 | 905.0013
spri | geo_moderate | battery_10 | 2028 | 0.024643 | 908.7613
spri | geo_moderate | battery_10 | 2030 | 0 | 917.2105
spri | geo_moderate | battery_10 | 2032 | 0.024643 | 940.4956
spri | geo_moderate | battery_10 | 2034 | 0 | 962.102
spri | geo_moderate | battery_10 | 2036 | 0.0051257 | 985.8267
spri | geo_moderate | battery_10 | 2038 | 0 | 1036.7025
spri | geo_moderate | battery_10 | 2040 | 0 | 1078.025
spri | geo_moderate | battery_10 | 2042 | 0 | 1105.9794
spri | geo_moderate | battery_10 | 2044 | 0 | 1153.8864
spri | geo_moderate | battery_10 | 2046 | 0 | 1173.4994
spri | geo_moderate | battery_10 | 2048 | 0 | 1204.0987
spri | geo_moderate | battery_10 | 2050 | 0 | 1241.5729
spri | geo_moderate | pumped-hydro | 2010 | 5.8803 | 940.5896
spri | geo_moderate | pumped-hydro | 2012 | 0 | 970.7583
spri | geo_moderate | pumped-hydro | 2014 | 0 | 957.0039
spri | geo_moderate | pumped-hydro | 2016 | 0 | 968.6683
spri | geo_moderate | pumped-hydro | 2018 | 0 | 977.2389
spri | geo_moderate | pumped-hydro | 2020 | 0 | 1010.9869
spri | geo_moderate | pumped-hydro | 2022 | 0 | 1133.4888
spri | geo_moderate | pumped-hydro | 2024 | 6.1728 | 898.3009
spri | geo_moderate | pumped-hydro | 2026 | 12.5581 | 905.0013
spri | geo_moderate | pumped-hydro | 2028 | 8.4359 | 908.7613
spri | geo_moderate | pumped-hydro | 2030 | 12.6112 | 917.2105
spri | geo_moderate | pumped-hydro | 2032 | 18.2756 | 940.4956
spri | geo_moderate | pumped-hydro | 2034 | 12.8014 | 962.102
spri | geo_moderate | pumped-hydro | 2036 | 20.3072 | 985.8267
spri | geo_moderate | pumped-hydro | 2038 | 18.0374 | 1036.7025
spri | geo_moderate | pumped-hydro | 2040 | 21.7314 | 1078.025
spri | geo_moderate | pumped-hydro | 2042 | 21.9209 | 1105.9794
spri | geo_moderate | pumped-hydro | 2044 | 19.884 | 1153.8864
spri | geo_moderate | pumped-hydro | 2046 | 18.5475 | 1173.4994
spri | geo_moderate | pumped-hydro | 2048 | 16.8969 | 1204.0987
spri | geo_moderate | pumped-hydro | 2050 | 17.4603 | 1241.5729
spri | geo_moderate | Canada | 2010 | 5.7897 | 940.5896
spri | geo_moderate | Canada | 2012 | 7.5475 | 970.7583
spri | geo_moderate | Canada | 2014 | 7.6689 | 957.0039
spri | geo_moderate | Canada | 2016 | 9.3983 | 968.6683
spri | geo_moderate | Canada | 2018 | 9.7098 | 977.2389
spri | geo_moderate | Canada | 2020 | 9.3126 | 1010.9869
spri | geo_moderate | Canada | 2022 | 8.3152 | 1133.4888
spri | geo_moderate | Canada | 2024 | 8.3747 | 898.3009
spri | geo_moderate | Canada | 2026 | 9.4089 | 905.0013
spri | geo_moderate | Canada | 2028 | 10.4838 | 908.7613
spri | geo_moderate | Canada | 2030 | 10.7558 | 917.2105
spri | geo_moderate | Canada | 2032 | 10.6683 | 940.4956
spri | geo_moderate | Canada | 2034 | 10.5939 | 962.102
spri | geo_moderate | Canada | 2036 | 10.3455 | 985.8267
spri | geo_moderate | Canada | 2038 | 10.2286 | 1036.7025
spri | geo_moderate | Canada | 2040 | 10.1407 | 1078.025
spri | geo_moderate | Canada | 2042 | 10.1407 | 1105.9794
spri | geo_moderate | Canada | 2044 | 10.1407 | 1153.8864
spri | geo_moderate | Canada | 2046 | 10.1407 | 1173.4994
spri | geo_moderate | Canada | 2048 | 10.1407 | 1204.0987
spri | geo_moderate | Canada | 2050 | 10.1407 | 1241.5729
summ | geo_moderate | nuclear | 2010 | 103.7491 | 941.0067
summ | geo_moderate | nuclear | 2012 | 103.7491 | 971.1755
summ | geo_moderate | nuclear | 2014 | 99.5688 | 957.424
summ | geo_moderate | nuclear | 2016 | 100.208 | 969.0884
summ | geo_moderate | nuclear | 2018 | 99.6003 | 977.6589
summ | geo_moderate | nuclear | 2020 | 96.5236 | 1011.407
summ | geo_moderate | nuclear | 2022 | 96.9468 | 1125.2498
summ | geo_moderate | nuclear | 2024 | 96.9468 | 931.3475
summ | geo_moderate | nuclear | 2026 | 96.9468 | 947.0578
summ | geo_moderate | nuclear | 2028 | 96.9468 | 973.2673
summ | geo_moderate | nuclear | 2030 | 94.7068 | 1008.4093
summ | geo_moderate | nuclear | 2032 | 94.7068 | 1045.8066
summ | geo_moderate | nuclear | 2034 | 89.5398 | 1086.1371
summ | geo_moderate | nuclear | 2036 | 87.0186 | 1130.3555
summ | geo_moderate | nuclear | 2038 | 87.0186 | 1175.1038
summ | geo_moderate | nuclear | 2040 | 87.0186 | 1218.9915
summ | geo_moderate | nuclear | 2042 | 87.0186 | 1259.0529
summ | geo_moderate | nuclear | 2044 | 87.0186 | 1295.9237
summ | geo_moderate | nuclear | 2046 | 87.0186 | 1331.3239
summ | geo_moderate | nuclear | 2048 | 87.0186 | 1364.0724
summ | geo_moderate | nuclear | 2050 | 84.3094 | 1396.7931
summ | geo_moderate | coal | 2010 | 296.7419 | 941.0067
summ | geo_moderate | coal | 2012 | 291.2386 | 971.1755
summ | geo_moderate | coal | 2014 | 281.2835 | 957.424
summ | geo_moderate | coal | 2016 | 258.6969 | 969.0884
summ | geo_moderate | coal | 2018 | 237.8386 | 977.6589
summ | geo_moderate | coal | 2020 | 220.2663 | 1011.407
summ | geo_moderate | coal | 2022 | 202.02 | 1125.2498
summ | geo_moderate | coal | 2024 | 183.4877 | 931.3475
summ | geo_moderate | coal | 2026 | 172.1879 | 947.0578
summ | geo_moderate | coal | 2028 | 152.1658 | 973.2673
summ | geo_moderate | coal | 2030 | 139.068 | 1008.4093
summ | geo_moderate | coal | 2032 | 136.871 | 1045.8066
summ | geo_moderate | coal | 2034 | 132.6903 | 1086.1371
summ | geo_moderate | coal | 2036 | 131.408 | 1130.3555
summ | geo_moderate | coal | 2038 | 129.7009 | 1175.1038
summ | geo_moderate | coal | 2040 | 126.8693 | 1218.9915
summ | geo_moderate | coal | 2042 | 122.289 | 1259.0529
summ | geo_moderate | coal | 2044 | 114.789 | 1295.9237
summ | geo_moderate | coal | 2046 | 99.9213 | 1331.3239
summ | geo_moderate | coal | 2048 | 86.2004 | 1364.0724
summ | geo_moderate | coal | 2050 | 72.676 | 1396.7931
summ | geo_moderate | gas-cc | 2010 | 201.204 | 941.0067
summ | geo_moderate | gas-cc | 2012 | 215.7431 | 971.1755
summ | geo_moderate | gas-cc | 2014 | 225.5781 | 957.424
summ | geo_moderate | gas-cc | 2016 | 234.2477 | 969.0884
summ | geo_moderate | gas-cc | 2018 | 257.9461 | 977.6589
summ | geo_moderate | gas-cc | 2020 | 268.2452 | 1011.407
summ | geo_moderate | gas-cc | 2022 | 301.6179 | 1125.2498
summ | geo_moderate | gas-cc | 2024 | 299.2108 | 931.3475
summ | geo_moderate | gas-cc | 2026 | 299.0708 | 947.0578
summ | geo_moderate | gas-cc | 2028 | 300.0996 | 973.2673
summ | geo_moderate | gas-cc | 2030 | 296.723 | 1008.4093
summ | geo_moderate | gas-cc | 2032 | 295.5379 | 1045.8066
summ | geo_moderate | gas-cc | 2034 | 295.3209 | 1086.1371
summ | geo_moderate | gas-cc | 2036 | 294.2588 | 1130.3555
summ | geo_moderate | gas-cc | 2038 | 294.247 | 1175.1038
summ | geo_moderate | gas-cc | 2040 | 298.0986 | 1218.9915
summ | geo_moderate | gas-cc | 2042 | 301.367 | 1259.0529
summ | geo_moderate | gas-cc | 2044 | 305.944 | 1295.9237
summ | geo_moderate | gas-cc | 2046 | 301.1157 | 1331.3239
summ | geo_moderate | gas-cc | 2048 | 310.0558 | 1364.0724
summ | geo_moderate | gas-cc | 2050 | 315.4175 | 1396.7931
summ | geo_moderate | gas-cc-ccs_mod_upgrade | 2010 | 0 | 941.0067
summ | geo_moderate | gas-cc-ccs_mod_upgrade | 2012 | 0 | 971.1755
summ | geo_moderate | gas-cc-ccs_mod_upgrade | 2014 | 0 | 957.424
summ | geo_moderate | gas-cc-ccs_mod_upgrade | 2016 | 0 | 969.0884
summ | geo_moderate | gas-cc-ccs_mod_upgrade | 2018 | 0 | 977.6589
summ | geo_moderate | gas-cc-ccs_mod_upgrade | 2020 | 0 | 1011.407
summ | geo_moderate | gas-cc-ccs_mod_upgrade | 2022 | 0 | 1125.2498
summ | geo_moderate | gas-cc-ccs_mod_upgrade | 2024 | 0 | 931.3475
summ | geo_moderate | gas-cc-ccs_mod_upgrade | 2026 | 0 | 947.0578
summ | geo_moderate | gas-cc-ccs_mod_upgrade | 2028 | 0.69298 | 973.2673
summ | geo_moderate | gas-cc-ccs_mod_upgrade | 2030 | 0.69298 | 1008.4093
summ | geo_moderate | gas-cc-ccs_mod_upgrade | 2032 | 0.69298 | 1045.8066
summ | geo_moderate | gas-cc-ccs_mod_upgrade | 2034 | 0.69298 | 1086.1371
summ | geo_moderate | gas-cc-ccs_mod_upgrade | 2036 | 0.69298 | 1130.3555
summ | geo_moderate | gas-cc-ccs_mod_upgrade | 2038 | 0.69298 | 1175.1038
summ | geo_moderate | gas-cc-ccs_mod_upgrade | 2040 | 0.69298 | 1218.9915
summ | geo_moderate | gas-cc-ccs_mod_upgrade | 2042 | 0.69298 | 1259.0529
summ | geo_moderate | gas-cc-ccs_mod_upgrade | 2044 | 0.69298 | 1295.9237
summ | geo_moderate | gas-cc-ccs_mod_upgrade | 2046 | 0.69298 | 1331.3239
summ | geo_moderate | gas-cc-ccs_mod_upgrade | 2048 | 0.69298 | 1364.0724
summ | geo_moderate | gas-cc-ccs_mod_upgrade | 2050 | 0.69298 | 1396.7931
summ | geo_moderate | gas-ct | 2010 | 119.9955 | 941.0067
summ | geo_moderate | gas-ct | 2012 | 145.1084 | 971.1755
summ | geo_moderate | gas-ct | 2014 | 148.6238 | 957.424
summ | geo_moderate | gas-ct | 2016 | 178.8035 | 969.0884
summ | geo_moderate | gas-ct | 2018 | 198.5574 | 977.6589
summ | geo_moderate | gas-ct | 2020 | 241.7765 | 1011.407
summ | geo_moderate | gas-ct | 2022 | 244.8539 | 1125.2498
summ | geo_moderate | gas-ct | 2024 | 128.2238 | 931.3475
summ | geo_moderate | gas-ct | 2026 | 126.7358 | 947.0578
summ | geo_moderate | gas-ct | 2028 | 127.9626 | 973.2673
summ | geo_moderate | gas-ct | 2030 | 126.2703 | 1008.4093
summ | geo_moderate | gas-ct | 2032 | 125.3833 | 1045.8066
summ | geo_moderate | gas-ct | 2034 | 124.966 | 1086.1371
summ | geo_moderate | gas-ct | 2036 | 126.4963 | 1130.3555
summ | geo_moderate | gas-ct | 2038 | 143.4978 | 1175.1038
summ | geo_moderate | gas-ct | 2040 | 175.6359 | 1218.9915
summ | geo_moderate | gas-ct | 2042 | 206.7631 | 1259.0529
summ | geo_moderate | gas-ct | 2044 | 239.9837 | 1295.9237
summ | geo_moderate | gas-ct | 2046 | 281.1148 | 1331.3239
summ | geo_moderate | gas-ct | 2048 | 311.468 | 1364.0724
summ | geo_moderate | gas-ct | 2050 | 348.1135 | 1396.7931
summ | geo_moderate | o-g-s | 2010 | 140.2354 | 941.0067
summ | geo_moderate | o-g-s | 2012 | 132.4567 | 971.1755
summ | geo_moderate | o-g-s | 2014 | 123.1645 | 957.424
summ | geo_moderate | o-g-s | 2016 | 110.9605 | 969.0884
summ | geo_moderate | o-g-s | 2018 | 96.372 | 977.6589
summ | geo_moderate | o-g-s | 2020 | 89.885 | 1011.407
summ | geo_moderate | o-g-s | 2022 | 85.1197 | 1125.2498
summ | geo_moderate | o-g-s | 2024 | 6.0559 | 931.3475
summ | geo_moderate | o-g-s | 2026 | 5.841 | 947.0578
summ | geo_moderate | o-g-s | 2028 | 5.4853 | 973.2673
summ | geo_moderate | o-g-s | 2030 | 3.7995 | 1008.4093
summ | geo_moderate | o-g-s | 2032 | 3.7224 | 1045.8066
summ | geo_moderate | o-g-s | 2034 | 3.6553 | 1086.1371
summ | geo_moderate | o-g-s | 2036 | 3.4457 | 1130.3555
summ | geo_moderate | o-g-s | 2038 | 3.44 | 1175.1038
summ | geo_moderate | o-g-s | 2040 | 3.1816 | 1218.9915
summ | geo_moderate | o-g-s | 2042 | 3.1805 | 1259.0529
summ | geo_moderate | o-g-s | 2044 | 3.1505 | 1295.9237
summ | geo_moderate | o-g-s | 2046 | 3.0944 | 1331.3239
summ | geo_moderate | o-g-s | 2048 | 2.5246 | 1364.0724
summ | geo_moderate | o-g-s | 2050 | 2.0464 | 1396.7931
summ | geo_moderate | hydro | 2010 | 56.4135 | 941.0067
summ | geo_moderate | hydro | 2012 | 55.7477 | 971.1755
summ | geo_moderate | hydro | 2014 | 55.2791 | 957.424
summ | geo_moderate | hydro | 2016 | 54.6339 | 969.0884
summ | geo_moderate | hydro | 2018 | 56.9526 | 977.6589
summ | geo_moderate | hydro | 2020 | 57.2894 | 1011.407
summ | geo_moderate | hydro | 2022 | 57.3574 | 1125.2498
summ | geo_moderate | hydro | 2024 | 57.3797 | 931.3475
summ | geo_moderate | hydro | 2026 | 58.3534 | 947.0578
summ | geo_moderate | hydro | 2028 | 59.4469 | 973.2673
summ | geo_moderate | hydro | 2030 | 59.631 | 1008.4093
summ | geo_moderate | hydro | 2032 | 59.728 | 1045.8066
summ | geo_moderate | hydro | 2034 | 59.8958 | 1086.1371
summ | geo_moderate | hydro | 2036 | 60.0203 | 1130.3555
summ | geo_moderate | hydro | 2038 | 60.292 | 1175.1038
summ | geo_moderate | hydro | 2040 | 60.4091 | 1218.9915
summ | geo_moderate | hydro | 2042 | 60.5609 | 1259.0529
summ | geo_moderate | hydro | 2044 | 60.7187 | 1295.9237
summ | geo_moderate | hydro | 2046 | 60.8598 | 1331.3239
summ | geo_moderate | hydro | 2048 | 61.0301 | 1364.0724
summ | geo_moderate | hydro | 2050 | 61.1879 | 1396.7931
summ | geo_moderate | geothermal | 2010 | 3.0062 | 941.0067
summ | geo_moderate | geothermal | 2012 | 4.8165 | 971.1755
summ | geo_moderate | geothermal | 2014 | 4.9484 | 957.424
summ | geo_moderate | geothermal | 2016 | 4.9984 | 969.0884
summ | geo_moderate | geothermal | 2018 | 5.9151 | 977.6589
summ | geo_moderate | geothermal | 2020 | 6.064 | 1011.407
summ | geo_moderate | geothermal | 2022 | 6.1252 | 1125.2498
summ | geo_moderate | geothermal | 2024 | 6.1252 | 931.3475
summ | geo_moderate | geothermal | 2026 | 6.1252 | 947.0578
summ | geo_moderate | geothermal | 2028 | 6.2959 | 973.2673
summ | geo_moderate | geothermal | 2030 | 6.2959 | 1008.4093
summ | geo_moderate | geothermal | 2032 | 6.2959 | 1045.8066
summ | geo_moderate | geothermal | 2034 | 6.2959 | 1086.1371
summ | geo_moderate | geothermal | 2036 | 6.2959 | 1130.3555
summ | geo_moderate | geothermal | 2038 | 6.2959 | 1175.1038
summ | geo_moderate | geothermal | 2040 | 5.7746 | 1218.9915
summ | geo_moderate | geothermal | 2042 | 3.9644 | 1259.0529
summ | geo_moderate | geothermal | 2044 | 3.8325 | 1295.9237
summ | geo_moderate | geothermal | 2046 | 3.7825 | 1331.3239
summ | geo_moderate | geothermal | 2048 | 2.8657 | 1364.0724
summ | geo_moderate | geothermal | 2050 | 3.7461 | 1396.7931
summ | geo_moderate | biopower | 2010 | 2.8885 | 941.0067
summ | geo_moderate | biopower | 2012 | 2.9776 | 971.1755
summ | geo_moderate | biopower | 2014 | 3.4299 | 957.424
summ | geo_moderate | biopower | 2016 | 3.2245 | 969.0884
summ | geo_moderate | biopower | 2018 | 3.184 | 977.6589
summ | geo_moderate | biopower | 2020 | 3.0193 | 1011.407
summ | geo_moderate | biopower | 2022 | 2.8851 | 1125.2498
summ | geo_moderate | biopower | 2024 | 2.8881 | 931.3475
summ | geo_moderate | biopower | 2026 | 2.8881 | 947.0578
summ | geo_moderate | biopower | 2028 | 2.6292 | 973.2673
summ | geo_moderate | biopower | 2030 | 2.393 | 1008.4093
summ | geo_moderate | biopower | 2032 | 2.0992 | 1045.8066
summ | geo_moderate | biopower | 2034 | 1.7199 | 1086.1371
summ | geo_moderate | biopower | 2036 | 1.5139 | 1130.3555
summ | geo_moderate | biopower | 2038 | 1.3738 | 1175.1038
summ | geo_moderate | biopower | 2040 | 1.3388 | 1218.9915
summ | geo_moderate | biopower | 2042 | 1.2559 | 1259.0529
summ | geo_moderate | biopower | 2044 | 1.1709 | 1295.9237
summ | geo_moderate | biopower | 2046 | 1.1659 | 1331.3239
summ | geo_moderate | biopower | 2048 | 1.1329 | 1364.0724
summ | geo_moderate | biopower | 2050 | 1.1286 | 1396.7931
summ | geo_moderate | lfill-gas | 2010 | 3.4027 | 941.0067
summ | geo_moderate | lfill-gas | 2012 | 3.6413 | 971.1755
summ | geo_moderate | lfill-gas | 2014 | 3.7416 | 957.424
summ | geo_moderate | lfill-gas | 2016 | 3.7374 | 969.0884
summ | geo_moderate | lfill-gas | 2018 | 3.6803 | 977.6589
summ | geo_moderate | lfill-gas | 2020 | 3.5039 | 1011.407
summ | geo_moderate | lfill-gas | 2022 | 3.5006 | 1125.2498
summ | geo_moderate | lfill-gas | 2024 | 3.5006 | 931.3475
summ | geo_moderate | lfill-gas | 2026 | 3.5006 | 947.0578
summ | geo_moderate | lfill-gas | 2028 | 3.4646 | 973.2673
summ | geo_moderate | lfill-gas | 2030 | 3.4646 | 1008.4093
summ | geo_moderate | lfill-gas | 2032 | 3.4646 | 1045.8066
summ | geo_moderate | lfill-gas | 2034 | 3.4646 | 1086.1371
summ | geo_moderate | lfill-gas | 2036 | 3.4646 | 1130.3555
summ | geo_moderate | lfill-gas | 2038 | 3.4646 | 1175.1038
summ | geo_moderate | lfill-gas | 2040 | 3.4646 | 1218.9915
summ | geo_moderate | lfill-gas | 2042 | 3.4646 | 1259.0529
summ | geo_moderate | lfill-gas | 2044 | 3.4646 | 1295.9237
summ | geo_moderate | lfill-gas | 2046 | 3.4646 | 1331.3239
summ | geo_moderate | lfill-gas | 2048 | 3.4646 | 1364.0724
summ | geo_moderate | lfill-gas | 2050 | 3.4646 | 1396.7931
summ | geo_moderate | wind-ons | 2010 | 1.6343 | 941.0067
summ | geo_moderate | wind-ons | 2012 | 7.4824 | 971.1755
summ | geo_moderate | wind-ons | 2014 | 2.3636 | 957.424
summ | geo_moderate | wind-ons | 2016 | 7.1147 | 969.0884
summ | geo_moderate | wind-ons | 2018 | 5.3093 | 977.6589
summ | geo_moderate | wind-ons | 2020 | 10.0534 | 1011.407
summ | geo_moderate | wind-ons | 2022 | 28.0747 | 1125.2498
summ | geo_moderate | wind-ons | 2024 | 35.4176 | 931.3475
summ | geo_moderate | wind-ons | 2026 | 39.7165 | 947.0578
summ | geo_moderate | wind-ons | 2028 | 49.6568 | 973.2673
summ | geo_moderate | wind-ons | 2030 | 58.8163 | 1008.4093
summ | geo_moderate | wind-ons | 2032 | 62.8251 | 1045.8066
summ | geo_moderate | wind-ons | 2034 | 68.5942 | 1086.1371
summ | geo_moderate | wind-ons | 2036 | 75.6378 | 1130.3555
summ | geo_moderate | wind-ons | 2038 | 80.2793 | 1175.1038
summ | geo_moderate | wind-ons | 2040 | 82.3159 | 1218.9915
summ | geo_moderate | wind-ons | 2042 | 82.8867 | 1259.0529
summ | geo_moderate | wind-ons | 2044 | 83.5586 | 1295.9237
summ | geo_moderate | wind-ons | 2046 | 83.5969 | 1331.3239
summ | geo_moderate | wind-ons | 2048 | 88.7992 | 1364.0724
summ | geo_moderate | wind-ons | 2050 | 88.1696 | 1396.7931
summ | geo_moderate | wind-ofs | 2010 | 0 | 941.0067
summ | geo_moderate | wind-ofs | 2012 | 0 | 971.1755
summ | geo_moderate | wind-ofs | 2014 | 0 | 957.424
summ | geo_moderate | wind-ofs | 2016 | 0.011941 | 969.0884
summ | geo_moderate | wind-ofs | 2018 | 0 | 977.6589
summ | geo_moderate | wind-ofs | 2020 | 1.2645 | 1011.407
summ | geo_moderate | wind-ofs | 2022 | 0.80069 | 1125.2498
summ | geo_moderate | wind-ofs | 2024 | 1.2454 | 931.3475
summ | geo_moderate | wind-ofs | 2026 | 2.6402 | 947.0578
summ | geo_moderate | wind-ofs | 2028 | 4.6695 | 973.2673
summ | geo_moderate | wind-ofs | 2030 | 6.2936 | 1008.4093
summ | geo_moderate | wind-ofs | 2032 | 7.4158 | 1045.8066
summ | geo_moderate | wind-ofs | 2034 | 9.1694 | 1086.1371
summ | geo_moderate | wind-ofs | 2036 | 12.3383 | 1130.3555
summ | geo_moderate | wind-ofs | 2038 | 12.9728 | 1175.1038
summ | geo_moderate | wind-ofs | 2040 | 14.6088 | 1218.9915
summ | geo_moderate | wind-ofs | 2042 | 15.0597 | 1259.0529
summ | geo_moderate | wind-ofs | 2044 | 16.3666 | 1295.9237
summ | geo_moderate | wind-ofs | 2046 | 16.2287 | 1331.3239
summ | geo_moderate | wind-ofs | 2048 | 16.088 | 1364.0724
summ | geo_moderate | wind-ofs | 2050 | 15.5702 | 1396.7931
summ | geo_moderate | csp | 2010 | 0 | 941.0067
summ | geo_moderate | csp | 2012 | 0 | 971.1755
summ | geo_moderate | csp | 2014 | 0 | 957.424
summ | geo_moderate | csp | 2016 | 0 | 969.0884
summ | geo_moderate | csp | 2018 | 0 | 977.6589
summ | geo_moderate | csp | 2020 | 0 | 1011.407
summ | geo_moderate | csp | 2022 | 0 | 1125.2498
summ | geo_moderate | csp | 2024 | 0 | 931.3475
summ | geo_moderate | csp | 2026 | 0 | 947.0578
summ | geo_moderate | csp | 2028 | 0 | 973.2673
summ | geo_moderate | csp | 2030 | 0 | 1008.4093
summ | geo_moderate | csp | 2032 | 0 | 1045.8066
summ | geo_moderate | csp | 2034 | 0 | 1086.1371
summ | geo_moderate | csp | 2036 | 0 | 1130.3555
summ | geo_moderate | csp | 2038 | 0 | 1175.1038
summ | geo_moderate | csp | 2040 | 0 | 1218.9915
summ | geo_moderate | csp | 2042 | 0 | 1259.0529
summ | geo_moderate | csp | 2044 | 0 | 1295.9237
summ | geo_moderate | csp | 2046 | 0 | 1331.3239
summ | geo_moderate | csp | 2048 | 0 | 1364.0724
summ | geo_moderate | csp | 2050 | 0 | 1396.7931
summ | geo_moderate | upv | 2010 | 0.043985 | 941.0067
summ | geo_moderate | upv | 2012 | 0.5345 | 971.1755
summ | geo_moderate | upv | 2014 | 1.5377 | 957.424
summ | geo_moderate | upv | 2016 | 2.7624 | 969.0884
summ | geo_moderate | upv | 2018 | 2.239 | 977.6589
summ | geo_moderate | upv | 2020 | 3.8786 | 1011.407
summ | geo_moderate | upv | 2022 | 63.1475 | 1125.2498
summ | geo_moderate | upv | 2024 | 38.7215 | 931.3475
summ | geo_moderate | upv | 2026 | 44.2557 | 947.0578
summ | geo_moderate | upv | 2028 | 48.1788 | 973.2673
summ | geo_moderate | upv | 2030 | 52.1574 | 1008.4093
summ | geo_moderate | upv | 2032 | 56.7989 | 1045.8066
summ | geo_moderate | upv | 2034 | 61.9643 | 1086.1371
summ | geo_moderate | upv | 2036 | 68.3298 | 1130.3555
summ | geo_moderate | upv | 2038 | 72.7441 | 1175.1038
summ | geo_moderate | upv | 2040 | 73.9539 | 1218.9915
summ | geo_moderate | upv | 2042 | 76.2425 | 1259.0529
summ | geo_moderate | upv | 2044 | 79.5296 | 1295.9237
summ | geo_moderate | upv | 2046 | 83.4245 | 1331.3239
summ | geo_moderate | upv | 2048 | 87.5507 | 1364.0724
summ | geo_moderate | upv | 2050 | 95.1857 | 1396.7931
summ | geo_moderate | dupv | 2010 | 0.015679 | 941.0067
summ | geo_moderate | dupv | 2012 | 0.13199 | 971.1755
summ | geo_moderate | dupv | 2014 | 0.23609 | 957.424
summ | geo_moderate | dupv | 2016 | 0.29012 | 969.0884
summ | geo_moderate | dupv | 2018 | 0.35431 | 977.6589
summ | geo_moderate | dupv | 2020 | 0.32457 | 1011.407
summ | geo_moderate | dupv | 2022 | 1.5239 | 1125.2498
summ | geo_moderate | dupv | 2024 | 0.91547 | 931.3475
summ | geo_moderate | dupv | 2026 | 0.83112 | 947.0578
summ | geo_moderate | dupv | 2028 | 0.75857 | 973.2673
summ | geo_moderate | dupv | 2030 | 0.71925 | 1008.4093
summ | geo_moderate | dupv | 2032 | 0.68187 | 1045.8066
summ | geo_moderate | dupv | 2034 | 0.70697 | 1086.1371
summ | geo_moderate | dupv | 2036 | 0.67892 | 1130.3555
summ | geo_moderate | dupv | 2038 | 0.69 | 1175.1038
summ | geo_moderate | dupv | 2040 | 0.70087 | 1218.9915
summ | geo_moderate | dupv | 2042 | 0.72695 | 1259.0529
summ | geo_moderate | dupv | 2044 | 0.78158 | 1295.9237
summ | geo_moderate | dupv | 2046 | 0.6716 | 1331.3239
summ | geo_moderate | dupv | 2048 | 0.51872 | 1364.0724
summ | geo_moderate | dupv | 2050 | 0.36259 | 1396.7931
summ | geo_moderate | distpv | 2010 | 0 | 941.0067
summ | geo_moderate | distpv | 2012 | 0 | 971.1755
summ | geo_moderate | distpv | 2014 | 0 | 957.424
summ | geo_moderate | distpv | 2016 | 0 | 969.0884
summ | geo_moderate | distpv | 2018 | 0 | 977.6589
summ | geo_moderate | distpv | 2020 | 0 | 1011.407
summ | geo_moderate | distpv | 2022 | 4.4425 | 1125.2498
summ | geo_moderate | distpv | 2024 | 3.9449 | 931.3475
summ | geo_moderate | distpv | 2026 | 4.9053 | 947.0578
summ | geo_moderate | distpv | 2028 | 6.1339 | 973.2673
summ | geo_moderate | distpv | 2030 | 7.9572 | 1008.4093
summ | geo_moderate | distpv | 2032 | 9.3227 | 1045.8066
summ | geo_moderate | distpv | 2034 | 10.542 | 1086.1371
summ | geo_moderate | distpv | 2036 | 10.919 | 1130.3555
summ | geo_moderate | distpv | 2038 | 11.2539 | 1175.1038
summ | geo_moderate | distpv | 2040 | 11.8999 | 1218.9915
summ | geo_moderate | distpv | 2042 | 12.5268 | 1259.0529
summ | geo_moderate | distpv | 2044 | 13.3802 | 1295.9237
summ | geo_moderate | distpv | 2046 | 14.3617 | 1331.3239
summ | geo_moderate | distpv | 2048 | 15.2831 | 1364.0724
summ | geo_moderate | distpv | 2050 | 16.6828 | 1396.7931
summ | geo_moderate | pvb | 2010 | 0 | 941.0067
summ | geo_moderate | pvb | 2012 | 0 | 971.1755
summ | geo_moderate | pvb | 2014 | 0 | 957.424
summ | geo_moderate | pvb | 2016 | 0 | 969.0884
summ | geo_moderate | pvb | 2018 | 0 | 977.6589
summ | geo_moderate | pvb | 2020 | 0 | 1011.407
summ | geo_moderate | pvb | 2022 | 13.9339 | 1125.2498
summ | geo_moderate | pvb | 2024 | 28.6823 | 931.3475
summ | geo_moderate | pvb | 2026 | 27.9519 | 947.0578
summ | geo_moderate | pvb | 2028 | 28.0163 | 973.2673
summ | geo_moderate | pvb | 2030 | 30.2063 | 1008.4093
summ | geo_moderate | pvb | 2032 | 31.519 | 1045.8066
summ | geo_moderate | pvb | 2034 | 35.3509 | 1086.1371
summ | geo_moderate | pvb | 2036 | 39.8769 | 1130.3555
summ | geo_moderate | pvb | 2038 | 40.8973 | 1175.1038
summ | geo_moderate | pvb | 2040 | 39.2025 | 1218.9915
summ | geo_moderate | pvb | 2042 | 41.1455 | 1259.0529
summ | geo_moderate | pvb | 2044 | 39.1949 | 1295.9237
summ | geo_moderate | pvb | 2046 | 40.4016 | 1331.3239
summ | geo_moderate | pvb | 2048 | 29.1388 | 1364.0724
summ | geo_moderate | pvb | 2050 | 24.2626 | 1396.7931
summ | geo_moderate | battery_2 | 2010 | 0.00586 | 941.0067
summ | geo_moderate | battery_2 | 2012 | 0 | 971.1755
summ | geo_moderate | battery_2 | 2014 | 0 | 957.424
summ | geo_moderate | battery_2 | 2016 | 0 | 969.0884
summ | geo_moderate | battery_2 | 2018 | 0 | 977.6589
summ | geo_moderate | battery_2 | 2020 | 0 | 1011.407
summ | geo_moderate | battery_2 | 2022 | 0.18673 | 1125.2498
summ | geo_moderate | battery_2 | 2024 | 4.6237 | 931.3475
summ | geo_moderate | battery_2 | 2026 | 6.2764 | 947.0578
summ | geo_moderate | battery_2 | 2028 | 8.5178 | 973.2673
summ | geo_moderate | battery_2 | 2030 | 10.4175 | 1008.4093
summ | geo_moderate | battery_2 | 2032 | 10.7714 | 1045.8066
summ | geo_moderate | battery_2 | 2034 | 12.6139 | 1086.1371
summ | geo_moderate | battery_2 | 2036 | 14.8574 | 1130.3555
summ | geo_moderate | battery_2 | 2038 | 14.6433 | 1175.1038
summ | geo_moderate | battery_2 | 2040 | 18.4366 | 1218.9915
summ | geo_moderate | battery_2 | 2042 | 19.8075 | 1259.0529
summ | geo_moderate | battery_2 | 2044 | 24.701 | 1295.9237
summ | geo_moderate | battery_2 | 2046 | 25.3933 | 1331.3239
summ | geo_moderate | battery_2 | 2048 | 22.4243 | 1364.0724
summ | geo_moderate | battery_2 | 2050 | 23.4465 | 1396.7931
summ | geo_moderate | battery_4 | 2010 | 0 | 941.0067
summ | geo_moderate | battery_4 | 2012 | 0 | 971.1755
summ | geo_moderate | battery_4 | 2014 | 0 | 957.424
summ | geo_moderate | battery_4 | 2016 | 0 | 969.0884
summ | geo_moderate | battery_4 | 2018 | 0 | 977.6589
summ | geo_moderate | battery_4 | 2020 | 0 | 1011.407
summ | geo_moderate | battery_4 | 2022 | 1.4013 | 1125.2498
summ | geo_moderate | battery_4 | 2024 | 2.5762 | 931.3475
summ | geo_moderate | battery_4 | 2026 | 12.647 | 947.0578
summ | geo_moderate | battery_4 | 2028 | 30.8676 | 973.2673
summ | geo_moderate | battery_4 | 2030 | 46.8075 | 1008.4093
summ | geo_moderate | battery_4 | 2032 | 57.178 | 1045.8066
summ | geo_moderate | battery_4 | 2034 | 61.9029 | 1086.1371
summ | geo_moderate | battery_4 | 2036 | 68.6794 | 1130.3555
summ | geo_moderate | battery_4 | 2038 | 74.8091 | 1175.1038
summ | geo_moderate | battery_4 | 2040 | 74.9096 | 1218.9915
summ | geo_moderate | battery_4 | 2042 | 78.0572 | 1259.0529
summ | geo_moderate | battery_4 | 2044 | 76.0212 | 1295.9237
summ | geo_moderate | battery_4 | 2046 | 89.6452 | 1331.3239
summ | geo_moderate | battery_4 | 2048 | 105.7366 | 1364.0724
summ | geo_moderate | battery_4 | 2050 | 117.9466 | 1396.7931
summ | geo_moderate | battery_6 | 2010 | 0 | 941.0067
summ | geo_moderate | battery_6 | 2012 | 0 | 971.1755
summ | geo_moderate | battery_6 | 2014 | 0 | 957.424
summ | geo_moderate | battery_6 | 2016 | 0 | 969.0884
summ | geo_moderate | battery_6 | 2018 | 0 | 977.6589
summ | geo_moderate | battery_6 | 2020 | 0 | 1011.407
summ | geo_moderate | battery_6 | 2022 | 0 | 1125.2498
summ | geo_moderate | battery_6 | 2024 | 0.0012352 | 931.3475
summ | geo_moderate | battery_6 | 2026 | 0.71408 | 947.0578
summ | geo_moderate | battery_6 | 2028 | 4.2184 | 973.2673
summ | geo_moderate | battery_6 | 2030 | 24.6601 | 1008.4093
summ | geo_moderate | battery_6 | 2032 | 39.8879 | 1045.8066
summ | geo_moderate | battery_6 | 2034 | 59.9856 | 1086.1371
summ | geo_moderate | battery_6 | 2036 | 70.3469 | 1130.3555
summ | geo_moderate | battery_6 | 2038 | 78.2546 | 1175.1038
summ | geo_moderate | battery_6 | 2040 | 81.3841 | 1218.9915
summ | geo_moderate | battery_6 | 2042 | 82.7704 | 1259.0529
summ | geo_moderate | battery_6 | 2044 | 83.0599 | 1295.9237
summ | geo_moderate | battery_6 | 2046 | 73.9641 | 1331.3239
summ | geo_moderate | battery_6 | 2048 | 73.3697 | 1364.0724
summ | geo_moderate | battery_6 | 2050 | 70.1503 | 1396.7931
summ | geo_moderate | battery_8 | 2010 | 0 | 941.0067
summ | geo_moderate | battery_8 | 2012 | 0 | 971.1755
summ | geo_moderate | battery_8 | 2014 | 0 | 957.424
summ | geo_moderate | battery_8 | 2016 | 0 | 969.0884
summ | geo_moderate | battery_8 | 2018 | 0 | 977.6589
summ | geo_moderate | battery_8 | 2020 | 0 | 1011.407
summ | geo_moderate | battery_8 | 2022 | 0 | 1125.2498
summ | geo_moderate | battery_8 | 2024 | 0.015511 | 931.3475
summ | geo_moderate | battery_8 | 2026 | 0.015511 | 947.0578
summ | geo_moderate | battery_8 | 2028 | 0.015511 | 973.2673
summ | geo_moderate | battery_8 | 2030 | 0.015511 | 1008.4093
summ | geo_moderate | battery_8 | 2032 | 1.413 | 1045.8066
summ | geo_moderate | battery_8 | 2034 | 7.3455 | 1086.1371
summ | geo_moderate | battery_8 | 2036 | 14.5607 | 1130.3555
summ | geo_moderate | battery_8 | 2038 | 18.7474 | 1175.1038
summ | geo_moderate | battery_8 | 2040 | 19.5936 | 1218.9915
summ | geo_moderate | battery_8 | 2042 | 19.6081 | 1259.0529
summ | geo_moderate | battery_8 | 2044 | 19.4058 | 1295.9237
summ | geo_moderate | battery_8 | 2046 | 21.3187 | 1331.3239
summ | geo_moderate | battery_8 | 2048 | 19.6215 | 1364.0724
summ | geo_moderate | battery_8 | 2050 | 13.8473 | 1396.7931
summ | geo_moderate | battery_10 | 2010 | 0 | 941.0067
summ | geo_moderate | battery_10 | 2012 | 0 | 971.1755
summ | geo_moderate | battery_10 | 2014 | 0 | 957.424
summ | geo_moderate | battery_10 | 2016 | 0 | 969.0884
summ | geo_moderate | battery_10 | 2018 | 0 | 977.6589
summ | geo_moderate | battery_10 | 2020 | 0 | 1011.407
summ | geo_moderate | battery_10 | 2022 | 0 | 1125.2498
summ | geo_moderate | battery_10 | 2024 | 0.024643 | 931.3475
summ | geo_moderate | battery_10 | 2026 | 0.024643 | 947.0578
summ | geo_moderate | battery_10 | 2028 | 0.024643 | 973.2673
summ | geo_moderate | battery_10 | 2030 | 0.024643 | 1008.4093
summ | geo_moderate | battery_10 | 2032 | 0.024643 | 1045.8066
summ | geo_moderate | battery_10 | 2034 | 0.020527 | 1086.1371
summ | geo_moderate | battery_10 | 2036 | 0.020527 | 1130.3555
summ | geo_moderate | battery_10 | 2038 | 0 | 1175.1038
summ | geo_moderate | battery_10 | 2040 | 0 | 1218.9915
summ | geo_moderate | battery_10 | 2042 | 0 | 1259.0529
summ | geo_moderate | battery_10 | 2044 | 0 | 1295.9237
summ | geo_moderate | battery_10 | 2046 | 0 | 1331.3239
summ | geo_moderate | battery_10 | 2048 | 0 | 1364.0724
summ | geo_moderate | battery_10 | 2050 | 0 | 1396.7931
summ | geo_moderate | pumped-hydro | 2010 | 5.8803 | 941.0067
summ | geo_moderate | pumped-hydro | 2012 | 0 | 971.1755
summ | geo_moderate | pumped-hydro | 2014 | 0 | 957.424
summ | geo_moderate | pumped-hydro | 2016 | 0 | 969.0884
summ | geo_moderate | pumped-hydro | 2018 | 0 | 977.6589
summ | geo_moderate | pumped-hydro | 2020 | 0 | 1011.407
summ | geo_moderate | pumped-hydro | 2022 | 2.9968 | 1125.2498
summ | geo_moderate | pumped-hydro | 2024 | 22.9859 | 931.3475
summ | geo_moderate | pumped-hydro | 2026 | 26.0209 | 947.0578
summ | geo_moderate | pumped-hydro | 2028 | 26.536 | 973.2673
summ | geo_moderate | pumped-hydro | 2030 | 26.5332 | 1008.4093
summ | geo_moderate | pumped-hydro | 2032 | 28.7979 | 1045.8066
summ | geo_moderate | pumped-hydro | 2034 | 29.1057 | 1086.1371
summ | geo_moderate | pumped-hydro | 2036 | 29.1493 | 1130.3555
summ | geo_moderate | pumped-hydro | 2038 | 29.5596 | 1175.1038
summ | geo_moderate | pumped-hydro | 2040 | 29.361 | 1218.9915
summ | geo_moderate | pumped-hydro | 2042 | 29.524 | 1259.0529
summ | geo_moderate | pumped-hydro | 2044 | 29.0183 | 1295.9237
summ | geo_moderate | pumped-hydro | 2046 | 29.9463 | 1331.3239
summ | geo_moderate | pumped-hydro | 2048 | 28.9475 | 1364.0724
summ | geo_moderate | pumped-hydro | 2050 | 28.2452 | 1396.7931
summ | geo_moderate | Canada | 2010 | 5.7897 | 941.0067
summ | geo_moderate | Canada | 2012 | 7.5475 | 971.1755
summ | geo_moderate | Canada | 2014 | 7.6689 | 957.424
summ | geo_moderate | Canada | 2016 | 9.3983 | 969.0884
summ | geo_moderate | Canada | 2018 | 9.7098 | 977.6589
summ | geo_moderate | Canada | 2020 | 9.3126 | 1011.407
summ | geo_moderate | Canada | 2022 | 8.3152 | 1125.2498
summ | geo_moderate | Canada | 2024 | 8.3747 | 931.3475
summ | geo_moderate | Canada | 2026 | 9.4089 | 947.0578
summ | geo_moderate | Canada | 2028 | 10.4838 | 973.2673
summ | geo_moderate | Canada | 2030 | 10.7558 | 1008.4093
summ | geo_moderate | Canada | 2032 | 10.6683 | 1045.8066
summ | geo_moderate | Canada | 2034 | 10.5939 | 1086.1371
summ | geo_moderate | Canada | 2036 | 10.3455 | 1130.3555
summ | geo_moderate | Canada | 2038 | 10.2286 | 1175.1038
summ | geo_moderate | Canada | 2040 | 10.1407 | 1218.9915
summ | geo_moderate | Canada | 2042 | 10.1407 | 1259.0529
summ | geo_moderate | Canada | 2044 | 10.1407 | 1295.9237
summ | geo_moderate | Canada | 2046 | 10.1407 | 1331.3239
summ | geo_moderate | Canada | 2048 | 10.1407 | 1364.0724
summ | geo_moderate | Canada | 2050 | 10.1407 | 1396.7931
wint | geo_moderate | nuclear | 2010 | 106.3046 | 982.9438
wint | geo_moderate | nuclear | 2012 | 106.3046 | 1017.4933
wint | geo_moderate | nuclear | 2014 | 102.1081 | 1004.6554
wint | geo_moderate | nuclear | 2016 | 102.7753 | 1020.8425
wint | geo_moderate | nuclear | 2018 | 102.1634 | 1033.6931
wint | geo_moderate | nuclear | 2020 | 98.9443 | 1074.2381
wint | geo_moderate | nuclear | 2022 | 99.2936 | 1116.4194
wint | geo_moderate | nuclear | 2024 | 99.2936 | 890.4311
wint | geo_moderate | nuclear | 2026 | 99.2936 | 891.4121
wint | geo_moderate | nuclear | 2028 | 99.2936 | 904.9823
wint | geo_moderate | nuclear | 2030 | 97.0536 | 902.676
wint | geo_moderate | nuclear | 2032 | 97.0536 | 914.6705
wint | geo_moderate | nuclear | 2034 | 91.7725 | 919.415
wint | geo_moderate | nuclear | 2036 | 89.1411 | 936.4501
wint | geo_moderate | nuclear | 2038 | 89.1411 | 983.2325
wint | geo_moderate | nuclear | 2040 | 89.1411 | 1021.5192
wint | geo_moderate | nuclear | 2042 | 89.1411 | 1050.2258
wint | geo_moderate | nuclear | 2044 | 89.1411 | 1091.9427
wint | geo_moderate | nuclear | 2046 | 89.1411 | 1126.2093
wint | geo_moderate | nuclear | 2048 | 89.1411 | 1163.6348
wint | geo_moderate | nuclear | 2050 | 86.3046 | 1191.191
wint | geo_moderate | coal | 2010 | 299.2654 | 982.9438
wint | geo_moderate | coal | 2012 | 293.6306 | 1017.4933
wint | geo_moderate | coal | 2014 | 283.5106 | 1004.6554
wint | geo_moderate | coal | 2016 | 260.7049 | 1020.8425
wint | geo_moderate | coal | 2018 | 239.5367 | 1033.6931
wint | geo_moderate | coal | 2020 | 221.8607 | 1074.2381
wint | geo_moderate | coal | 2022 | 203.2747 | 1116.4194
wint | geo_moderate | coal | 2024 | 184.6277 | 890.4311
wint | geo_moderate | coal | 2026 | 173.1802 | 891.4121
wint | geo_moderate | coal | 2028 | 153.0083 | 904.9823
wint | geo_moderate | coal | 2030 | 139.7842 | 902.676
wint | geo_moderate | coal | 2032 | 137.5728 | 914.6705
wint | geo_moderate | coal | 2034 | 133.3472 | 919.415
wint | geo_moderate | coal | 2036 | 132.0563 | 936.4501
wint | geo_moderate | coal | 2038 | 130.3558 | 983.2325
wint | geo_moderate | coal | 2040 | 127.4677 | 1021.5192
wint | geo_moderate | coal | 2042 | 122.8612 | 1050.2258
wint | geo_moderate | coal | 2044 | 115.3702 | 1091.9427
wint | geo_moderate | coal | 2046 | 100.4068 | 1126.2093
wint | geo_moderate | coal | 2048 | 86.5681 | 1163.6348
wint | geo_moderate | coal | 2050 | 73.0091 | 1191.191
wint | geo_moderate | gas-cc | 2010 | 216.3834 | 982.9438
wint | geo_moderate | gas-cc | 2012 | 232.0553 | 1017.4933
wint | geo_moderate | gas-cc | 2014 | 242.6941 | 1004.6554
wint | geo_moderate | gas-cc | 2016 | 252.0571 | 1020.8425
wint | geo_moderate | gas-cc | 2018 | 277.6231 | 1033.6931
wint | geo_moderate | gas-cc | 2020 | 288.7346 | 1074.2381
wint | geo_moderate | gas-cc | 2022 | 324.6954 | 1116.4194
wint | geo_moderate | gas-cc | 2024 | 322.1761 | 890.4311
wint | geo_moderate | gas-cc | 2026 | 322.0351 | 891.4121
wint | geo_moderate | gas-cc | 2028 | 323.1442 | 904.9823
wint | geo_moderate | gas-cc | 2030 | 319.4505 | 902.676
wint | geo_moderate | gas-cc | 2032 | 318.1734 | 914.6705
wint | geo_moderate | gas-cc | 2034 | 317.9378 | 919.415
wint | geo_moderate | gas-cc | 2036 | 316.8304 | 936.4501
wint | geo_moderate | gas-cc | 2038 | 316.8187 | 983.2325
wint | geo_moderate | gas-cc | 2040 | 320.9804 | 1021.5192
wint | geo_moderate | gas-cc | 2042 | 324.5447 | 1050.2258
wint | geo_moderate | gas-cc | 2044 | 329.4854 | 1091.9427
wint | geo_moderate | gas-cc | 2046 | 324.0746 | 1126.2093
wint | geo_moderate | gas-cc | 2048 | 333.6697 | 1163.6348
wint | geo_moderate | gas-cc | 2050 | 339.4547 | 1191.191
wint | geo_moderate | gas-cc-ccs_mod_upgrade | 2010 | 0 | 982.9438
wint | geo_moderate | gas-cc-ccs_mod_upgrade | 2012 | 0 | 1017.4933
wint | geo_moderate | gas-cc-ccs_mod_upgrade | 2014 | 0 | 1004.6554
wint | geo_moderate | gas-cc-ccs_mod_upgrade | 2016 | 0 | 1020.8425
wint | geo_moderate | gas-cc-ccs_mod_upgrade | 2018 | 0 | 1033.6931
wint | geo_moderate | gas-cc-ccs_mod_upgrade | 2020 | 0 | 1074.2381
wint | geo_moderate | gas-cc-ccs_mod_upgrade | 2022 | 0 | 1116.4194
wint | geo_moderate | gas-cc-ccs_mod_upgrade | 2024 | 0 | 890.4311
wint | geo_moderate | gas-cc-ccs_mod_upgrade | 2026 | 0 | 891.4121
wint | geo_moderate | gas-cc-ccs_mod_upgrade | 2028 | 0.74703 | 904.9823
wint | geo_moderate | gas-cc-ccs_mod_upgrade | 2030 | 0.74703 | 902.676
wint | geo_moderate | gas-cc-ccs_mod_upgrade | 2032 | 0.74703 | 914.6705
wint | geo_moderate | gas-cc-ccs_mod_upgrade | 2034 | 0.74703 | 919.415
wint | geo_moderate | gas-cc-ccs_mod_upgrade | 2036 | 0.74703 | 936.4501
wint | geo_moderate | gas-cc-ccs_mod_upgrade | 2038 | 0.74703 | 983.2325
wint | geo_moderate | gas-cc-ccs_mod_upgrade | 2040 | 0.74703 | 1021.5192
wint | geo_moderate | gas-cc-ccs_mod_upgrade | 2042 | 0.74703 | 1050.2258
wint | geo_moderate | gas-cc-ccs_mod_upgrade | 2044 | 0.74703 | 1091.9427
wint | geo_moderate | gas-cc-ccs_mod_upgrade | 2046 | 0.74703 | 1126.2093
wint | geo_moderate | gas-cc-ccs_mod_upgrade | 2048 | 0.74703 | 1163.6348
wint | geo_moderate | gas-cc-ccs_mod_upgrade | 2050 | 0.74703 | 1191.191
wint | geo_moderate | gas-ct | 2010 | 137.0704 | 982.9438
wint | geo_moderate | gas-ct | 2012 | 165.9458 | 1017.4933
wint | geo_moderate | gas-ct | 2014 | 170.0551 | 1004.6554
wint | geo_moderate | gas-ct | 2016 | 204.7823 | 1020.8425
wint | geo_moderate | gas-ct | 2018 | 227.541 | 1033.6931
wint | geo_moderate | gas-ct | 2020 | 277.2524 | 1074.2381
wint | geo_moderate | gas-ct | 2022 | 280.8289 | 1116.4194
wint | geo_moderate | gas-ct | 2024 | 147.1858 | 890.4311
wint | geo_moderate | gas-ct | 2026 | 145.3394 | 891.4121
wint | geo_moderate | gas-ct | 2028 | 146.6452 | 904.9823
wint | geo_moderate | gas-ct | 2030 | 144.6007 | 902.676
wint | geo_moderate | gas-ct | 2032 | 143.5471 | 914.6705
wint | geo_moderate | gas-ct | 2034 | 143.0874 | 919.415
wint | geo_moderate | gas-ct | 2036 | 144.8832 | 936.4501
wint | geo_moderate | gas-ct | 2038 | 164.4188 | 983.2325
wint | geo_moderate | gas-ct | 2040 | 201.3668 | 1021.5192
wint | geo_moderate | gas-ct | 2042 | 237.1441 | 1050.2258
wint | geo_moderate | gas-ct | 2044 | 275.3333 | 1091.9427
wint | geo_moderate | gas-ct | 2046 | 322.5813 | 1126.2093
wint | geo_moderate | gas-ct | 2048 | 357.4494 | 1163.6348
wint | geo_moderate | gas-ct | 2050 | 399.4765 | 1191.191
wint | geo_moderate | o-g-s | 2010 | 145.2228 | 982.9438
wint | geo_moderate | o-g-s | 2012 | 137.0404 | 1017.4933
wint | geo_moderate | o-g-s | 2014 | 127.448 | 1004.6554
wint | geo_moderate | o-g-s | 2016 | 114.7112 | 1020.8425
wint | geo_moderate | o-g-s | 2018 | 99.8464 | 1033.6931
wint | geo_moderate | o-g-s | 2020 | 93.1007 | 1074.2381
wint | geo_moderate | o-g-s | 2022 | 87.97 | 1116.4194
wint | geo_moderate | o-g-s | 2024 | 6.4861 | 890.4311
wint | geo_moderate | o-g-s | 2026 | 6.2462 | 891.4121
wint | geo_moderate | o-g-s | 2028 | 5.7691 | 904.9823
wint | geo_moderate | o-g-s | 2030 | 3.9871 | 902.676
wint | geo_moderate | o-g-s | 2032 | 3.9097 | 914.6705
wint | geo_moderate | o-g-s | 2034 | 3.8425 | 919.415
wint | geo_moderate | o-g-s | 2036 | 3.633 | 936.4501
wint | geo_moderate | o-g-s | 2038 | 3.6273 | 983.2325
wint | geo_moderate | o-g-s | 2040 | 3.3108 | 1021.5192
wint | geo_moderate | o-g-s | 2042 | 3.3097 | 1050.2258
wint | geo_moderate | o-g-s | 2044 | 3.2728 | 1091.9427
wint | geo_moderate | o-g-s | 2046 | 3.2145 | 1126.2093
wint | geo_moderate | o-g-s | 2048 | 2.6432 | 1163.6348
wint | geo_moderate | o-g-s | 2050 | 2.1148 | 1191.191
wint | geo_moderate | hydro | 2010 | 56.0022 | 982.9438
wint | geo_moderate | hydro | 2012 | 55.3364 | 1017.4933
wint | geo_moderate | hydro | 2014 | 54.867 | 1004.6554
wint | geo_moderate | hydro | 2016 | 54.2219 | 1020.8425
wint | geo_moderate | hydro | 2018 | 56.5406 | 1033.6931
wint | geo_moderate | hydro | 2020 | 56.8774 | 1074.2381
wint | geo_moderate | hydro | 2022 | 56.9454 | 1116.4194
wint | geo_moderate | hydro | 2024 | 56.9677 | 890.4311
wint | geo_moderate | hydro | 2026 | 57.9379 | 891.4121
wint | geo_moderate | hydro | 2028 | 58.9839 | 904.9823
wint | geo_moderate | hydro | 2030 | 59.1496 | 902.676
wint | geo_moderate | hydro | 2032 | 59.2356 | 914.6705
wint | geo_moderate | hydro | 2034 | 59.3922 | 919.415
wint | geo_moderate | hydro | 2036 | 59.5055 | 936.4501
wint | geo_moderate | hydro | 2038 | 59.7546 | 983.2325
wint | geo_moderate | hydro | 2040 | 59.8605 | 1021.5192
wint | geo_moderate | hydro | 2042 | 59.9998 | 1050.2258
wint | geo_moderate | hydro | 2044 | 60.1464 | 1091.9427
wint | geo_moderate | hydro | 2046 | 60.2748 | 1126.2093
wint | geo_moderate | hydro | 2048 | 60.4324 | 1163.6348
wint | geo_moderate | hydro | 2050 | 60.579 | 1191.191
wint | geo_moderate | geothermal | 2010 | 3.0062 | 982.9438
wint | geo_moderate | geothermal | 2012 | 4.8165 | 1017.4933
wint | geo_moderate | geothermal | 2014 | 4.9484 | 1004.6554
wint | geo_moderate | geothermal | 2016 | 4.9984 | 1020.8425
wint | geo_moderate | geothermal | 2018 | 5.9151 | 1033.6931
wint | geo_moderate | geothermal | 2020 | 6.064 | 1074.2381
wint | geo_moderate | geothermal | 2022 | 6.1252 | 1116.4194
wint | geo_moderate | geothermal | 2024 | 6.1252 | 890.4311
wint | geo_moderate | geothermal | 2026 | 6.1252 | 891.4121
wint | geo_moderate | geothermal | 2028 | 6.2959 | 904.9823
wint | geo_moderate | geothermal | 2030 | 6.2959 | 902.676
wint | geo_moderate | geothermal | 2032 | 6.2959 | 914.6705
wint | geo_moderate | geothermal | 2034 | 6.2959 | 919.415
wint | geo_moderate | geothermal | 2036 | 6.2959 | 936.4501
wint | geo_moderate | geothermal | 2038 | 6.2959 | 983.2325
wint | geo_moderate | geothermal | 2040 | 5.7746 | 1021.5192
wint | geo_moderate | geothermal | 2042 | 3.9644 | 1050.2258
wint | geo_moderate | geothermal | 2044 | 3.8325 | 1091.9427
wint | geo_moderate | geothermal | 2046 | 3.7825 | 1126.2093
wint | geo_moderate | geothermal | 2048 | 2.8657 | 1163.6348
wint | geo_moderate | geothermal | 2050 | 3.7461 | 1191.191
wint | geo_moderate | biopower | 2010 | 2.8796 | 982.9438
wint | geo_moderate | biopower | 2012 | 2.9889 | 1017.4933
wint | geo_moderate | biopower | 2014 | 3.438 | 1004.6554
wint | geo_moderate | biopower | 2016 | 3.236 | 1020.8425
wint | geo_moderate | biopower | 2018 | 3.1947 | 1033.6931
wint | geo_moderate | biopower | 2020 | 3.0294 | 1074.2381
wint | geo_moderate | biopower | 2022 | 2.8952 | 1116.4194
wint | geo_moderate | biopower | 2024 | 2.8982 | 890.4311
wint | geo_moderate | biopower | 2026 | 2.8982 | 891.4121
wint | geo_moderate | biopower | 2028 | 2.6382 | 904.9823
wint | geo_moderate | biopower | 2030 | 2.4007 | 902.676
wint | geo_moderate | biopower | 2032 | 2.1056 | 914.6705
wint | geo_moderate | biopower | 2034 | 1.724 | 919.415
wint | geo_moderate | biopower | 2036 | 1.508 | 936.4501
wint | geo_moderate | biopower | 2038 | 1.3677 | 983.2325
wint | geo_moderate | biopower | 2040 | 1.3327 | 1021.5192
wint | geo_moderate | biopower | 2042 | 1.2498 | 1050.2258
wint | geo_moderate | biopower | 2044 | 1.1648 | 1091.9427
wint | geo_moderate | biopower | 2046 | 1.1586 | 1126.2093
wint | geo_moderate | biopower | 2048 | 1.1336 | 1163.6348
wint | geo_moderate | biopower | 2050 | 1.1293 | 1191.191
wint | geo_moderate | lfill-gas | 2010 | 3.4394 | 982.9438
wint | geo_moderate | lfill-gas | 2012 | 3.6782 | 1017.4933
wint | geo_moderate | lfill-gas | 2014 | 3.7798 | 1004.6554
wint | geo_moderate | lfill-gas | 2016 | 3.7778 | 1020.8425
wint | geo_moderate | lfill-gas | 2018 | 3.7196 | 1033.6931
wint | geo_moderate | lfill-gas | 2020 | 3.541 | 1074.2381
wint | geo_moderate | lfill-gas | 2022 | 3.5376 | 1116.4194
wint | geo_moderate | lfill-gas | 2024 | 3.5376 | 890.4311
wint | geo_moderate | lfill-gas | 2026 | 3.5376 | 891.4121
wint | geo_moderate | lfill-gas | 2028 | 3.5016 | 904.9823
wint | geo_moderate | lfill-gas | 2030 | 3.5016 | 902.676
wint | geo_moderate | lfill-gas | 2032 | 3.5016 | 914.6705
wint | geo_moderate | lfill-gas | 2034 | 3.5016 | 919.415
wint | geo_moderate | lfill-gas | 2036 | 3.5016 | 936.4501
wint | geo_moderate | lfill-gas | 2038 | 3.5016 | 983.2325
wint | geo_moderate | lfill-gas | 2040 | 3.5016 | 1021.5192
wint | geo_moderate | lfill-gas | 2042 | 3.5016 | 1050.2258
wint | geo_moderate | lfill-gas | 2044 | 3.5016 | 1091.9427
wint | geo_moderate | lfill-gas | 2046 | 3.5016 | 1126.2093
wint | geo_moderate | lfill-gas | 2048 | 3.5016 | 1163.6348
wint | geo_moderate | lfill-gas | 2050 | 3.5016 | 1191.191
wint | geo_moderate | wind-ons | 2010 | 1.6343 | 982.9438
wint | geo_moderate | wind-ons | 2012 | 7.4824 | 1017.4933
wint | geo_moderate | wind-ons | 2014 | 2.3636 | 1004.6554
wint | geo_moderate | wind-ons | 2016 | 7.1147 | 1020.8425
wint | geo_moderate | wind-ons | 2018 | 5.3093 | 1033.6931
wint | geo_moderate | wind-ons | 2020 | 10.0534 | 1074.2381
wint | geo_moderate | wind-ons | 2022 | 35.9945 | 1116.4194
wint | geo_moderate | wind-ons | 2024 | 40.911 | 890.4311
wint | geo_moderate | wind-ons | 2026 | 46.1802 | 891.4121
wint | geo_moderate | wind-ons | 2028 | 60.3645 | 904.9823
wint | geo_moderate | wind-ons | 2030 | 73.4145 | 902.676
wint | geo_moderate | wind-ons | 2032 | 77.7602 | 914.6705
wint | geo_moderate | wind-ons | 2034 | 81.029 | 919.415
wint | geo_moderate | wind-ons | 2036 | 85.0578 | 936.4501
wint | geo_moderate | wind-ons | 2038 | 88.6531 | 983.2325
wint | geo_moderate | wind-ons | 2040 | 88.8175 | 1021.5192
wint | geo_moderate | wind-ons | 2042 | 88.3503 | 1050.2258
wint | geo_moderate | wind-ons | 2044 | 88.792 | 1091.9427
wint | geo_moderate | wind-ons | 2046 | 89.0785 | 1126.2093
wint | geo_moderate | wind-ons | 2048 | 91.4469 | 1163.6348
wint | geo_moderate | wind-ons | 2050 | 93.7754 | 1191.191
wint | geo_moderate | wind-ofs | 2010 | 0 | 982.9438
wint | geo_moderate | wind-ofs | 2012 | 0 | 1017.4933
wint | geo_moderate | wind-ofs | 2014 | 0 | 1004.6554
wint | geo_moderate | wind-ofs | 2016 | 0.011941 | 1020.8425
wint | geo_moderate | wind-ofs | 2018 | 0 | 1033.6931
wint | geo_moderate | wind-ofs | 2020 | 1.2645 | 1074.2381
wint | geo_moderate | wind-ofs | 2022 | 0.64094 | 1116.4194
wint | geo_moderate | wind-ofs | 2024 | 1.5086 | 890.4311
wint | geo_moderate | wind-ofs | 2026 | 2.9339 | 891.4121
wint | geo_moderate | wind-ofs | 2028 | 5.8271 | 904.9823
wint | geo_moderate | wind-ofs | 2030 | 7.2702 | 902.676
wint | geo_moderate | wind-ofs | 2032 | 7.9493 | 914.6705
wint | geo_moderate | wind-ofs | 2034 | 9.5539 | 919.415
wint | geo_moderate | wind-ofs | 2036 | 11.3293 | 936.4501
wint | geo_moderate | wind-ofs | 2038 | 11.5384 | 983.2325
wint | geo_moderate | wind-ofs | 2040 | 11.5659 | 1021.5192
wint | geo_moderate | wind-ofs | 2042 | 11.7973 | 1050.2258
wint | geo_moderate | wind-ofs | 2044 | 12.5465 | 1091.9427
wint | geo_moderate | wind-ofs | 2046 | 12.7102 | 1126.2093
wint | geo_moderate | wind-ofs | 2048 | 12.4288 | 1163.6348
wint | geo_moderate | wind-ofs | 2050 | 12.3489 | 1191.191
wint | geo_moderate | csp | 2010 | 0 | 982.9438
wint | geo_moderate | csp | 2012 | 0 | 1017.4933
wint | geo_moderate | csp | 2014 | 0 | 1004.6554
wint | geo_moderate | csp | 2016 | 0 | 1020.8425
wint | geo_moderate | csp | 2018 | 0 | 1033.6931
wint | geo_moderate | csp | 2020 | 0 | 1074.2381
wint | geo_moderate | csp | 2022 | 0 | 1116.4194
wint | geo_moderate | csp | 2024 | 0 | 890.4311
wint | geo_moderate | csp | 2026 | 0 | 891.4121
wint | geo_moderate | csp | 2028 | 0 | 904.9823
wint | geo_moderate | csp | 2030 | 0 | 902.676
wint | geo_moderate | csp | 2032 | 0 | 914.6705
wint | geo_moderate | csp | 2034 | 0 | 919.415
wint | geo_moderate | csp | 2036 | 0 | 936.4501
wint | geo_moderate | csp | 2038 | 0 | 983.2325
wint | geo_moderate | csp | 2040 | 0 | 1021.5192
wint | geo_moderate | csp | 2042 | 0 | 1050.2258
wint | geo_moderate | csp | 2044 | 0 | 1091.9427
wint | geo_moderate | csp | 2046 | 0 | 1126.2093
wint | geo_moderate | csp | 2048 | 0 | 1163.6348
wint | geo_moderate | csp | 2050 | 0 | 1191.191
wint | geo_moderate | upv | 2010 | 0.043985 | 982.9438
wint | geo_moderate | upv | 2012 | 0.5345 | 1017.4933
wint | geo_moderate | upv | 2014 | 1.5377 | 1004.6554
wint | geo_moderate | upv | 2016 | 2.7624 | 1020.8425
wint | geo_moderate | upv | 2018 | 2.239 | 1033.6931
wint | geo_moderate | upv | 2020 | 3.8786 | 1074.2381
wint | geo_moderate | upv | 2022 | 3.3481 | 1116.4194
wint | geo_moderate | upv | 2024 | 2.073 | 890.4311
wint | geo_moderate | upv | 2026 | 2.3343 | 891.4121
wint | geo_moderate | upv | 2028 | 1.989 | 904.9823
wint | geo_moderate | upv | 2030 | 0.99067 | 902.676
wint | geo_moderate | upv | 2032 | 1.047 | 914.6705
wint | geo_moderate | upv | 2034 | 0.57462 | 919.415
wint | geo_moderate | upv | 2036 | 0.15266 | 936.4501
wint | geo_moderate | upv | 2038 | 0.17107 | 983.2325
wint | geo_moderate | upv | 2040 | 0.16248 | 1021.5192
wint | geo_moderate | upv | 2042 | 0.15679 | 1050.2258
wint | geo_moderate | upv | 2044 | 0.15581 | 1091.9427
wint | geo_moderate | upv | 2046 | 0.18343 | 1126.2093
wint | geo_moderate | upv | 2048 | 0.18273 | 1163.6348
wint | geo_moderate | upv | 2050 | 0.195 | 1191.191
wint | geo_moderate | dupv | 2010 | 0.015679 | 982.9438
wint | geo_moderate | dupv | 2012 | 0.13199 | 1017.4933
wint | geo_moderate | dupv | 2014 | 0.23609 | 1004.6554
wint | geo_moderate | dupv | 2016 | 0.29012 | 1020.8425
wint | geo_moderate | dupv | 2018 | 0.35431 | 1033.6931
wint | geo_moderate | dupv | 2020 | 0.32457 | 1074.2381
wint | geo_moderate | dupv | 2022 | 0.093748 | 1116.4194
wint | geo_moderate | dupv | 2024 | 0.075702 | 890.4311
wint | geo_moderate | dupv | 2026 | 0.088115 | 891.4121
wint | geo_moderate | dupv | 2028 | 0.041003 | 904.9823
wint | geo_moderate | dupv | 2030 | 0.022124 | 902.676
wint | geo_moderate | dupv | 2032 | 0.018606 | 914.6705
wint | geo_moderate | dupv | 2034 | 0.0063635 | 919.415
wint | geo_moderate | dupv | 2036 | 0.0056537 | 936.4501
wint | geo_moderate | dupv | 2038 | 0.00027875 | 983.2325
wint | geo_moderate | dupv | 2040 | 0.00016686 | 1021.5192
wint | geo_moderate | dupv | 2042 | 0.00012703 | 1050.2258
wint | geo_moderate | dupv | 2044 | 9.446e-05 | 1091.9427
wint | geo_moderate | dupv | 2046 | 0.00011534 | 1126.2093
wint | geo_moderate | dupv | 2048 | 0.00010952 | 1163.6348
wint | geo_moderate | dupv | 2050 | 9.003e-05 | 1191.191
wint | geo_moderate | distpv | 2010 | 0 | 982.9438
wint | geo_moderate | distpv | 2012 | 0 | 1017.4933
wint | geo_moderate | distpv | 2014 | 0 | 1004.6554
wint | geo_moderate | distpv | 2016 | 0 | 1020.8425
wint | geo_moderate | distpv | 2018 | 0 | 1033.6931
wint | geo_moderate | distpv | 2020 | 0 | 1074.2381
wint | geo_moderate | distpv | 2022 | 0.32572 | 1116.4194
wint | geo_moderate | distpv | 2024 | 0.30939 | 890.4311
wint | geo_moderate | distpv | 2026 | 0.41275 | 891.4121
wint | geo_moderate | distpv | 2028 | 0.39018 | 904.9823
wint | geo_moderate | distpv | 2030 | 0.36705 | 902.676
wint | geo_moderate | distpv | 2032 | 0.47021 | 914.6705
wint | geo_moderate | distpv | 2034 | 0.37811 | 919.415
wint | geo_moderate | distpv | 2036 | 0.16378 | 936.4501
wint | geo_moderate | distpv | 2038 | 0.09526 | 983.2325
wint | geo_moderate | distpv | 2040 | 0.071448 | 1021.5192
wint | geo_moderate | distpv | 2042 | 0.072209 | 1050.2258
wint | geo_moderate | distpv | 2044 | 0.076899 | 1091.9427
wint | geo_moderate | distpv | 2046 | 0.1092 | 1126.2093
wint | geo_moderate | distpv | 2048 | 0.12012 | 1163.6348
wint | geo_moderate | distpv | 2050 | 0.12981 | 1191.191
wint | geo_moderate | pvb | 2010 | 0 | 982.9438
wint | geo_moderate | pvb | 2012 | 0 | 1017.4933
wint | geo_moderate | pvb | 2014 | 0 | 1004.6554
wint | geo_moderate | pvb | 2016 | 0 | 1020.8425
wint | geo_moderate | pvb | 2018 | 0 | 1033.6931
wint | geo_moderate | pvb | 2020 | 0 | 1074.2381
wint | geo_moderate | pvb | 2022 | 1.4215 | 1116.4194
wint | geo_moderate | pvb | 2024 | 0.43091 | 890.4311
wint | geo_moderate | pvb | 2026 | 1.7981 | 891.4121
wint | geo_moderate | pvb | 2028 | 6.2892 | 904.9823
wint | geo_moderate | pvb | 2030 | 5.885 | 902.676
wint | geo_moderate | pvb | 2032 | 5.5695 | 914.6705
wint | geo_moderate | pvb | 2034 | 6.2392 | 919.415
wint | geo_moderate | pvb | 2036 | 7.1371 | 936.4501
wint | geo_moderate | pvb | 2038 | 5.2792 | 983.2325
wint | geo_moderate | pvb | 2040 | 7.7746 | 1021.5192
wint | geo_moderate | pvb | 2042 | 5.8891 | 1050.2258
wint | geo_moderate | pvb | 2044 | 7.3513 | 1091.9427
wint | geo_moderate | pvb | 2046 | 11.9618 | 1126.2093
wint | geo_moderate | pvb | 2048 | 4.113 | 1163.6348
wint | geo_moderate | pvb | 2050 | 2.6778 | 1191.191
wint | geo_moderate | battery_2 | 2010 | 0.00586 | 982.9438
wint | geo_moderate | battery_2 | 2012 | 0 | 1017.4933
wint | geo_moderate | battery_2 | 2014 | 0 | 1004.6554
wint | geo_moderate | battery_2 | 2016 | 0 | 1020.8425
wint | geo_moderate | battery_2 | 2018 | 0 | 1033.6931
wint | geo_moderate | battery_2 | 2020 | 0 | 1074.2381
wint | geo_moderate | battery_2 | 2022 | 0 | 1116.4194
wint | geo_moderate | battery_2 | 2024 | 0.059894 | 890.4311
wint | geo_moderate | battery_2 | 2026 | 0.42616 | 891.4121
wint | geo_moderate | battery_2 | 2028 | 0.65397 | 904.9823
wint | geo_moderate | battery_2 | 2030 | 0.93249 | 902.676
wint | geo_moderate | battery_2 | 2032 | 0.56203 | 914.6705
wint | geo_moderate | battery_2 | 2034 | 0.78296 | 919.415
wint | geo_moderate | battery_2 | 2036 | 1.8059 | 936.4501
wint | geo_moderate | battery_2 | 2038 | 2.8715 | 983.2325
wint | geo_moderate | battery_2 | 2040 | 1.4846 | 1021.5192
wint | geo_moderate | battery_2 | 2042 | 2.3765 | 1050.2258
wint | geo_moderate | battery_2 | 2044 | 4.6937 | 1091.9427
wint | geo_moderate | battery_2 | 2046 | 4.4382 | 1126.2093
wint | geo_moderate | battery_2 | 2048 | 3.3403 | 1163.6348
wint | geo_moderate | battery_2 | 2050 | 2.6056 | 1191.191
wint | geo_moderate | battery_4 | 2010 | 0 | 982.9438
wint | geo_moderate | battery_4 | 2012 | 0 | 1017.4933
wint | geo_moderate | battery_4 | 2014 | 0 | 1004.6554
wint | geo_moderate | battery_4 | 2016 | 0 | 1020.8425
wint | geo_moderate | battery_4 | 2018 | 0 | 1033.6931
wint | geo_moderate | battery_4 | 2020 | 0 | 1074.2381
wint | geo_moderate | battery_4 | 2022 | 0 | 1116.4194
wint | geo_moderate | battery_4 | 2024 | 0.71678 | 890.4311
wint | geo_moderate | battery_4 | 2026 | 4.1735 | 891.4121
wint | geo_moderate | battery_4 | 2028 | 11.7233 | 904.9823
wint | geo_moderate | battery_4 | 2030 | 5.4654 | 902.676
wint | geo_moderate | battery_4 | 2032 | 5.4697 | 914.6705
wint | geo_moderate | battery_4 | 2034 | 21.2371 | 919.415
wint | geo_moderate | battery_4 | 2036 | 16.2341 | 936.4501
wint | geo_moderate | battery_4 | 2038 | 30.1763 | 983.2325
wint | geo_moderate | battery_4 | 2040 | 22.1774 | 1021.5192
wint | geo_moderate | battery_4 | 2042 | 16.8254 | 1050.2258
wint | geo_moderate | battery_4 | 2044 | 27.9223 | 1091.9427
wint | geo_moderate | battery_4 | 2046 | 37.5329 | 1126.2093
wint | geo_moderate | battery_4 | 2048 | 40.8522 | 1163.6348
wint | geo_moderate | battery_4 | 2050 | 50.1844 | 1191.191
wint | geo_moderate | battery_6 | 2010 | 0 | 982.9438
wint | geo_moderate | battery_6 | 2012 | 0 | 1017.4933
wint | geo_moderate | battery_6 | 2014 | 0 | 1004.6554
wint | geo_moderate | battery_6 | 2016 | 0 | 1020.8425
wint | geo_moderate | battery_6 | 2018 | 0 | 1033.6931
wint | geo_moderate | battery_6 | 2020 | 0 | 1074.2381
wint | geo_moderate | battery_6 | 2022 | 0 | 1116.4194
wint | geo_moderate | battery_6 | 2024 | 1.4319e-07 | 890.4311
wint | geo_moderate | battery_6 | 2026 | 0 | 891.4121
wint | geo_moderate | battery_6 | 2028 | 0 | 904.9823
wint | geo_moderate | battery_6 | 2030 | 6.3857 | 902.676
wint | geo_moderate | battery_6 | 2032 | 10.5742 | 914.6705
wint | geo_moderate | battery_6 | 2034 | 15.5394 | 919.415
wint | geo_moderate | battery_6 | 2036 | 25.5702 | 936.4501
wint | geo_moderate | battery_6 | 2038 | 40.6926 | 983.2325
wint | geo_moderate | battery_6 | 2040 | 37.4968 | 1021.5192
wint | geo_moderate | battery_6 | 2042 | 41.7887 | 1050.2258
wint | geo_moderate | battery_6 | 2044 | 37.2789 | 1091.9427
wint | geo_moderate | battery_6 | 2046 | 28.1983 | 1126.2093
wint | geo_moderate | battery_6 | 2048 | 31.3655 | 1163.6348
wint | geo_moderate | battery_6 | 2050 | 23.1338 | 1191.191
wint | geo_moderate | battery_8 | 2010 | 0 | 982.9438
wint | geo_moderate | battery_8 | 2012 | 0 | 1017.4933
wint | geo_moderate | battery_8 | 2014 | 0 | 1004.6554
wint | geo_moderate | battery_8 | 2016 | 0 | 1020.8425
wint | geo_moderate | battery_8 | 2018 | 0 | 1033.6931
wint | geo_moderate | battery_8 | 2020 | 0 | 1074.2381
wint | geo_moderate | battery_8 | 2022 | 0 | 1116.4194
wint | geo_moderate | battery_8 | 2024 | 0.00010408 | 890.4311
wint | geo_moderate | battery_8 | 2026 | 0.00010408 | 891.4121
wint | geo_moderate | battery_8 | 2028 | 8.3265e-05 | 904.9823
wint | geo_moderate | battery_8 | 2030 | 0.00023092 | 902.676
wint | geo_moderate | battery_8 | 2032 | 0.74933 | 914.6705
wint | geo_moderate | battery_8 | 2034 | 0.0050076 | 919.415
wint | geo_moderate | battery_8 | 2036 | 3.1003 | 936.4501
wint | geo_moderate | battery_8 | 2038 | 4.468 | 983.2325
wint | geo_moderate | battery_8 | 2040 | 9.0288 | 1021.5192
wint | geo_moderate | battery_8 | 2042 | 9.4571 | 1050.2258
wint | geo_moderate | battery_8 | 2044 | 7.7455 | 1091.9427
wint | geo_moderate | battery_8 | 2046 | 6.2088 | 1126.2093
wint | geo_moderate | battery_8 | 2048 | 13.1983 | 1163.6348
wint | geo_moderate | battery_8 | 2050 | 6.9126 | 1191.191
wint | geo_moderate | battery_10 | 2010 | 0 | 982.9438
wint | geo_moderate | battery_10 | 2012 | 0 | 1017.4933
wint | geo_moderate | battery_10 | 2014 | 0 | 1004.6554
wint | geo_moderate | battery_10 | 2016 | 0 | 1020.8425
wint | geo_moderate | battery_10 | 2018 | 0 | 1033.6931
wint | geo_moderate | battery_10 | 2020 | 0 | 1074.2381
wint | geo_moderate | battery_10 | 2022 | 0 | 1116.4194
wint | geo_moderate | battery_10 | 2024 | 0 | 890.4311
wint | geo_moderate | battery_10 | 2026 | 0 | 891.4121
wint | geo_moderate | battery_10 | 2028 | 0 | 904.9823
wint | geo_moderate | battery_10 | 2030 | 0 | 902.676
wint | geo_moderate | battery_10 | 2032 | 0.024643 | 914.6705
wint | geo_moderate | battery_10 | 2034 | 0.024643 | 919.415
wint | geo_moderate | battery_10 | 2036 | 0.0051257 | 936.4501
wint | geo_moderate | battery_10 | 2038 | 0 | 983.2325
wint | geo_moderate | battery_10 | 2040 | 0 | 1021.5192
wint | geo_moderate | battery_10 | 2042 | 0 | 1050.2258
wint | geo_moderate | battery_10 | 2044 | 0 | 1091.9427
wint | geo_moderate | battery_10 | 2046 | 0 | 1126.2093
wint | geo_moderate | battery_10 | 2048 | 0 | 1163.6348
wint | geo_moderate | battery_10 | 2050 | 0 | 1191.191
wint | geo_moderate | pumped-hydro | 2010 | 5.8803 | 982.9438
wint | geo_moderate | pumped-hydro | 2012 | 0 | 1017.4933
wint | geo_moderate | pumped-hydro | 2014 | 0 | 1004.6554
wint | geo_moderate | pumped-hydro | 2016 | 0 | 1020.8425
wint | geo_moderate | pumped-hydro | 2018 | 0 | 1033.6931
wint | geo_moderate | pumped-hydro | 2020 | 0 | 1074.2381
wint | geo_moderate | pumped-hydro | 2022 | 0.71358 | 1116.4194
wint | geo_moderate | pumped-hydro | 2024 | 6.6731 | 890.4311
wint | geo_moderate | pumped-hydro | 2026 | 7.0627 | 891.4121
wint | geo_moderate | pumped-hydro | 2028 | 7.1932 | 904.9823
wint | geo_moderate | pumped-hydro | 2030 | 14.2159 | 902.676
wint | geo_moderate | pumped-hydro | 2032 | 21.6652 | 914.6705
wint | geo_moderate | pumped-hydro | 2034 | 11.8028 | 919.415
wint | geo_moderate | pumped-hydro | 2036 | 17.4407 | 936.4501
wint | geo_moderate | pumped-hydro | 2038 | 13.0296 | 983.2325
wint | geo_moderate | pumped-hydro | 2040 | 19.3156 | 1021.5192
wint | geo_moderate | pumped-hydro | 2042 | 16.9081 | 1050.2258
wint | geo_moderate | pumped-hydro | 2044 | 13.244 | 1091.9427
wint | geo_moderate | pumped-hydro | 2046 | 16.7643 | 1126.2093
wint | geo_moderate | pumped-hydro | 2048 | 18.2943 | 1163.6348
wint | geo_moderate | pumped-hydro | 2050 | 19.024 | 1191.191
wint | geo_moderate | Canada | 2010 | 5.7897 | 982.9438
wint | geo_moderate | Canada | 2012 | 7.5475 | 1017.4933
wint | geo_moderate | Canada | 2014 | 7.6689 | 1004.6554
wint | geo_moderate | Canada | 2016 | 9.3983 | 1020.8425
wint | geo_moderate | Canada | 2018 | 9.7098 | 1033.6931
wint | geo_moderate | Canada | 2020 | 9.3126 | 1074.2381
wint | geo_moderate | Canada | 2022 | 8.3152 | 1116.4194
wint | geo_moderate | Canada | 2024 | 8.3747 | 890.4311
wint | geo_moderate | Canada | 2026 | 9.4089 | 891.4121
wint | geo_moderate | Canada | 2028 | 10.4838 | 904.9823
wint | geo_moderate | Canada | 2030 | 10.7558 | 902.676
wint | geo_moderate | Canada | 2032 | 10.6683 | 914.6705
wint | geo_moderate | Canada | 2034 | 10.5939 | 919.415
wint | geo_moderate | Canada | 2036 | 10.3455 | 936.4501
wint | geo_moderate | Canada | 2038 | 10.2286 | 983.2325
wint | geo_moderate | Canada | 2040 | 10.1407 | 1021.5192
wint | geo_moderate | Canada | 2042 | 10.1407 | 1050.2258
wint | geo_moderate | Canada | 2044 | 10.1407 | 1091.9427
wint | geo_moderate | Canada | 2046 | 10.1407 | 1126.2093
wint | geo_moderate | Canada | 2048 | 10.1407 | 1163.6348
wint | geo_moderate | Canada | 2050 | 10.1407 | 1191.191

## 12_Curtailment Rate
scenario | year | Curt Rate
geo_moderate | 2010 | 0.046618
geo_moderate | 2012 | 0.074903
geo_moderate | 2014 | 0.037922
geo_moderate | 2016 | 0.12022
geo_moderate | 2018 | 0.10278
geo_moderate | 2020 | 0.12868
geo_moderate | 2022 | 0.26587
geo_moderate | 2024 | 0.078819
geo_moderate | 2026 | 0.070066
geo_moderate | 2028 | 0.058836
geo_moderate | 2030 | 0.053716
geo_moderate | 2032 | 0.059734
geo_moderate | 2034 | 0.059323
geo_moderate | 2036 | 0.065338
geo_moderate | 2038 | 0.058139
geo_moderate | 2040 | 0.047117
geo_moderate | 2042 | 0.044261
geo_moderate | 2044 | 0.039968
geo_moderate | 2046 | 0.032481
geo_moderate | 2048 | 0.023881
geo_moderate | 2050 | 0.022595

## 13_Losses (fraction of load)
type | scenario | year | Amount (TWh)
curt | geo_moderate | 2010 | 0.0013561
curt | geo_moderate | 2012 | 0.0036763
curt | geo_moderate | 2014 | 0.002265
curt | geo_moderate | 2016 | 0.010347
curt | geo_moderate | 2018 | 0.013255
curt | geo_moderate | 2020 | 0.022592
curt | geo_moderate | 2022 | 0.09762
curt | geo_moderate | 2024 | 0.033248
curt | geo_moderate | 2026 | 0.033911
curt | geo_moderate | 2028 | 0.032918
curt | geo_moderate | 2030 | 0.034838
curt | geo_moderate | 2032 | 0.040502
curt | geo_moderate | 2034 | 0.042695
curt | geo_moderate | 2036 | 0.049453
curt | geo_moderate | 2038 | 0.043708
curt | geo_moderate | 2040 | 0.033905
curt | geo_moderate | 2042 | 0.030552
curt | geo_moderate | 2044 | 0.026869
curt | geo_moderate | 2046 | 0.021228
curt | geo_moderate | 2048 | 0.015132
curt | geo_moderate | 2050 | 0.014189
storage | geo_moderate | 2010 | 0.0011278
storage | geo_moderate | 2012 | 0.00089896
storage | geo_moderate | 2014 | 0.0012029
storage | geo_moderate | 2016 | 0.00093137
storage | geo_moderate | 2018 | 0.00081346
storage | geo_moderate | 2020 | 0.00084838
storage | geo_moderate | 2022 | 0.0012785
storage | geo_moderate | 2024 | 0.0020631
storage | geo_moderate | 2026 | 0.0035442
storage | geo_moderate | 2028 | 0.0051036
storage | geo_moderate | 2030 | 0.0077117
storage | geo_moderate | 2032 | 0.0087528
storage | geo_moderate | 2034 | 0.01026
storage | geo_moderate | 2036 | 0.01105
storage | geo_moderate | 2038 | 0.011197
storage | geo_moderate | 2040 | 0.010082
storage | geo_moderate | 2042 | 0.0093697
storage | geo_moderate | 2044 | 0.0092265
storage | geo_moderate | 2046 | 0.0097443
storage | geo_moderate | 2048 | 0.0097188
storage | geo_moderate | 2050 | 0.009402
trans | geo_moderate | 2010 | 0.0086911
trans | geo_moderate | 2012 | 0.0090564
trans | geo_moderate | 2014 | 0.010866
trans | geo_moderate | 2016 | 0.010852
trans | geo_moderate | 2018 | 0.0096451
trans | geo_moderate | 2020 | 0.011114
trans | geo_moderate | 2022 | 0.0104
trans | geo_moderate | 2024 | 0.0093886
trans | geo_moderate | 2026 | 0.0099043
trans | geo_moderate | 2028 | 0.012791
trans | geo_moderate | 2030 | 0.014674
trans | geo_moderate | 2032 | 0.014874
trans | geo_moderate | 2034 | 0.01573
trans | geo_moderate | 2036 | 0.016752
trans | geo_moderate | 2038 | 0.017036
trans | geo_moderate | 2040 | 0.015862
trans | geo_moderate | 2042 | 0.014602
trans | geo_moderate | 2044 | 0.013784
trans | geo_moderate | 2046 | 0.012735
trans | geo_moderate | 2048 | 0.012243
trans | geo_moderate | 2050 | 0.01202

## 14_Transmission (GW-mi)
scenario | trtype | year | Amount (GW-mi) | Net Level Amount (GW-mi)
geo_moderate | B2B | 2010 | 434.7703 | 152666.7809
geo_moderate | B2B | 2012 | 434.7703 | 152766.452
geo_moderate | B2B | 2014 | 434.7703 | 152814.5015
geo_moderate | B2B | 2016 | 434.7703 | 152923.9316
geo_moderate | B2B | 2018 | 434.7703 | 153008.4192
geo_moderate | B2B | 2020 | 434.7703 | 153163.7378
geo_moderate | B2B | 2022 | 434.7703 | 154460.7075
geo_moderate | B2B | 2024 | 434.7703 | 157516.2069
geo_moderate | B2B | 2026 | 434.7703 | 160673.3503
geo_moderate | B2B | 2028 | 434.7703 | 169791.8642
geo_moderate | B2B | 2030 | 434.7703 | 178964.5586
geo_moderate | B2B | 2032 | 434.7703 | 189445.5379
geo_moderate | B2B | 2034 | 434.7703 | 201973.1589
geo_moderate | B2B | 2036 | 434.7703 | 215137.5507
geo_moderate | B2B | 2038 | 434.7703 | 228856.0795
geo_moderate | B2B | 2040 | 434.7703 | 244684.6823
geo_moderate | B2B | 2042 | 434.7703 | 261939.7319
geo_moderate | B2B | 2044 | 434.7703 | 278407.6285
geo_moderate | B2B | 2046 | 434.7703 | 293048.5299
geo_moderate | B2B | 2048 | 434.7703 | 309603.0401
geo_moderate | B2B | 2050 | 434.7703 | 326298.9786
geo_moderate | AC | 2010 | 147705.0304 | 152666.7809
geo_moderate | AC | 2012 | 147705.0304 | 152766.452
geo_moderate | AC | 2014 | 147705.0304 | 152814.5015
geo_moderate | AC | 2016 | 147705.0304 | 152923.9316
geo_moderate | AC | 2018 | 147705.0304 | 153008.4192
geo_moderate | AC | 2020 | 147705.0304 | 153163.7378
geo_moderate | AC | 2022 | 147705.0304 | 154460.7075
geo_moderate | AC | 2024 | 150505.0304 | 157516.2069
geo_moderate | AC | 2026 | 153305.0304 | 160673.3503
geo_moderate | AC | 2028 | 161804.9864 | 169791.8642
geo_moderate | AC | 2030 | 170411.7951 | 178964.5586
geo_moderate | AC | 2032 | 180521.8963 | 189445.5379
geo_moderate | AC | 2034 | 192509.9515 | 201973.1589
geo_moderate | AC | 2036 | 205259.8418 | 215137.5507
geo_moderate | AC | 2038 | 218868.1193 | 228856.0795
geo_moderate | AC | 2040 | 234361.9787 | 244684.6823
geo_moderate | AC | 2042 | 251397.9887 | 261939.7319
geo_moderate | AC | 2044 | 267590.3555 | 278407.6285
geo_moderate | AC | 2046 | 282105.3768 | 293048.5299
geo_moderate | AC | 2048 | 298401.5173 | 309603.0401
geo_moderate | AC | 2050 | 314895.0656 | 326298.9786
geo_moderate | DC, LCC | 2010 | 4506.323 | 152666.7809
geo_moderate | DC, LCC | 2012 | 4506.323 | 152766.452
geo_moderate | DC, LCC | 2014 | 4506.323 | 152814.5015
geo_moderate | DC, LCC | 2016 | 4506.323 | 152923.9316
geo_moderate | DC, LCC | 2018 | 4506.323 | 153008.4192
geo_moderate | DC, LCC | 2020 | 4506.323 | 153163.7378
geo_moderate | DC, LCC | 2022 | 4506.323 | 154460.7075
geo_moderate | DC, LCC | 2024 | 4506.323 | 157516.2069
geo_moderate | DC, LCC | 2026 | 4506.323 | 160673.3503
geo_moderate | DC, LCC | 2028 | 4710.1006 | 169791.8642
geo_moderate | DC, LCC | 2030 | 4728.6348 | 178964.5586
geo_moderate | DC, LCC | 2032 | 4892.7154 | 189445.5379
geo_moderate | DC, LCC | 2034 | 5164.4147 | 201973.1589
geo_moderate | DC, LCC | 2036 | 5273.8375 | 215137.5507
geo_moderate | DC, LCC | 2038 | 5278.9237 | 228856.0795
geo_moderate | DC, LCC | 2040 | 5589.6605 | 244684.6823
geo_moderate | DC, LCC | 2042 | 5776.1445 | 261939.7319
geo_moderate | DC, LCC | 2044 | 6014.2477 | 278407.6285
geo_moderate | DC, LCC | 2046 | 6057.8942 | 293048.5299
geo_moderate | DC, LCC | 2048 | 6239.3078 | 309603.0401
geo_moderate | DC, LCC | 2050 | 6349.3846 | 326298.9786
geo_moderate | Spur | 2010 | 20.6573 | 152666.7809
geo_moderate | Spur | 2012 | 120.3283 | 152766.452
geo_moderate | Spur | 2014 | 168.3779 | 152814.5015
geo_moderate | Spur | 2016 | 277.808 | 152923.9316
geo_moderate | Spur | 2018 | 362.2956 | 153008.4192
geo_moderate | Spur | 2020 | 517.6141 | 153163.7378
geo_moderate | Spur | 2022 | 1814.5838 | 154460.7075
geo_moderate | Spur | 2024 | 2070.0833 | 157516.2069
geo_moderate | Spur | 2026 | 2427.2266 | 160673.3503
geo_moderate | Spur | 2028 | 2842.0069 | 169791.8642
geo_moderate | Spur | 2030 | 3389.3584 | 178964.5586
geo_moderate | Spur | 2032 | 3596.1559 | 189445.5379
geo_moderate | Spur | 2034 | 3864.0224 | 201973.1589
geo_moderate | Spur | 2036 | 4169.1011 | 215137.5507
geo_moderate | Spur | 2038 | 4274.2662 | 228856.0795
geo_moderate | Spur | 2040 | 4298.2729 | 244684.6823
geo_moderate | Spur | 2042 | 4330.8283 | 261939.7319
geo_moderate | Spur | 2044 | 4368.255 | 278407.6285
geo_moderate | Spur | 2046 | 4450.4886 | 293048.5299
geo_moderate | Spur | 2048 | 4527.4446 | 309603.0401
geo_moderate | Spur | 2050 | 4619.7581 | 326298.9786

## 15_Transmission (PRM) (GW-mi)
scenario | trtype | year | Trans cap, PRM (GW-mi) | Net Level Trans cap, PRM (GW-mi)
geo_moderate | B2B | 2010 | 434.7703 | 92630.5352
geo_moderate | B2B | 2012 | 434.7703 | 92630.5352
geo_moderate | B2B | 2014 | 434.7703 | 92630.5352
geo_moderate | B2B | 2016 | 434.7703 | 92630.5352
geo_moderate | B2B | 2018 | 434.7703 | 92630.5352
geo_moderate | B2B | 2020 | 434.7703 | 92630.5352
geo_moderate | B2B | 2022 | 434.7703 | 92630.5352
geo_moderate | B2B | 2024 | 434.7703 | 95010.5352
geo_moderate | B2B | 2026 | 434.7703 | 97390.5352
geo_moderate | B2B | 2028 | 434.7703 | 104788.7089
geo_moderate | B2B | 2030 | 434.7703 | 112120.2503
geo_moderate | B2B | 2032 | 434.7703 | 120853.3049
geo_moderate | B2B | 2034 | 434.7703 | 131274.0961
geo_moderate | B2B | 2036 | 434.7703 | 142204.5123
geo_moderate | B2B | 2038 | 434.7703 | 153775.8715
geo_moderate | B2B | 2040 | 434.7703 | 167209.7781
geo_moderate | B2B | 2042 | 434.7703 | 181848.8982
geo_moderate | B2B | 2044 | 434.7703 | 195814.7976
geo_moderate | B2B | 2046 | 434.7703 | 208189.6652
geo_moderate | B2B | 2048 | 434.7703 | 222195.5862
geo_moderate | B2B | 2050 | 434.7703 | 236308.6675
geo_moderate | AC | 2010 | 87689.4419 | 92630.5352
geo_moderate | AC | 2012 | 87689.4419 | 92630.5352
geo_moderate | AC | 2014 | 87689.4419 | 92630.5352
geo_moderate | AC | 2016 | 87689.4419 | 92630.5352
geo_moderate | AC | 2018 | 87689.4419 | 92630.5352
geo_moderate | AC | 2020 | 87689.4419 | 92630.5352
geo_moderate | AC | 2022 | 87689.4419 | 92630.5352
geo_moderate | AC | 2024 | 90069.4419 | 95010.5352
geo_moderate | AC | 2026 | 92449.4419 | 97390.5352
geo_moderate | AC | 2028 | 99674.4046 | 104788.7089
geo_moderate | AC | 2030 | 106990.192 | 112120.2503
geo_moderate | AC | 2032 | 115583.778 | 120853.3049
geo_moderate | AC | 2034 | 125773.6249 | 131274.0961
geo_moderate | AC | 2036 | 136611.0316 | 142204.5123
geo_moderate | AC | 2038 | 148178.0675 | 153775.8715
geo_moderate | AC | 2040 | 161347.848 | 167209.7781
geo_moderate | AC | 2042 | 175828.4566 | 181848.8982
geo_moderate | AC | 2044 | 189591.9683 | 195814.7976
geo_moderate | AC | 2046 | 201929.7364 | 208189.6652
geo_moderate | AC | 2048 | 215781.4558 | 222195.5862
geo_moderate | AC | 2050 | 229800.9719 | 236308.6675
geo_moderate | DC, LCC | 2010 | 4506.323 | 92630.5352
geo_moderate | DC, LCC | 2012 | 4506.323 | 92630.5352
geo_moderate | DC, LCC | 2014 | 4506.323 | 92630.5352
geo_moderate | DC, LCC | 2016 | 4506.323 | 92630.5352
geo_moderate | DC, LCC | 2018 | 4506.323 | 92630.5352
geo_moderate | DC, LCC | 2020 | 4506.323 | 92630.5352
geo_moderate | DC, LCC | 2022 | 4506.323 | 92630.5352
geo_moderate | DC, LCC | 2024 | 4506.323 | 95010.5352
geo_moderate | DC, LCC | 2026 | 4506.323 | 97390.5352
geo_moderate | DC, LCC | 2028 | 4679.534 | 104788.7089
geo_moderate | DC, LCC | 2030 | 4695.288 | 112120.2503
geo_moderate | DC, LCC | 2032 | 4834.7566 | 120853.3049
geo_moderate | DC, LCC | 2034 | 5065.7009 | 131274.0961
geo_moderate | DC, LCC | 2036 | 5158.7104 | 142204.5123
geo_moderate | DC, LCC | 2038 | 5163.0336 | 153775.8715
geo_moderate | DC, LCC | 2040 | 5427.1599 | 167209.7781
geo_moderate | DC, LCC | 2042 | 5585.6713 | 181848.8982
geo_moderate | DC, LCC | 2044 | 5788.059 | 195814.7976
geo_moderate | DC, LCC | 2046 | 5825.1585 | 208189.6652
geo_moderate | DC, LCC | 2048 | 5979.3601 | 222195.5862
geo_moderate | DC, LCC | 2050 | 6072.9253 | 236308.6675
geo_moderate | Spur | 2010 | 0 | 92630.5352
geo_moderate | Spur | 2012 | 0 | 92630.5352
geo_moderate | Spur | 2014 | 0 | 92630.5352
geo_moderate | Spur | 2016 | 0 | 92630.5352
geo_moderate | Spur | 2018 | 0 | 92630.5352
geo_moderate | Spur | 2020 | 0 | 92630.5352
geo_moderate | Spur | 2022 | 0 | 92630.5352
geo_moderate | Spur | 2024 | 0 | 95010.5352
geo_moderate | Spur | 2026 | 0 | 97390.5352
geo_moderate | Spur | 2028 | 0 | 104788.7089
geo_moderate | Spur | 2030 | 0 | 112120.2503
geo_moderate | Spur | 2032 | 0 | 120853.3049
geo_moderate | Spur | 2034 | 0 | 131274.0961
geo_moderate | Spur | 2036 | 0 | 142204.5123
geo_moderate | Spur | 2038 | 0 | 153775.8715
geo_moderate | Spur | 2040 | 0 | 167209.7781
geo_moderate | Spur | 2042 | 0 | 181848.8982
geo_moderate | Spur | 2044 | 0 | 195814.7976
geo_moderate | Spur | 2046 | 0 | 208189.6652
geo_moderate | Spur | 2048 | 0 | 222195.5862
geo_moderate | Spur | 2050 | 0 | 236308.6675

## 16_Bulk System Electricity Pric
scenario | type | year | $ | Net Level $
geo_moderate | load | 2010 | 65.0221 | 65.3476
geo_moderate | load | 2012 | 44.2722 | 44.509
geo_moderate | load | 2014 | 70.3244 | 70.6932
geo_moderate | load | 2016 | 35.1023 | 35.4746
geo_moderate | load | 2018 | 50.3082 | 50.5337
geo_moderate | load | 2020 | 54.395 | 57.981
geo_moderate | load | 2022 | 52.2596 | 54.0329
geo_moderate | load | 2024 | 25.0378 | 26.3434
geo_moderate | load | 2026 | 23.7137 | 32.7976
geo_moderate | load | 2028 | 20.6755 | 31.8792
geo_moderate | load | 2030 | 19.9907 | 32.7906
geo_moderate | load | 2032 | 19.7014 | 34.076
geo_moderate | load | 2034 | 19.253 | 35.8328
geo_moderate | load | 2036 | 18.1273 | 36.4065
geo_moderate | load | 2038 | 18.5779 | 39.2781
geo_moderate | load | 2040 | 21.1443 | 43.017
geo_moderate | load | 2042 | 22.8514 | 45.0775
geo_moderate | load | 2044 | 22.713 | 45.4007
geo_moderate | load | 2046 | 23.2669 | 45.9421
geo_moderate | load | 2048 | 24.9467 | 47.3905
geo_moderate | load | 2050 | 25.609 | 47.7553
geo_moderate | oper_res | 2010 | 0.32557 | 65.3476
geo_moderate | oper_res | 2012 | 0.23678 | 44.509
geo_moderate | oper_res | 2014 | 0.36876 | 70.6932
geo_moderate | oper_res | 2016 | 0.37227 | 35.4746
geo_moderate | oper_res | 2018 | 0.22552 | 50.5337
geo_moderate | oper_res | 2020 | 0.44888 | 57.981
geo_moderate | oper_res | 2022 | 0.36509 | 54.0329
geo_moderate | oper_res | 2024 | 0.11213 | 26.3434
geo_moderate | oper_res | 2026 | 0.14379 | 32.7976
geo_moderate | oper_res | 2028 | 0.177 | 31.8792
geo_moderate | oper_res | 2030 | 0.20166 | 32.7906
geo_moderate | oper_res | 2032 | 0.16553 | 34.076
geo_moderate | oper_res | 2034 | 0.13393 | 35.8328
geo_moderate | oper_res | 2036 | 0.13643 | 36.4065
geo_moderate | oper_res | 2038 | 0.10773 | 39.2781
geo_moderate | oper_res | 2040 | 0.0718 | 43.017
geo_moderate | oper_res | 2042 | 0.063112 | 45.0775
geo_moderate | oper_res | 2044 | 0.053852 | 45.4007
geo_moderate | oper_res | 2046 | 0.061404 | 45.9421
geo_moderate | oper_res | 2048 | 0.045308 | 47.3905
geo_moderate | oper_res | 2050 | 0.047299 | 47.7553
geo_moderate | res_marg | 2010 | 0 | 65.3476
geo_moderate | res_marg | 2012 | 0 | 44.509
geo_moderate | res_marg | 2014 | 0 | 70.6932
geo_moderate | res_marg | 2016 | 0 | 35.4746
geo_moderate | res_marg | 2018 | 0 | 50.5337
geo_moderate | res_marg | 2020 | 0 | 57.981
geo_moderate | res_marg | 2022 | 0.37989 | 54.0329
geo_moderate | res_marg | 2024 | 1.1447 | 26.3434
geo_moderate | res_marg | 2026 | 8.8961 | 32.7976
geo_moderate | res_marg | 2028 | 10.9853 | 31.8792
geo_moderate | res_marg | 2030 | 12.1576 | 32.7906
geo_moderate | res_marg | 2032 | 13.7652 | 34.076
geo_moderate | res_marg | 2034 | 16.1565 | 35.8328
geo_moderate | res_marg | 2036 | 17.9245 | 36.4065
geo_moderate | res_marg | 2038 | 20.2997 | 39.2781
geo_moderate | res_marg | 2040 | 20.8728 | 43.017
geo_moderate | res_marg | 2042 | 20.9252 | 45.0775
geo_moderate | res_marg | 2044 | 20.8853 | 45.4007
geo_moderate | res_marg | 2046 | 20.9398 | 45.9421
geo_moderate | res_marg | 2048 | 20.8131 | 47.3905
geo_moderate | res_marg | 2050 | 20.8042 | 47.7553
geo_moderate | state_rps | 2010 | 0 | 65.3476
geo_moderate | state_rps | 2012 | 0 | 44.509
geo_moderate | state_rps | 2014 | 0 | 70.6932
geo_moderate | state_rps | 2016 | 0 | 35.4746
geo_moderate | state_rps | 2018 | 0 | 50.5337
geo_moderate | state_rps | 2020 | 3.1371 | 57.981
geo_moderate | state_rps | 2022 | 1.0283 | 54.0329
geo_moderate | state_rps | 2024 | 0.048817 | 26.3434
geo_moderate | state_rps | 2026 | 0.044083 | 32.7976
geo_moderate | state_rps | 2028 | 0.041401 | 31.8792
geo_moderate | state_rps | 2030 | 0.44063 | 32.7906
geo_moderate | state_rps | 2032 | 0.44397 | 34.076
geo_moderate | state_rps | 2034 | 0.28927 | 35.8328
geo_moderate | state_rps | 2036 | 0.21834 | 36.4065
geo_moderate | state_rps | 2038 | 0.29274 | 39.2781
geo_moderate | state_rps | 2040 | 0.9281 | 43.017
geo_moderate | state_rps | 2042 | 1.2378 | 45.0775
geo_moderate | state_rps | 2044 | 1.7486 | 45.4007
geo_moderate | state_rps | 2046 | 1.674 | 45.9421
geo_moderate | state_rps | 2048 | 1.5853 | 47.3905
geo_moderate | state_rps | 2050 | 1.2947 | 47.7553

## 17_National Energy Price ($-MWh
type | scenario | year | $
load | geo_moderate | 2010 | 65.0221
load | geo_moderate | 2012 | 44.2722
load | geo_moderate | 2014 | 70.3244
load | geo_moderate | 2016 | 35.1023
load | geo_moderate | 2018 | 50.3082
load | geo_moderate | 2020 | 54.395
load | geo_moderate | 2022 | 52.2596
load | geo_moderate | 2024 | 25.0378
load | geo_moderate | 2026 | 23.7137
load | geo_moderate | 2028 | 20.6755
load | geo_moderate | 2030 | 19.9907
load | geo_moderate | 2032 | 19.7014
load | geo_moderate | 2034 | 19.253
load | geo_moderate | 2036 | 18.1273
load | geo_moderate | 2038 | 18.5779
load | geo_moderate | 2040 | 21.1443
load | geo_moderate | 2042 | 22.8514
load | geo_moderate | 2044 | 22.713
load | geo_moderate | 2046 | 23.2669
load | geo_moderate | 2048 | 24.9467
load | geo_moderate | 2050 | 25.609

## 18_National Energy Price by tim
scenario | type | timeslice | $ | Net Level $
geo_moderate | load | 1 | 25.8287 | 25.8287
geo_moderate | load | 2 | 25.0072 | 25.0072
geo_moderate | load | 3 | 27.0824 | 27.0824
geo_moderate | load | 4 | 29.2591 | 29.2591
geo_moderate | load | 5 | 25.4532 | 25.4532
geo_moderate | load | 6 | 24.2767 | 24.2767
geo_moderate | load | 7 | 28.0949 | 28.0949
geo_moderate | load | 8 | 29.2476 | 29.2476
geo_moderate | load | 9 | 26.2254 | 26.2254
geo_moderate | load | 10 | 25.5332 | 25.5332
geo_moderate | load | 11 | 28.3024 | 28.3024
geo_moderate | load | 12 | 30.2534 | 30.2534
geo_moderate | load | 13 | 20.2249 | 20.2249
geo_moderate | load | 14 | 19.1212 | 19.1212
geo_moderate | load | 15 | 20.1864 | 20.1864
geo_moderate | load | 16 | 26.0529 | 26.0529
geo_moderate | load | 17 | 33.9174 | 33.9174

## 19_National Average Electricity
scenario | cost_cat | year | Average cost ($/MWh) | Net Level Average cost ($/MWh)
geo_moderate | PTC | 2010 | -0.065958 | 64.4369
geo_moderate | PTC | 2011 | -0.065958 | 64.0411
geo_moderate | PTC | 2012 | -0.36534 | 60.3987
geo_moderate | PTC | 2013 | -0.36534 | 60.1279
geo_moderate | PTC | 2014 | -0.47423 | 65.7868
geo_moderate | PTC | 2015 | -0.47423 | 65.4129
geo_moderate | PTC | 2016 | -0.62502 | 56.2677
geo_moderate | PTC | 2017 | -0.62502 | 56.1851
geo_moderate | PTC | 2018 | -0.86351 | 58.5373
geo_moderate | PTC | 2019 | -0.86351 | 58.3307
geo_moderate | PTC | 2020 | -1.0941 | 55.807
geo_moderate | PTC | 2021 | -1.0941 | 54.9738
geo_moderate | PTC | 2022 | -2.0353 | 64.3729
geo_moderate | PTC | 2023 | -2.0353 | 63.3567
geo_moderate | PTC | 2024 | -3.435 | 52.7894
geo_moderate | PTC | 2025 | -3.435 | 52.216
geo_moderate | PTC | 2026 | -4.4045 | 51.5356
geo_moderate | PTC | 2027 | -4.4045 | 50.9759
geo_moderate | PTC | 2028 | -4.9252 | 50.5626
geo_moderate | PTC | 2029 | -4.9252 | 50.2328
geo_moderate | PTC | 2030 | -6.238 | 49.432
geo_moderate | PTC | 2031 | -6.238 | 49.432
geo_moderate | PTC | 2032 | -5.6717 | 48.5269
geo_moderate | PTC | 2033 | -5.6717 | 48.5269
geo_moderate | PTC | 2034 | -5.7188 | 47.8816
geo_moderate | PTC | 2035 | -5.7188 | 47.8816
geo_moderate | PTC | 2036 | -5.6391 | 46.2767
geo_moderate | PTC | 2037 | -5.6391 | 46.2767
geo_moderate | PTC | 2038 | -4.6049 | 45.8849
geo_moderate | PTC | 2039 | -4.6049 | 45.8849
geo_moderate | PTC | 2040 | -3.0569 | 45.7374
geo_moderate | PTC | 2041 | -3.0569 | 45.7374
geo_moderate | PTC | 2042 | -2.3588 | 41.2499
geo_moderate | PTC | 2043 | -2.3588 | 41.2499
geo_moderate | PTC | 2044 | -1.4997 | 41.9079
geo_moderate | PTC | 2045 | -1.4997 | 41.9079
geo_moderate | PTC | 2046 | -0.68549 | 42.7533
geo_moderate | PTC | 2047 | -0.68549 | 42.7533
geo_moderate | PTC | 2048 | -0.59823 | 42.3882
geo_moderate | PTC | 2049 | -0.59823 | 42.3882
geo_moderate | PTC | 2050 | -0.90777 | 41.4233
geo_moderate | ITC | 2010 | -0.0065719 | 64.4369
geo_moderate | ITC | 2011 | -0.0065719 | 64.0411
geo_moderate | ITC | 2012 | -0.067484 | 60.3987
geo_moderate | ITC | 2013 | -0.067484 | 60.1279
geo_moderate | ITC | 2014 | -0.20344 | 65.7868
geo_moderate | ITC | 2015 | -0.20344 | 65.4129
geo_moderate | ITC | 2016 | -0.35035 | 56.2677
geo_moderate | ITC | 2017 | -0.35035 | 56.1851
geo_moderate | ITC | 2018 | -0.60931 | 58.5373
geo_moderate | ITC | 2019 | -0.60931 | 58.3307
geo_moderate | ITC | 2020 | -0.86273 | 55.807
geo_moderate | ITC | 2021 | -0.86273 | 54.9738
geo_moderate | ITC | 2022 | -1.6439 | 64.3729
geo_moderate | ITC | 2023 | -1.6439 | 63.3567
geo_moderate | ITC | 2024 | -1.7031 | 52.7894
geo_moderate | ITC | 2025 | -1.7031 | 52.216
geo_moderate | ITC | 2026 | -1.904 | 51.5356
geo_moderate | ITC | 2027 | -1.904 | 50.9759
geo_moderate | ITC | 2028 | -2.1881 | 50.5626
geo_moderate | ITC | 2029 | -2.1881 | 50.2328
geo_moderate | ITC | 2030 | -2.5401 | 49.432
geo_moderate | ITC | 2031 | -2.5401 | 49.432
geo_moderate | ITC | 2032 | -2.7771 | 48.5269
geo_moderate | ITC | 2033 | -2.7771 | 48.5269
geo_moderate | ITC | 2034 | -3.0088 | 47.8816
geo_moderate | ITC | 2035 | -3.0088 | 47.8816
geo_moderate | ITC | 2036 | -3.1342 | 46.2767
geo_moderate | ITC | 2037 | -3.1342 | 46.2767
geo_moderate | ITC | 2038 | -3.0586 | 45.8849
geo_moderate | ITC | 2039 | -3.0586 | 45.8849
geo_moderate | ITC | 2040 | -2.8355 | 45.7374
geo_moderate | ITC | 2041 | -2.8355 | 45.7374
geo_moderate | ITC | 2042 | -2.2012 | 41.2499
geo_moderate | ITC | 2043 | -2.2012 | 41.2499
geo_moderate | ITC | 2044 | -2.1274 | 41.9079
geo_moderate | ITC | 2045 | -2.1274 | 41.9079
geo_moderate | ITC | 2046 | -1.9033 | 42.7533
geo_moderate | ITC | 2047 | -1.9033 | 42.7533
geo_moderate | ITC | 2048 | -1.6097 | 42.3882
geo_moderate | ITC | 2049 | -1.6097 | 42.3882
geo_moderate | ITC | 2050 | -1.2552 | 41.4233
geo_moderate | CCS Incentives | 2010 | 0 | 64.4369
geo_moderate | CCS Incentives | 2011 | 0 | 64.0411
geo_moderate | CCS Incentives | 2012 | 0 | 60.3987
geo_moderate | CCS Incentives | 2013 | 0 | 60.1279
geo_moderate | CCS Incentives | 2014 | 0 | 65.7868
geo_moderate | CCS Incentives | 2015 | 0 | 65.4129
geo_moderate | CCS Incentives | 2016 | 0 | 56.2677
geo_moderate | CCS Incentives | 2017 | 0 | 56.1851
geo_moderate | CCS Incentives | 2018 | 0 | 58.5373
geo_moderate | CCS Incentives | 2019 | 0 | 58.3307
geo_moderate | CCS Incentives | 2020 | 0 | 55.807
geo_moderate | CCS Incentives | 2021 | 0 | 54.9738
geo_moderate | CCS Incentives | 2022 | 0 | 64.3729
geo_moderate | CCS Incentives | 2023 | 0 | 63.3567
geo_moderate | CCS Incentives | 2024 | 0 | 52.7894
geo_moderate | CCS Incentives | 2025 | 0 | 52.216
geo_moderate | CCS Incentives | 2026 | 0 | 51.5356
geo_moderate | CCS Incentives | 2027 | 0 | 50.9759
geo_moderate | CCS Incentives | 2028 | -0.030189 | 50.5626
geo_moderate | CCS Incentives | 2029 | -0.030189 | 50.2328
geo_moderate | CCS Incentives | 2030 | -0.029396 | 49.432
geo_moderate | CCS Incentives | 2031 | -0.029396 | 49.432
geo_moderate | CCS Incentives | 2032 | -0.028616 | 48.5269
geo_moderate | CCS Incentives | 2033 | -0.028616 | 48.5269
geo_moderate | CCS Incentives | 2034 | -0.026912 | 47.8816
geo_moderate | CCS Incentives | 2035 | -0.026912 | 47.8816
geo_moderate | CCS Incentives | 2036 | -0.026111 | 46.2767
geo_moderate | CCS Incentives | 2037 | -0.026111 | 46.2767
geo_moderate | CCS Incentives | 2038 | -0.026163 | 45.8849
geo_moderate | CCS Incentives | 2039 | -0.026163 | 45.8849
geo_moderate | CCS Incentives | 2040 | -0.025389 | 45.7374
geo_moderate | CCS Incentives | 2041 | -0.025389 | 45.7374
geo_moderate | CCS Incentives | 2042 | -0.024702 | 41.2499
geo_moderate | CCS Incentives | 2043 | -0.024702 | 41.2499
geo_moderate | CCS Incentives | 2044 | -0.024083 | 41.9079
geo_moderate | CCS Incentives | 2045 | -0.024083 | 41.9079
geo_moderate | CCS Incentives | 2046 | -0.023507 | 42.7533
geo_moderate | CCS Incentives | 2047 | -0.023507 | 42.7533
geo_moderate | CCS Incentives | 2048 | -0.022961 | 42.3882
geo_moderate | CCS Incentives | 2049 | -0.022961 | 42.3882
geo_moderate | CCS Incentives | 2050 | -0.02243 | 41.4233
geo_moderate | Gen & Stor Capex | 2010 | 11.1554 | 64.4369
geo_moderate | Gen & Stor Capex | 2011 | 10.7595 | 64.0411
geo_moderate | Gen & Stor Capex | 2012 | 13.4869 | 60.3987
geo_moderate | Gen & Stor Capex | 2013 | 13.2161 | 60.1279
geo_moderate | Gen & Stor Capex | 2014 | 14.9303 | 65.7868
geo_moderate | Gen & Stor Capex | 2015 | 14.5564 | 65.4129
geo_moderate | Gen & Stor Capex | 2016 | 17.9894 | 56.2677
geo_moderate | Gen & Stor Capex | 2017 | 17.9067 | 56.1851
geo_moderate | Gen & Stor Capex | 2018 | 20.6144 | 58.5373
geo_moderate | Gen & Stor Capex | 2019 | 20.4078 | 58.3307
geo_moderate | Gen & Stor Capex | 2020 | 22.5736 | 55.807
geo_moderate | Gen & Stor Capex | 2021 | 21.7404 | 54.9738
geo_moderate | Gen & Stor Capex | 2022 | 28.2915 | 64.3729
geo_moderate | Gen & Stor Capex | 2023 | 27.2753 | 63.3567
geo_moderate | Gen & Stor Capex | 2024 | 27.8339 | 52.7894
geo_moderate | Gen & Stor Capex | 2025 | 27.2606 | 52.216
geo_moderate | Gen & Stor Capex | 2026 | 28.4043 | 51.5356
geo_moderate | Gen & Stor Capex | 2027 | 27.8445 | 50.9759
geo_moderate | Gen & Stor Capex | 2028 | 28.9079 | 50.5626
geo_moderate | Gen & Stor Capex | 2029 | 28.0566 | 50.2328
geo_moderate | Gen & Stor Capex | 2030 | 28.9659 | 49.432
geo_moderate | Gen & Stor Capex | 2031 | 28.9659 | 49.432
geo_moderate | Gen & Stor Capex | 2032 | 27.4944 | 48.5269
geo_moderate | Gen & Stor Capex | 2033 | 27.4944 | 48.5269
geo_moderate | Gen & Stor Capex | 2034 | 26.9255 | 47.8816
geo_moderate | Gen & Stor Capex | 2035 | 26.9255 | 47.8816
geo_moderate | Gen & Stor Capex | 2036 | 25.0466 | 46.2767
geo_moderate | Gen & Stor Capex | 2037 | 25.0466 | 46.2767
geo_moderate | Gen & Stor Capex | 2038 | 23.2365 | 45.8849
geo_moderate | Gen & Stor Capex | 2039 | 23.2365 | 45.8849
geo_moderate | Gen & Stor Capex | 2040 | 20.8811 | 45.7374
geo_moderate | Gen & Stor Capex | 2041 | 20.8811 | 45.7374
geo_moderate | Gen & Stor Capex | 2042 | 14.9583 | 41.2499
geo_moderate | Gen & Stor Capex | 2043 | 14.9583 | 41.2499
geo_moderate | Gen & Stor Capex | 2044 | 14.2947 | 41.9079
geo_moderate | Gen & Stor Capex | 2045 | 14.2947 | 41.9079
geo_moderate | Gen & Stor Capex | 2046 | 13.9818 | 42.7533
geo_moderate | Gen & Stor Capex | 2047 | 13.9818 | 42.7533
geo_moderate | Gen & Stor Capex | 2048 | 13.1335 | 42.3882
geo_moderate | Gen & Stor Capex | 2049 | 13.1335 | 42.3882
geo_moderate | Gen & Stor Capex | 2050 | 12.2925 | 41.4233
geo_moderate | Gen & Stor O&M | 2010 | 19.2204 | 64.4369
geo_moderate | Gen & Stor O&M | 2011 | 19.2204 | 64.0411
geo_moderate | Gen & Stor O&M | 2012 | 19.6233 | 60.3987
geo_moderate | Gen & Stor O&M | 2013 | 19.6233 | 60.1279
geo_moderate | Gen & Stor O&M | 2014 | 19.1376 | 65.7868
geo_moderate | Gen & Stor O&M | 2015 | 19.1376 | 65.4129
geo_moderate | Gen & Stor O&M | 2016 | 18.9966 | 56.2677
geo_moderate | Gen & Stor O&M | 2017 | 18.9966 | 56.1851
geo_moderate | Gen & Stor O&M | 2018 | 18.816 | 58.5373
geo_moderate | Gen & Stor O&M | 2019 | 18.816 | 58.3307
geo_moderate | Gen & Stor O&M | 2020 | 18.4971 | 55.807
geo_moderate | Gen & Stor O&M | 2021 | 18.4971 | 54.9738
geo_moderate | Gen & Stor O&M | 2022 | 20.1159 | 64.3729
geo_moderate | Gen & Stor O&M | 2023 | 20.1159 | 63.3567
geo_moderate | Gen & Stor O&M | 2024 | 17.6757 | 52.7894
geo_moderate | Gen & Stor O&M | 2025 | 17.6757 | 52.216
geo_moderate | Gen & Stor O&M | 2026 | 17.869 | 51.5356
geo_moderate | Gen & Stor O&M | 2027 | 17.869 | 50.9759
geo_moderate | Gen & Stor O&M | 2028 | 18.0284 | 50.5626
geo_moderate | Gen & Stor O&M | 2029 | 18.0284 | 50.2328
geo_moderate | Gen & Stor O&M | 2030 | 18.2359 | 49.432
geo_moderate | Gen & Stor O&M | 2031 | 18.2359 | 49.432
geo_moderate | Gen & Stor O&M | 2032 | 18.3458 | 48.5269
geo_moderate | Gen & Stor O&M | 2033 | 18.3458 | 48.5269
geo_moderate | Gen & Stor O&M | 2034 | 18.2987 | 47.8816
geo_moderate | Gen & Stor O&M | 2035 | 18.2987 | 47.8816
geo_moderate | Gen & Stor O&M | 2036 | 18.3502 | 46.2767
geo_moderate | Gen & Stor O&M | 2037 | 18.3502 | 46.2767
geo_moderate | Gen & Stor O&M | 2038 | 18.2017 | 45.8849
geo_moderate | Gen & Stor O&M | 2039 | 18.2017 | 45.8849
geo_moderate | Gen & Stor O&M | 2040 | 17.8276 | 45.7374
geo_moderate | Gen & Stor O&M | 2041 | 17.8276 | 45.7374
geo_moderate | Gen & Stor O&M | 2042 | 17.4237 | 41.2499
geo_moderate | Gen & Stor O&M | 2043 | 17.4237 | 41.2499
geo_moderate | Gen & Stor O&M | 2044 | 17.1555 | 41.9079
geo_moderate | Gen & Stor O&M | 2045 | 17.1555 | 41.9079
geo_moderate | Gen & Stor O&M | 2046 | 16.7305 | 42.7533
geo_moderate | Gen & Stor O&M | 2047 | 16.7305 | 42.7533
geo_moderate | Gen & Stor O&M | 2048 | 16.2044 | 42.3882
geo_moderate | Gen & Stor O&M | 2049 | 16.2044 | 42.3882
geo_moderate | Gen & Stor O&M | 2050 | 15.6075 | 41.4233
geo_moderate | Fuel | 2010 | 31.132 | 64.4369
geo_moderate | Fuel | 2011 | 31.132 | 64.0411
geo_moderate | Fuel | 2012 | 24.5457 | 60.3987
geo_moderate | Fuel | 2013 | 24.5457 | 60.1279
geo_moderate | Fuel | 2014 | 29.2244 | 65.7868
geo_moderate | Fuel | 2015 | 29.2244 | 65.4129
geo_moderate | Fuel | 2016 | 16.9365 | 56.2677
geo_moderate | Fuel | 2017 | 16.9365 | 56.1851
geo_moderate | Fuel | 2018 | 17.1001 | 58.5373
geo_moderate | Fuel | 2019 | 17.1001 | 58.3307
geo_moderate | Fuel | 2020 | 11.8074 | 55.807
geo_moderate | Fuel | 2021 | 11.8074 | 54.9738
geo_moderate | Fuel | 2022 | 14.7015 | 64.3729
geo_moderate | Fuel | 2023 | 14.7015 | 63.3567
geo_moderate | Fuel | 2024 | 7.7282 | 52.7894
geo_moderate | Fuel | 2025 | 7.7282 | 52.216
geo_moderate | Fuel | 2026 | 6.6401 | 51.5356
geo_moderate | Fuel | 2027 | 6.6401 | 50.9759
geo_moderate | Fuel | 2028 | 5.44 | 50.5626
geo_moderate | Fuel | 2029 | 5.44 | 50.2328
geo_moderate | Fuel | 2030 | 4.4388 | 49.432
geo_moderate | Fuel | 2031 | 4.4388 | 49.432
geo_moderate | Fuel | 2032 | 4.0512 | 48.5269
geo_moderate | Fuel | 2033 | 4.0512 | 48.5269
geo_moderate | Fuel | 2034 | 3.5768 | 47.8816
geo_moderate | Fuel | 2035 | 3.5768 | 47.8816
geo_moderate | Fuel | 2036 | 3.229 | 46.2767
geo_moderate | Fuel | 2037 | 3.229 | 46.2767
geo_moderate | Fuel | 2038 | 3.2536 | 45.8849
geo_moderate | Fuel | 2039 | 3.2536 | 45.8849
geo_moderate | Fuel | 2040 | 3.6735 | 45.7374
geo_moderate | Fuel | 2041 | 3.6735 | 45.7374
geo_moderate | Fuel | 2042 | 4.1338 | 41.2499
geo_moderate | Fuel | 2043 | 4.1338 | 41.2499
geo_moderate | Fuel | 2044 | 4.3023 | 41.9079
geo_moderate | Fuel | 2045 | 4.3023 | 41.9079
geo_moderate | Fuel | 2046 | 4.523 | 42.7533
geo_moderate | Fuel | 2047 | 4.523 | 42.7533
geo_moderate | Fuel | 2048 | 4.8203 | 42.3882
geo_moderate | Fuel | 2049 | 4.8203 | 42.3882
geo_moderate | Fuel | 2050 | 5.0049 | 41.4233
geo_moderate | Trans | 2010 | 0 | 64.4369
geo_moderate | Trans | 2011 | 0 | 64.0411
geo_moderate | Trans | 2012 | 0 | 60.3987
geo_moderate | Trans | 2013 | 0 | 60.1279
geo_moderate | Trans | 2014 | 0 | 65.7868
geo_moderate | Trans | 2015 | 0 | 65.4129
geo_moderate | Trans | 2016 | 0 | 56.2677
geo_moderate | Trans | 2017 | 0 | 56.1851
geo_moderate | Trans | 2018 | 0 | 58.5373
geo_moderate | Trans | 2019 | 0 | 58.3307
geo_moderate | Trans | 2020 | 0 | 55.807
geo_moderate | Trans | 2021 | 0 | 54.9738
geo_moderate | Trans | 2022 | 0 | 64.3729
geo_moderate | Trans | 2023 | 0 | 63.3567
geo_moderate | Trans | 2024 | 0 | 52.7894
geo_moderate | Trans | 2025 | 0 | 52.216
geo_moderate | Trans | 2026 | 0 | 51.5356
geo_moderate | Trans | 2027 | 0 | 50.9759
geo_moderate | Trans | 2028 | 0 | 50.5626
geo_moderate | Trans | 2029 | 0.5215 | 50.2328
geo_moderate | Trans | 2030 | 0.81962 | 49.432
geo_moderate | Trans | 2031 | 0.81962 | 49.432
geo_moderate | Trans | 2032 | 1.1666 | 48.5269
geo_moderate | Trans | 2033 | 1.1666 | 48.5269
geo_moderate | Trans | 2034 | 1.5645 | 47.8816
geo_moderate | Trans | 2035 | 1.5645 | 47.8816
geo_moderate | Trans | 2036 | 1.9517 | 46.2767
geo_moderate | Trans | 2037 | 1.9517 | 46.2767
geo_moderate | Trans | 2038 | 2.3583 | 45.8849
geo_moderate | Trans | 2039 | 2.3583 | 45.8849
geo_moderate | Trans | 2040 | 2.8338 | 45.7374
geo_moderate | Trans | 2041 | 2.8338 | 45.7374
geo_moderate | Trans | 2042 | 3.3505 | 41.2499
geo_moderate | Trans | 2043 | 3.3505 | 41.2499
geo_moderate | Trans | 2044 | 3.822 | 41.9079
geo_moderate | Trans | 2045 | 3.822 | 41.9079
geo_moderate | Trans | 2046 | 4.2178 | 42.7533
geo_moderate | Trans | 2047 | 4.2178 | 42.7533
geo_moderate | Trans | 2048 | 4.6638 | 42.3882
geo_moderate | Trans | 2049 | 4.6638 | 42.3882
geo_moderate | Trans | 2050 | 5.0818 | 41.4233
geo_moderate | POI | 2010 | 0.022868 | 64.4369
geo_moderate | POI | 2011 | 0.022868 | 64.0411
geo_moderate | POI | 2012 | 0.06613 | 60.3987
geo_moderate | POI | 2013 | 0.06613 | 60.1279
geo_moderate | POI | 2014 | 0.08053 | 65.7868
geo_moderate | POI | 2015 | 0.08053 | 65.4129
geo_moderate | POI | 2016 | 0.12292 | 56.2677
geo_moderate | POI | 2017 | 0.12292 | 56.1851
geo_moderate | POI | 2018 | 0.17166 | 58.5373
geo_moderate | POI | 2019 | 0.17166 | 58.3307
geo_moderate | POI | 2020 | 0.24191 | 55.807
geo_moderate | POI | 2021 | 0.24191 | 54.9738
geo_moderate | POI | 2022 | 0.41569 | 64.3729
geo_moderate | POI | 2023 | 0.41569 | 63.3567
geo_moderate | POI | 2024 | 0.41504 | 52.7894
geo_moderate | POI | 2025 | 0.41504 | 52.216
geo_moderate | POI | 2026 | 0.43675 | 51.5356
geo_moderate | POI | 2027 | 0.43675 | 50.9759
geo_moderate | POI | 2028 | 0.4798 | 50.5626
geo_moderate | POI | 2029 | 0.4798 | 50.2328
geo_moderate | POI | 2030 | 0.53462 | 49.432
geo_moderate | POI | 2031 | 0.53462 | 49.432
geo_moderate | POI | 2032 | 0.53795 | 48.5269
geo_moderate | POI | 2033 | 0.53795 | 48.5269
geo_moderate | POI | 2034 | 0.57545 | 47.8816
geo_moderate | POI | 2035 | 0.57545 | 47.8816
geo_moderate | POI | 2036 | 0.58777 | 46.2767
geo_moderate | POI | 2037 | 0.58777 | 46.2767
geo_moderate | POI | 2038 | 0.55942 | 45.8849
geo_moderate | POI | 2039 | 0.55942 | 45.8849
geo_moderate | POI | 2040 | 0.50329 | 45.7374
geo_moderate | POI | 2041 | 0.50329 | 45.7374
geo_moderate | POI | 2042 | 0.36624 | 41.2499
geo_moderate | POI | 2043 | 0.36624 | 41.2499
geo_moderate | POI | 2044 | 0.37064 | 41.9079
geo_moderate | POI | 2045 | 0.37064 | 41.9079
geo_moderate | POI | 2046 | 0.36522 | 42.7533
geo_moderate | POI | 2047 | 0.36522 | 42.7533
geo_moderate | POI | 2048 | 0.33562 | 42.3882
geo_moderate | POI | 2049 | 0.33562 | 42.3882
geo_moderate | POI | 2050 | 0.28441 | 41.4233
geo_moderate | Spur | 2010 | 0.012404 | 64.4369
geo_moderate | Spur | 2011 | 0.012404 | 64.0411
geo_moderate | Spur | 2012 | 0.071579 | 60.3987
geo_moderate | Spur | 2013 | 0.071579 | 60.1279
geo_moderate | Spur | 2014 | 0.097466 | 65.7868
geo_moderate | Spur | 2015 | 0.097466 | 65.4129
geo_moderate | Spur | 2016 | 0.16003 | 56.2677
geo_moderate | Spur | 2017 | 0.16003 | 56.1851
geo_moderate | Spur | 2018 | 0.26717 | 58.5373
geo_moderate | Spur | 2019 | 0.26717 | 58.3307
geo_moderate | Spur | 2020 | 0.45272 | 55.807
geo_moderate | Spur | 2021 | 0.45272 | 54.9738
geo_moderate | Spur | 2022 | 1.1082 | 64.3729
geo_moderate | Spur | 2023 | 1.1082 | 63.3567
geo_moderate | Spur | 2024 | 1.269 | 52.7894
geo_moderate | Spur | 2025 | 1.269 | 52.216
geo_moderate | Spur | 2026 | 1.4808 | 51.5356
geo_moderate | Spur | 2027 | 1.4808 | 50.9759
geo_moderate | Spur | 2028 | 1.7275 | 50.5626
geo_moderate | Spur | 2029 | 1.7275 | 50.2328
geo_moderate | Spur | 2030 | 2.0271 | 49.432
geo_moderate | Spur | 2031 | 2.0271 | 49.432
geo_moderate | Spur | 2032 | 2.0859 | 48.5269
geo_moderate | Spur | 2033 | 2.0859 | 48.5269
geo_moderate | Spur | 2034 | 2.2421 | 47.8816
geo_moderate | Spur | 2035 | 2.2421 | 47.8816
geo_moderate | Spur | 2036 | 2.3354 | 46.2767
geo_moderate | Spur | 2037 | 2.3354 | 46.2767
geo_moderate | Spur | 2038 | 2.2766 | 45.8849
geo_moderate | Spur | 2039 | 2.2766 | 45.8849
geo_moderate | Spur | 2040 | 2.1182 | 45.7374
geo_moderate | Spur | 2041 | 2.1182 | 45.7374
geo_moderate | Spur | 2042 | 1.6137 | 41.2499
geo_moderate | Spur | 2043 | 1.6137 | 41.2499
geo_moderate | Spur | 2044 | 1.4968 | 41.9079
geo_moderate | Spur | 2045 | 1.4968 | 41.9079
geo_moderate | Spur | 2046 | 1.3217 | 42.7533
geo_moderate | Spur | 2047 | 1.3217 | 42.7533
geo_moderate | Spur | 2048 | 1.1032 | 42.3882
geo_moderate | Spur | 2049 | 1.1032 | 42.3882
geo_moderate | Spur | 2050 | 0.85116 | 41.4233
geo_moderate | Trans O&M | 2010 | 2.9664 | 64.4369
geo_moderate | Trans O&M | 2011 | 2.9664 | 64.0411
geo_moderate | Trans O&M | 2012 | 3.038 | 60.3987
geo_moderate | Trans O&M | 2013 | 3.038 | 60.1279
geo_moderate | Trans O&M | 2014 | 2.9941 | 65.7868
geo_moderate | Trans O&M | 2015 | 2.9941 | 65.4129
geo_moderate | Trans O&M | 2016 | 3.0376 | 56.2677
geo_moderate | Trans O&M | 2017 | 3.0376 | 56.1851
geo_moderate | Trans O&M | 2018 | 3.0408 | 58.5373
geo_moderate | Trans O&M | 2019 | 3.0408 | 58.3307
geo_moderate | Trans O&M | 2020 | 2.975 | 55.807
geo_moderate | Trans O&M | 2021 | 2.975 | 54.9738
geo_moderate | Trans O&M | 2022 | 2.9994 | 64.3729
geo_moderate | Trans O&M | 2023 | 2.9994 | 63.3567
geo_moderate | Trans O&M | 2024 | 3.0054 | 52.7894
geo_moderate | Trans O&M | 2025 | 3.0054 | 52.216
geo_moderate | Trans O&M | 2026 | 3.013 | 51.5356
geo_moderate | Trans O&M | 2027 | 3.013 | 50.9759
geo_moderate | Trans O&M | 2028 | 3.1157 | 50.5626
geo_moderate | Trans O&M | 2029 | 3.1157 | 50.2328
geo_moderate | Trans O&M | 2030 | 3.2109 | 49.432
geo_moderate | Trans O&M | 2031 | 3.2109 | 49.432
geo_moderate | Trans O&M | 2032 | 3.316 | 48.5269
geo_moderate | Trans O&M | 2033 | 3.316 | 48.5269
geo_moderate | Trans O&M | 2034 | 3.447 | 47.8816
geo_moderate | Trans O&M | 2035 | 3.447 | 47.8816
geo_moderate | Trans O&M | 2036 | 3.5696 | 46.2767
geo_moderate | Trans O&M | 2037 | 3.5696 | 46.2767
geo_moderate | Trans O&M | 2038 | 3.6824 | 45.8849
geo_moderate | Trans O&M | 2039 | 3.6824 | 45.8849
geo_moderate | Trans O&M | 2040 | 3.8171 | 45.7374
geo_moderate | Trans O&M | 2041 | 3.8171 | 45.7374
geo_moderate | Trans O&M | 2042 | 3.9707 | 41.2499
geo_moderate | Trans O&M | 2043 | 3.9707 | 41.2499
geo_moderate | Trans O&M | 2044 | 4.1118 | 41.9079
geo_moderate | Trans O&M | 2045 | 4.1118 | 41.9079
geo_moderate | Trans O&M | 2046 | 4.2252 | 42.7533
geo_moderate | Trans O&M | 2047 | 4.2252 | 42.7533
geo_moderate | Trans O&M | 2048 | 4.3578 | 42.3882
geo_moderate | Trans O&M | 2049 | 4.3578 | 42.3882
geo_moderate | Trans O&M | 2050 | 4.486 | 41.4233
geo_moderate | CO2 T&S Capex | 2010 | 0 | 64.4369
geo_moderate | CO2 T&S Capex | 2011 | 0 | 64.0411
geo_moderate | CO2 T&S Capex | 2012 | 0 | 60.3987
geo_moderate | CO2 T&S Capex | 2013 | 0 | 60.1279
geo_moderate | CO2 T&S Capex | 2014 | 0 | 65.7868
geo_moderate | CO2 T&S Capex | 2015 | 0 | 65.4129
geo_moderate | CO2 T&S Capex | 2016 | 0 | 56.2677
geo_moderate | CO2 T&S Capex | 2017 | 0 | 56.1851
geo_moderate | CO2 T&S Capex | 2018 | 0 | 58.5373
geo_moderate | CO2 T&S Capex | 2019 | 0 | 58.3307
geo_moderate | CO2 T&S Capex | 2020 | 0 | 55.807
geo_moderate | CO2 T&S Capex | 2021 | 0 | 54.9738
geo_moderate | CO2 T&S Capex | 2022 | 0 | 64.3729
geo_moderate | CO2 T&S Capex | 2023 | 0 | 63.3567
geo_moderate | CO2 T&S Capex | 2024 | 0 | 52.7894
geo_moderate | CO2 T&S Capex | 2025 | 0 | 52.216
geo_moderate | CO2 T&S Capex | 2026 | 0 | 51.5356
geo_moderate | CO2 T&S Capex | 2027 | 0 | 50.9759
geo_moderate | CO2 T&S Capex | 2028 | 0.006761 | 50.5626
geo_moderate | CO2 T&S Capex | 2029 | 0.006761 | 50.2328
geo_moderate | CO2 T&S Capex | 2030 | 0.0065834 | 49.432
geo_moderate | CO2 T&S Capex | 2031 | 0.0065834 | 49.432
geo_moderate | CO2 T&S Capex | 2032 | 0.0064088 | 48.5269
geo_moderate | CO2 T&S Capex | 2033 | 0.0064088 | 48.5269
geo_moderate | CO2 T&S Capex | 2034 | 0.0060272 | 47.8816
geo_moderate | CO2 T&S Capex | 2035 | 0.0060272 | 47.8816
geo_moderate | CO2 T&S Capex | 2036 | 0.0058478 | 46.2767
geo_moderate | CO2 T&S Capex | 2037 | 0.0058478 | 46.2767
geo_moderate | CO2 T&S Capex | 2038 | 0.0058595 | 45.8849
geo_moderate | CO2 T&S Capex | 2039 | 0.0058595 | 45.8849
geo_moderate | CO2 T&S Capex | 2040 | 0.00038982 | 45.7374
geo_moderate | CO2 T&S Capex | 2041 | 0.00038982 | 45.7374
geo_moderate | CO2 T&S Capex | 2042 | 0.00037926 | 41.2499
geo_moderate | CO2 T&S Capex | 2043 | 0.00037926 | 41.2499
geo_moderate | CO2 T&S Capex | 2044 | 0.00036977 | 41.9079
geo_moderate | CO2 T&S Capex | 2045 | 0.00036977 | 41.9079
geo_moderate | CO2 T&S Capex | 2046 | 0.00036091 | 42.7533
geo_moderate | CO2 T&S Capex | 2047 | 0.00036091 | 42.7533
geo_moderate | CO2 T&S Capex | 2048 | 0.00035253 | 42.3882
geo_moderate | CO2 T&S Capex | 2049 | 0.00035253 | 42.3882
geo_moderate | CO2 T&S Capex | 2050 | 0.00034437 | 41.4233
geo_moderate | ACP | 2010 | 0 | 64.4369
geo_moderate | ACP | 2011 | 0 | 64.0411
geo_moderate | ACP | 2012 | 0 | 60.3987
geo_moderate | ACP | 2013 | 0 | 60.1279
geo_moderate | ACP | 2014 | 0 | 65.7868
geo_moderate | ACP | 2015 | 0 | 65.4129
geo_moderate | ACP | 2016 | 0 | 56.2677
geo_moderate | ACP | 2017 | 0 | 56.1851
geo_moderate | ACP | 2018 | 0 | 58.5373
geo_moderate | ACP | 2019 | 0 | 58.3307
geo_moderate | ACP | 2020 | 1.216 | 55.807
geo_moderate | ACP | 2021 | 1.216 | 54.9738
geo_moderate | ACP | 2022 | 0.41997 | 64.3729
geo_moderate | ACP | 2023 | 0.41997 | 63.3567
geo_moderate | ACP | 2024 | 0.00018859 | 52.7894
geo_moderate | ACP | 2025 | 0.00018859 | 52.216
geo_moderate | ACP | 2026 | 0.00014247 | 51.5356
geo_moderate | ACP | 2027 | 0.00014247 | 50.9759
geo_moderate | ACP | 2028 | 0.00012172 | 50.5626
geo_moderate | ACP | 2029 | 0.00012172 | 50.2328
geo_moderate | ACP | 2030 | 6.3764e-05 | 49.432
geo_moderate | ACP | 2031 | 6.3764e-05 | 49.432
geo_moderate | ACP | 2032 | 6.2074e-05 | 48.5269
geo_moderate | ACP | 2033 | 6.2074e-05 | 48.5269
geo_moderate | ACP | 2034 | 6.0387e-05 | 47.8816
geo_moderate | ACP | 2035 | 6.0387e-05 | 47.8816
geo_moderate | ACP | 2036 | 6.1084e-05 | 46.2767
geo_moderate | ACP | 2037 | 6.1084e-05 | 46.2767
geo_moderate | ACP | 2038 | 6.2303e-05 | 45.8849
geo_moderate | ACP | 2039 | 6.2303e-05 | 45.8849
geo_moderate | ACP | 2040 | 5.6636e-05 | 45.7374
geo_moderate | ACP | 2041 | 5.6636e-05 | 45.7374
geo_moderate | ACP | 2042 | 0.017191 | 41.2499
geo_moderate | ACP | 2043 | 0.017191 | 41.2499
geo_moderate | ACP | 2044 | 0.0050797 | 41.9079
geo_moderate | ACP | 2045 | 0.0050797 | 41.9079
geo_moderate | ACP | 2046 | 5.2437e-05 | 42.7533
geo_moderate | ACP | 2047 | 5.2437e-05 | 42.7533
geo_moderate | ACP | 2048 | 5.1218e-05 | 42.3882
geo_moderate | ACP | 2049 | 5.1218e-05 | 42.3882
geo_moderate | ACP | 2050 | 5.0034e-05 | 41.4233

## 20_National OpRes Price ($-MW-h
type | subtype | scenario | year | $
oper_res | flex | geo_moderate | 2010 | -1.0911
oper_res | flex | geo_moderate | 2012 | 2.1289
oper_res | flex | geo_moderate | 2014 | 4.158
oper_res | flex | geo_moderate | 2016 | -1.7063
oper_res | flex | geo_moderate | 2018 | -0.333
oper_res | flex | geo_moderate | 2020 | 1.894
oper_res | flex | geo_moderate | 2022 | 2.372
oper_res | flex | geo_moderate | 2024 | 1.1938
oper_res | flex | geo_moderate | 2026 | 1.5945
oper_res | flex | geo_moderate | 2028 | 2.0168
oper_res | flex | geo_moderate | 2030 | 2.1757
oper_res | flex | geo_moderate | 2032 | 1.7524
oper_res | flex | geo_moderate | 2034 | 1.3079
oper_res | flex | geo_moderate | 2036 | 1.2897
oper_res | flex | geo_moderate | 2038 | 0.99874
oper_res | flex | geo_moderate | 2040 | 0.67119
oper_res | flex | geo_moderate | 2042 | 0.57656
oper_res | flex | geo_moderate | 2044 | 0.49065
oper_res | flex | geo_moderate | 2046 | 0.55783
oper_res | flex | geo_moderate | 2048 | 0.40066
oper_res | flex | geo_moderate | 2050 | 0.42572
oper_res | reg | geo_moderate | 2010 | 19.0121
oper_res | reg | geo_moderate | 2012 | 19.2273
oper_res | reg | geo_moderate | 2014 | 16.5031
oper_res | reg | geo_moderate | 2016 | 15.5651
oper_res | reg | geo_moderate | 2018 | 13.2675
oper_res | reg | geo_moderate | 2020 | 17.1382
oper_res | reg | geo_moderate | 2022 | 13.6609
oper_res | reg | geo_moderate | 2024 | 3.0991
oper_res | reg | geo_moderate | 2026 | 3.0672
oper_res | reg | geo_moderate | 2028 | 2.6946
oper_res | reg | geo_moderate | 2030 | 2.2394
oper_res | reg | geo_moderate | 2032 | 1.7045
oper_res | reg | geo_moderate | 2034 | 1.3824
oper_res | reg | geo_moderate | 2036 | 1.3188
oper_res | reg | geo_moderate | 2038 | 1.0829
oper_res | reg | geo_moderate | 2040 | 0.82404
oper_res | reg | geo_moderate | 2042 | 0.79166
oper_res | reg | geo_moderate | 2044 | 0.7601
oper_res | reg | geo_moderate | 2046 | 0.87439
oper_res | reg | geo_moderate | 2048 | 0.70981
oper_res | reg | geo_moderate | 2050 | 0.73436
oper_res | spin | geo_moderate | 2010 | 4.5268
oper_res | spin | geo_moderate | 2012 | 0.9952
oper_res | spin | geo_moderate | 2014 | 5.789
oper_res | spin | geo_moderate | 2016 | 7.4396
oper_res | spin | geo_moderate | 2018 | 2.9377
oper_res | spin | geo_moderate | 2020 | 7.9117
oper_res | spin | geo_moderate | 2022 | 4.1397
oper_res | spin | geo_moderate | 2024 | 0.77856
oper_res | spin | geo_moderate | 2026 | 0.85427
oper_res | spin | geo_moderate | 2028 | 0.85087
oper_res | spin | geo_moderate | 2030 | 0.82615
oper_res | spin | geo_moderate | 2032 | 0.64631
oper_res | spin | geo_moderate | 2034 | 0.59869
oper_res | spin | geo_moderate | 2036 | 0.6146
oper_res | spin | geo_moderate | 2038 | 0.5201
oper_res | spin | geo_moderate | 2040 | 0.33936
oper_res | spin | geo_moderate | 2042 | 0.35634
oper_res | spin | geo_moderate | 2044 | 0.29624
oper_res | spin | geo_moderate | 2046 | 0.36256
oper_res | spin | geo_moderate | 2048 | 0.26935
oper_res | spin | geo_moderate | 2050 | 0.27098

## 21_National OpRes Price by time
scenario | subtype | type | timeslice | $ | Net Level $
geo_moderate | flex | oper_res | 1 | 1.7279e-07 | 1.7279e-07
geo_moderate | flex | oper_res | 2 | 0.21337 | 0.21337
geo_moderate | flex | oper_res | 3 | 0 | 0
geo_moderate | flex | oper_res | 4 | 0.15717 | 0.15717
geo_moderate | flex | oper_res | 5 | 0.0063186 | 0.0063186
geo_moderate | flex | oper_res | 6 | 0.2324 | 0.2324
geo_moderate | flex | oper_res | 7 | 0.00046685 | 0.00046685
geo_moderate | flex | oper_res | 8 | 0.7767 | 0.7767
geo_moderate | flex | oper_res | 9 | 0.043667 | 0.043667
geo_moderate | flex | oper_res | 10 | 0.029193 | 0.029193
geo_moderate | flex | oper_res | 11 | 0.010538 | 0.010538
geo_moderate | flex | oper_res | 12 | 0.74678 | 0.74678
geo_moderate | flex | oper_res | 13 | 0.61154 | 0.61154
geo_moderate | flex | oper_res | 14 | 0.5149 | 0.5149
geo_moderate | flex | oper_res | 15 | 5.9654e-06 | 5.9654e-06
geo_moderate | flex | oper_res | 16 | 2.5638 | 2.5638
geo_moderate | flex | oper_res | 17 | 2.5687 | 2.5687
geo_moderate | reg | oper_res | 1 | 0.33777 | 0.33777
geo_moderate | reg | oper_res | 2 | 0.60055 | 0.60055
geo_moderate | reg | oper_res | 3 | 0.33411 | 0.33411
geo_moderate | reg | oper_res | 4 | 0.5452 | 0.5452
geo_moderate | reg | oper_res | 5 | 0.32207 | 0.32207
geo_moderate | reg | oper_res | 6 | 0.60008 | 0.60008
geo_moderate | reg | oper_res | 7 | 0.33724 | 0.33724
geo_moderate | reg | oper_res | 8 | 1.1123 | 1.1123
geo_moderate | reg | oper_res | 9 | 0.35677 | 0.35677
geo_moderate | reg | oper_res | 10 | 0.39202 | 0.39202
geo_moderate | reg | oper_res | 11 | 0.35022 | 0.35022
geo_moderate | reg | oper_res | 12 | 0.95396 | 0.95396
geo_moderate | reg | oper_res | 13 | 0.69587 | 0.69587
geo_moderate | reg | oper_res | 14 | 0.83598 | 0.83598
geo_moderate | reg | oper_res | 15 | 0.26847 | 0.26847
geo_moderate | reg | oper_res | 16 | 3.3738 | 3.3738
geo_moderate | reg | oper_res | 17 | 3.6814 | 3.6814
geo_moderate | spin | oper_res | 1 | 0.0018417 | 0.0018417
geo_moderate | spin | oper_res | 2 | 0.30237 | 0.30237
geo_moderate | spin | oper_res | 3 | 0.0022614 | 0.0022614
geo_moderate | spin | oper_res | 4 | 0.1205 | 0.1205
geo_moderate | spin | oper_res | 5 | 0.0098406 | 0.0098406
geo_moderate | spin | oper_res | 6 | 0.28189 | 0.28189
geo_moderate | spin | oper_res | 7 | 0.0051031 | 0.0051031
geo_moderate | spin | oper_res | 8 | 0.62718 | 0.62718
geo_moderate | spin | oper_res | 9 | 0.01796 | 0.01796
geo_moderate | spin | oper_res | 10 | 0.042024 | 0.042024
geo_moderate | spin | oper_res | 11 | 0.014287 | 0.014287
geo_moderate | spin | oper_res | 12 | 0.54525 | 0.54525
geo_moderate | spin | oper_res | 13 | 0.0031308 | 0.0031308
geo_moderate | spin | oper_res | 14 | 0.34326 | 0.34326
geo_moderate | spin | oper_res | 15 | 0.0020334 | 0.0020334
geo_moderate | spin | oper_res | 16 | 1.8237 | 1.8237
geo_moderate | spin | oper_res | 17 | 3.6899 | 3.6899

## 22_Final Regional Energy Price
type | scenario | rb | $
load | geo_moderate | p1 | 25.4533
load | geo_moderate | p10 | 42.986
load | geo_moderate | p100 | 24.5777
load | geo_moderate | p101 | 27.9985
load | geo_moderate | p102 | 27.639
load | geo_moderate | p103 | 23.2688
load | geo_moderate | p104 | 23.2344
load | geo_moderate | p105 | 23.4173
load | geo_moderate | p106 | 23.0923
load | geo_moderate | p107 | 23.7427
load | geo_moderate | p108 | 23.7087
load | geo_moderate | p109 | 23.9893
load | geo_moderate | p11 | 43.134
load | geo_moderate | p110 | 24.4501
load | geo_moderate | p111 | 23.657
load | geo_moderate | p112 | 23.9093
load | geo_moderate | p113 | 23.8857
load | geo_moderate | p114 | 24.0245
load | geo_moderate | p115 | 23.8847
load | geo_moderate | p116 | 24.1609
load | geo_moderate | p117 | 24.3553
load | geo_moderate | p118 | 24.7814
load | geo_moderate | p119 | 23.0602
load | geo_moderate | p12 | 25.0996
load | geo_moderate | p120 | 24.4592
load | geo_moderate | p121 | 24.5031
load | geo_moderate | p122 | 23.3889
load | geo_moderate | p123 | 24.6931
load | geo_moderate | p124 | 23.624
load | geo_moderate | p125 | 24.3634
load | geo_moderate | p126 | 23.5227
load | geo_moderate | p127 | 23.1035
load | geo_moderate | p128 | 23.0212
load | geo_moderate | p129 | 23.0315
load | geo_moderate | p13 | 25.6419
load | geo_moderate | p130 | 23.475
load | geo_moderate | p131 | 23.595
load | geo_moderate | p132 | 23.4233
load | geo_moderate | p133 | 23.5496
load | geo_moderate | p134 | 23.6828
load | geo_moderate | p14 | 24.8495
load | geo_moderate | p15 | 24.8389
load | geo_moderate | p16 | 24.4844
load | geo_moderate | p17 | 24.1622
load | geo_moderate | p18 | 24.04
load | geo_moderate | p19 | 23.3051
load | geo_moderate | p2 | 25.2503
load | geo_moderate | p20 | 23.8782
load | geo_moderate | p21 | 23.5303
load | geo_moderate | p22 | 22.6875
load | geo_moderate | p23 | 22.4485
load | geo_moderate | p24 | 22.8875
load | geo_moderate | p25 | 24.5347
load | geo_moderate | p26 | 23.9713
load | geo_moderate | p27 | 24.7674
load | geo_moderate | p28 | 25.0769
load | geo_moderate | p29 | 23.5558
load | geo_moderate | p3 | 25.0465
load | geo_moderate | p30 | 24.9442
load | geo_moderate | p31 | 23.6755
load | geo_moderate | p32 | 22.1907
load | geo_moderate | p33 | 22.9953
load | geo_moderate | p34 | 22.8941
load | geo_moderate | p35 | 21.9579
load | geo_moderate | p36 | 21.5816
load | geo_moderate | p37 | 21.941
load | geo_moderate | p38 | 22.0514
load | geo_moderate | p39 | 22.4812
load | geo_moderate | p4 | 25.1994
load | geo_moderate | p40 | 22.3619
load | geo_moderate | p41 | 22.5281
load | geo_moderate | p42 | 21.9089
load | geo_moderate | p43 | 22.4586
load | geo_moderate | p44 | 22.1561
load | geo_moderate | p45 | 22.3149
load | geo_moderate | p46 | 22.6532
load | geo_moderate | p47 | 22.1718
load | geo_moderate | p48 | 22.1848
load | geo_moderate | p49 | 22.3335
load | geo_moderate | p5 | 25.325
load | geo_moderate | p50 | 22.9447
load | geo_moderate | p51 | 23.1428
load | geo_moderate | p52 | 22.3821
load | geo_moderate | p53 | 22.8761
load | geo_moderate | p54 | 22.9537
load | geo_moderate | p55 | 23.3622
load | geo_moderate | p56 | 23.3801
load | geo_moderate | p57 | 23.6001
load | geo_moderate | p58 | 24.4792
load | geo_moderate | p59 | 24.24
load | geo_moderate | p6 | 25.547
load | geo_moderate | p60 | 22.6072
load | geo_moderate | p61 | 22.398
load | geo_moderate | p62 | 22.5165
load | geo_moderate | p63 | 23.289
load | geo_moderate | p64 | 23.4163
load | geo_moderate | p65 | 23.4582
load | geo_moderate | p66 | 24.0863
load | geo_moderate | p67 | 23.8078
load | geo_moderate | p68 | 22.3539
load | geo_moderate | p69 | 22.5446
load | geo_moderate | p7 | 25.284
load | geo_moderate | p70 | 22.5307
load | geo_moderate | p71 | 22.8836
load | geo_moderate | p72 | 23.3312
load | geo_moderate | p73 | 23.3817
load | geo_moderate | p74 | 22.6467
load | geo_moderate | p75 | 22.792
load | geo_moderate | p76 | 22.8428
load | geo_moderate | p77 | 22.6917
load | geo_moderate | p78 | 22.8192
load | geo_moderate | p79 | 23.0736
load | geo_moderate | p8 | 33.6798
load | geo_moderate | p80 | 23.1499
load | geo_moderate | p81 | 22.865
load | geo_moderate | p82 | 22.9777
load | geo_moderate | p83 | 23.1591
load | geo_moderate | p84 | 23.5508
load | geo_moderate | p85 | 23.7386
load | geo_moderate | p86 | 24.2264
load | geo_moderate | p87 | 24.5093
load | geo_moderate | p88 | 24.6572
load | geo_moderate | p89 | 24.8447
load | geo_moderate | p9 | 42.4563
load | geo_moderate | p90 | 25.1106
load | geo_moderate | p91 | 25.2613
load | geo_moderate | p92 | 24.0951
load | geo_moderate | p93 | 23.9265
load | geo_moderate | p94 | 25.2732
load | geo_moderate | p95 | 25.3471
load | geo_moderate | p96 | 25.9239
load | geo_moderate | p97 | 25.1261
load | geo_moderate | p98 | 25.481
load | geo_moderate | p99 | 25.3055

## 23_National Seasonal Capacity P
type | timeslice | scenario | year | $
res_marg | fall | geo_moderate | 2010 | 0
res_marg | fall | geo_moderate | 2012 | 0
res_marg | fall | geo_moderate | 2014 | 0
res_marg | fall | geo_moderate | 2016 | 0
res_marg | fall | geo_moderate | 2018 | 0
res_marg | fall | geo_moderate | 2020 | 0
res_marg | fall | geo_moderate | 2022 | 0
res_marg | fall | geo_moderate | 2024 | 0.31692
res_marg | fall | geo_moderate | 2026 | 1.9395
res_marg | fall | geo_moderate | 2028 | 2.7279
res_marg | fall | geo_moderate | 2030 | 3.5834
res_marg | fall | geo_moderate | 2032 | 6.3583
res_marg | fall | geo_moderate | 2034 | 9.0814
res_marg | fall | geo_moderate | 2036 | 9.2703
res_marg | fall | geo_moderate | 2038 | 10.7644
res_marg | fall | geo_moderate | 2040 | 10.776
res_marg | fall | geo_moderate | 2042 | 7.8949
res_marg | fall | geo_moderate | 2044 | 8.8427
res_marg | fall | geo_moderate | 2046 | 7.4903
res_marg | fall | geo_moderate | 2048 | 8.4529
res_marg | fall | geo_moderate | 2050 | 8.4635
res_marg | spri | geo_moderate | 2010 | 0
res_marg | spri | geo_moderate | 2012 | 0
res_marg | spri | geo_moderate | 2014 | 0
res_marg | spri | geo_moderate | 2016 | 0
res_marg | spri | geo_moderate | 2018 | 0
res_marg | spri | geo_moderate | 2020 | 0
res_marg | spri | geo_moderate | 2022 | 0
res_marg | spri | geo_moderate | 2024 | -8.9161e-10
res_marg | spri | geo_moderate | 2026 | 0
res_marg | spri | geo_moderate | 2028 | 0
res_marg | spri | geo_moderate | 2030 | 0.0025344
res_marg | spri | geo_moderate | 2032 | 0
res_marg | spri | geo_moderate | 2034 | 0
res_marg | spri | geo_moderate | 2036 | 0
res_marg | spri | geo_moderate | 2038 | 0
res_marg | spri | geo_moderate | 2040 | 0
res_marg | spri | geo_moderate | 2042 | 0
res_marg | spri | geo_moderate | 2044 | 0
res_marg | spri | geo_moderate | 2046 | 0
res_marg | spri | geo_moderate | 2048 | 3.0192e-13
res_marg | spri | geo_moderate | 2050 | 0
res_marg | summ | geo_moderate | 2010 | 0
res_marg | summ | geo_moderate | 2012 | 0
res_marg | summ | geo_moderate | 2014 | 0
res_marg | summ | geo_moderate | 2016 | 0
res_marg | summ | geo_moderate | 2018 | 0
res_marg | summ | geo_moderate | 2020 | 0
res_marg | summ | geo_moderate | 2022 | 1.7086
res_marg | summ | geo_moderate | 2024 | 4.8569
res_marg | summ | geo_moderate | 2026 | 38.1099
res_marg | summ | geo_moderate | 2028 | 46.5046
res_marg | summ | geo_moderate | 2030 | 50.4891
res_marg | summ | geo_moderate | 2032 | 54.4903
res_marg | summ | geo_moderate | 2034 | 61.7919
res_marg | summ | geo_moderate | 2036 | 68.5221
res_marg | summ | geo_moderate | 2038 | 76.6349
res_marg | summ | geo_moderate | 2040 | 78.4363
res_marg | summ | geo_moderate | 2042 | 80.8102
res_marg | summ | geo_moderate | 2044 | 79.4695
res_marg | summ | geo_moderate | 2046 | 80.7372
res_marg | summ | geo_moderate | 2048 | 79.2548
res_marg | summ | geo_moderate | 2050 | 79.1881
res_marg | wint | geo_moderate | 2010 | 0
res_marg | wint | geo_moderate | 2012 | 0
res_marg | wint | geo_moderate | 2014 | 0
res_marg | wint | geo_moderate | 2016 | 0
res_marg | wint | geo_moderate | 2018 | 0
res_marg | wint | geo_moderate | 2020 | 0
res_marg | wint | geo_moderate | 2022 | 0
res_marg | wint | geo_moderate | 2024 | -1.8524e-09
res_marg | wint | geo_moderate | 2026 | 0
res_marg | wint | geo_moderate | 2028 | 0
res_marg | wint | geo_moderate | 2030 | 0
res_marg | wint | geo_moderate | 2032 | 9.0983e-10
res_marg | wint | geo_moderate | 2034 | 0
res_marg | wint | geo_moderate | 2036 | 0
res_marg | wint | geo_moderate | 2038 | -0.015998
res_marg | wint | geo_moderate | 2040 | 0
res_marg | wint | geo_moderate | 2042 | 0
res_marg | wint | geo_moderate | 2044 | 0.007741
res_marg | wint | geo_moderate | 2046 | 0
res_marg | wint | geo_moderate | 2048 | 0.0065335
res_marg | wint | geo_moderate | 2050 | 0

## 24_National Annual Capacity Pri
type | scenario | year | $
res_marg_ann | geo_moderate | 2010 | 0
res_marg_ann | geo_moderate | 2012 | 0
res_marg_ann | geo_moderate | 2014 | 0
res_marg_ann | geo_moderate | 2016 | 0
res_marg_ann | geo_moderate | 2018 | 0
res_marg_ann | geo_moderate | 2020 | 0
res_marg_ann | geo_moderate | 2022 | 1.589
res_marg_ann | geo_moderate | 2024 | 5.1213
res_marg_ann | geo_moderate | 2026 | 39.7255
res_marg_ann | geo_moderate | 2028 | 48.8797
res_marg_ann | geo_moderate | 2030 | 53.6226
res_marg_ann | geo_moderate | 2032 | 60.2885
res_marg_ann | geo_moderate | 2034 | 70.0633
res_marg_ann | geo_moderate | 2036 | 76.9677
res_marg_ann | geo_moderate | 2038 | 86.6
res_marg_ann | geo_moderate | 2040 | 88.567
res_marg_ann | geo_moderate | 2042 | 88.2127
res_marg_ann | geo_moderate | 2044 | 87.8951
res_marg_ann | geo_moderate | 2046 | 87.838
res_marg_ann | geo_moderate | 2048 | 87.1663
res_marg_ann | geo_moderate | 2050 | 87.2761

## 25_2022-2050 Present Value of S
cost_cat | scenario | Discounted Cost (Bil $) | Net Level Discounted Cost (Bil $)
PTC | geo_moderate | -279.0655 | 3620.2974
ITC | geo_moderate | -167.456 | 3620.2974
CCS Incentives | geo_moderate | -1.3684 | 3620.2974
Gen & Stor Capex | geo_moderate | 1775.8265 | 3620.2974
Gen & Stor O&M | geo_moderate | 1326.5624 | 3620.2974
Fuel | geo_moderate | 433.6934 | 3620.2974
Trans | geo_moderate | 115.3251 | 3620.2974
POI | geo_moderate | 34.1714 | 3620.2974
Spur | geo_moderate | 124.5989 | 3620.2974
Trans O&M | geo_moderate | 254.3674 | 3620.2974
CO2 T&S Capex | geo_moderate | 0.20799 | 3620.2974
ACP | geo_moderate | 3.4342 | 3620.2974

## 26_Emissions National (tonne)
e | scenario | year | Emissions (tonne)
ch4 | geo_moderate | 2010 | 3267706.6876
ch4 | geo_moderate | 2012 | 4618438.7003
ch4 | geo_moderate | 2014 | 3137980.7266
ch4 | geo_moderate | 2016 | 5111961.0506
ch4 | geo_moderate | 2018 | 4893040.2744
ch4 | geo_moderate | 2020 | 5761762.7725
ch4 | geo_moderate | 2022 | 3970216.9389
ch4 | geo_moderate | 2024 | 3345002.5089
ch4 | geo_moderate | 2026 | 2764489.4148
ch4 | geo_moderate | 2028 | 2143647.0103
ch4 | geo_moderate | 2030 | 1385799.3238
ch4 | geo_moderate | 2032 | 1286349.4589
ch4 | geo_moderate | 2034 | 1126658.0361
ch4 | geo_moderate | 2036 | 1034105.0222
ch4 | geo_moderate | 2038 | 1147198.7995
ch4 | geo_moderate | 2040 | 1410916.752
ch4 | geo_moderate | 2042 | 1784472.3947
ch4 | geo_moderate | 2044 | 2035790.9884
ch4 | geo_moderate | 2046 | 2291063.5977
ch4 | geo_moderate | 2048 | 2548074.9988
ch4 | geo_moderate | 2050 | 2795539.7681
co2 | geo_moderate | 2010 | 2414697384.7197
co2 | geo_moderate | 2012 | 2150232115.0507
co2 | geo_moderate | 2014 | 2274324010.1755
co2 | geo_moderate | 2016 | 1924540872.8837
co2 | geo_moderate | 2018 | 1724664980.5474
co2 | geo_moderate | 2020 | 1768457605.104
co2 | geo_moderate | 2022 | 1533775766.376
co2 | geo_moderate | 2024 | 751788156.416
co2 | geo_moderate | 2026 | 603697480.1668
co2 | geo_moderate | 2028 | 437964781.5876
co2 | geo_moderate | 2030 | 330432564.2238
co2 | geo_moderate | 2032 | 309797145.3836
co2 | geo_moderate | 2034 | 279642885.4106
co2 | geo_moderate | 2036 | 258525117.0053
co2 | geo_moderate | 2038 | 275923897.0905
co2 | geo_moderate | 2040 | 338000506.6122
co2 | geo_moderate | 2042 | 408073715.5851
co2 | geo_moderate | 2044 | 451707567.9457
co2 | geo_moderate | 2046 | 495432343.9071
co2 | geo_moderate | 2048 | 553178546.4476
co2 | geo_moderate | 2050 | 575747267.9769
co2e | geo_moderate | 2010 | 2525799412.0971
co2e | geo_moderate | 2012 | 2307259030.8606
co2e | geo_moderate | 2014 | 2381015354.881
co2e | geo_moderate | 2016 | 2098347548.6031
co2e | geo_moderate | 2018 | 1891028349.8763
co2e | geo_moderate | 2020 | 1964357539.3699
co2e | geo_moderate | 2022 | 1668763142.2988
co2e | geo_moderate | 2024 | 865518241.72
co2e | geo_moderate | 2026 | 697690120.2689
co2e | geo_moderate | 2028 | 510848779.9368
co2e | geo_moderate | 2030 | 377549741.2345
co2e | geo_moderate | 2032 | 353533026.9861
co2e | geo_moderate | 2034 | 317949258.6368
co2e | geo_moderate | 2036 | 293684687.7609
co2e | geo_moderate | 2038 | 314928656.2735
co2e | geo_moderate | 2040 | 385971676.1816
co2e | geo_moderate | 2042 | 468745777.0045
co2e | geo_moderate | 2044 | 520924461.5512
co2e | geo_moderate | 2046 | 573328506.2275
co2e | geo_moderate | 2048 | 639813096.4061
co2e | geo_moderate | 2050 | 670795620.0917
nox | geo_moderate | 2010 | 2155028.6863
nox | geo_moderate | 2012 | 1925023.6959
nox | geo_moderate | 2014 | 2055058.8932
nox | geo_moderate | 2016 | 1648521.4801
nox | geo_moderate | 2018 | 1352591.5779
nox | geo_moderate | 2020 | 1393451.5354
nox | geo_moderate | 2022 | 1184319.4114
nox | geo_moderate | 2024 | 424415.9682
nox | geo_moderate | 2026 | 320111.8189
nox | geo_moderate | 2028 | 213504.4354
nox | geo_moderate | 2030 | 183593.9672
nox | geo_moderate | 2032 | 176142.8754
nox | geo_moderate | 2034 | 167860.5014
nox | geo_moderate | 2036 | 159877.2974
nox | geo_moderate | 2038 | 167273.0545
nox | geo_moderate | 2040 | 202240.3926
nox | geo_moderate | 2042 | 231209.9316
nox | geo_moderate | 2044 | 251969.3473
nox | geo_moderate | 2046 | 274979.4756
nox | geo_moderate | 2048 | 304305.2339
nox | geo_moderate | 2050 | 306153.4874
so2 | geo_moderate | 2010 | 2757216.1338
so2 | geo_moderate | 2012 | 2270463.2986
so2 | geo_moderate | 2014 | 2594362.2795
so2 | geo_moderate | 2016 | 1717355.0232
so2 | geo_moderate | 2018 | 1422143.1335
so2 | geo_moderate | 2020 | 1356138.9694
so2 | geo_moderate | 2022 | 1216138.1325
so2 | geo_moderate | 2024 | 364187.5021
so2 | geo_moderate | 2026 | 256694.406
so2 | geo_moderate | 2028 | 139176.7448
so2 | geo_moderate | 2030 | 121644.6444
so2 | geo_moderate | 2032 | 112033.6398
so2 | geo_moderate | 2034 | 107791.2735
so2 | geo_moderate | 2036 | 101185.57
so2 | geo_moderate | 2038 | 99636.2086
so2 | geo_moderate | 2040 | 123027.7859
so2 | geo_moderate | 2042 | 132131.4134
so2 | geo_moderate | 2044 | 136090.0802
so2 | geo_moderate | 2046 | 136753.5466
so2 | geo_moderate | 2048 | 146725.2681
so2 | geo_moderate | 2050 | 128008.972

## 27_Net CO2e Emissions National
e | tech | year | CO2e (MMton) | Cumulative CO2e (MMton) | scenario

## 29_Undiscounted Annualized Syst
scenario | cost_cat | year | Cost (Bil $) | Net Level Cost (Bil $)
geo_moderate | PTC | 2010 | -0.26109 | 255.0704
geo_moderate | PTC | 2011 | -0.26109 | 253.5034
geo_moderate | PTC | 2012 | -1.4182 | 234.4698
geo_moderate | PTC | 2013 | -1.4182 | 233.4186
geo_moderate | PTC | 2014 | -1.8707 | 259.5086
geo_moderate | PTC | 2015 | -1.8707 | 258.0337
geo_moderate | PTC | 2016 | -2.4392 | 219.5938
geo_moderate | PTC | 2017 | -2.4392 | 219.2713
geo_moderate | PTC | 2018 | -3.384 | 229.4021
geo_moderate | PTC | 2019 | -3.384 | 228.5924
geo_moderate | PTC | 2020 | -4.412 | 225.0454
geo_moderate | PTC | 2021 | -4.412 | 221.6855
geo_moderate | PTC | 2022 | -8.3004 | 262.5214
geo_moderate | PTC | 2023 | -8.3004 | 258.3771
geo_moderate | PTC | 2024 | -14.239 | 218.8255
geo_moderate | PTC | 2025 | -14.239 | 216.4488
geo_moderate | PTC | 2026 | -18.5875 | 217.4887
geo_moderate | PTC | 2027 | -18.5875 | 215.1264
geo_moderate | PTC | 2028 | -21.2719 | 218.3788
geo_moderate | PTC | 2029 | -21.2719 | 216.9544
geo_moderate | PTC | 2030 | -27.6689 | 219.257
geo_moderate | PTC | 2031 | -27.6689 | 219.257
geo_moderate | PTC | 2032 | -25.8422 | 221.1045
geo_moderate | PTC | 2033 | -25.8422 | 221.1045
geo_moderate | PTC | 2034 | -26.7843 | 224.2569
geo_moderate | PTC | 2035 | -26.7843 | 224.2569
geo_moderate | PTC | 2036 | -27.2211 | 223.3891
geo_moderate | PTC | 2037 | -27.2211 | 223.3891
geo_moderate | PTC | 2038 | -22.925 | 228.4315
geo_moderate | PTC | 2039 | -22.925 | 228.4315
geo_moderate | PTC | 2040 | -15.6819 | 234.6367
geo_moderate | PTC | 2041 | -15.6819 | 234.6367
geo_moderate | PTC | 2042 | -12.4379 | 217.5057
geo_moderate | PTC | 2043 | -12.4379 | 217.5057
geo_moderate | PTC | 2044 | -8.111 | 226.6487
geo_moderate | PTC | 2045 | -8.111 | 226.6487
geo_moderate | PTC | 2046 | -3.7983 | 236.8929
geo_moderate | PTC | 2047 | -3.7983 | 236.8929
geo_moderate | PTC | 2048 | -3.3936 | 240.4577
geo_moderate | PTC | 2049 | -3.3936 | 240.4577
geo_moderate | PTC | 2050 | -5.2714 | 240.5472
geo_moderate | PTC | 2051 | -5.2714 | 240.5472
geo_moderate | PTC | 2052 | -5.2714 | 233.726
geo_moderate | PTC | 2053 | -5.2714 | 233.726
geo_moderate | PTC | 2054 | -5.2714 | 224.801
geo_moderate | PTC | 2055 | -5.2714 | 224.801
geo_moderate | PTC | 2056 | -5.2714 | 216.1303
geo_moderate | PTC | 2057 | -5.2714 | 216.1303
geo_moderate | PTC | 2058 | -5.2714 | 210.8821
geo_moderate | PTC | 2059 | -5.2714 | 210.8821
geo_moderate | PTC | 2060 | -5.2714 | 206.4304
geo_moderate | PTC | 2061 | -5.2714 | 206.4304
geo_moderate | PTC | 2062 | -5.2714 | 202.1796
geo_moderate | PTC | 2063 | -5.2714 | 202.1796
geo_moderate | PTC | 2064 | -5.2714 | 196.1298
geo_moderate | PTC | 2065 | -5.2714 | 196.1298
geo_moderate | PTC | 2066 | -5.2714 | 186.5256
geo_moderate | PTC | 2067 | -5.2714 | 186.5256
geo_moderate | PTC | 2068 | -5.2714 | 177.5225
geo_moderate | PTC | 2069 | -5.2714 | 177.5225
geo_moderate | PTC | 2070 | 0 | 25.875
geo_moderate | PTC | 2071 | 0 | 25.875
geo_moderate | PTC | 2072 | 0 | 24.1948
geo_moderate | PTC | 2073 | 0 | 24.1948
geo_moderate | PTC | 2074 | 0 | 22.183
geo_moderate | PTC | 2075 | 0 | 22.183
geo_moderate | PTC | 2076 | 0 | 20.089
geo_moderate | PTC | 2077 | 0 | 20.089
geo_moderate | PTC | 2078 | 0 | 17.7698
geo_moderate | PTC | 2079 | 0 | 17.7698
geo_moderate | PTC | 2080 | 0 | 14.9726
geo_moderate | PTC | 2081 | 0 | 14.9726
geo_moderate | PTC | 2082 | 0 | 11.8436
geo_moderate | PTC | 2083 | 0 | 11.8436
geo_moderate | PTC | 2084 | 0 | 8.8402
geo_moderate | PTC | 2085 | 0 | 8.8402
geo_moderate | PTC | 2086 | 0 | 6.1401
geo_moderate | PTC | 2087 | 0 | 6.1401
geo_moderate | PTC | 2088 | 0 | 3.0541
geo_moderate | PTC | 2089 | 0 | 3.0541
geo_moderate | PTC | 2090 | 0 | 2.148e-15
geo_moderate | ITC | 2010 | -0.026014 | 255.0704
geo_moderate | ITC | 2011 | -0.026014 | 253.5034
geo_moderate | ITC | 2012 | -0.26198 | 234.4698
geo_moderate | ITC | 2013 | -0.26198 | 233.4186
geo_moderate | ITC | 2014 | -0.80251 | 259.5086
geo_moderate | ITC | 2015 | -0.80251 | 258.0337
geo_moderate | ITC | 2016 | -1.3673 | 219.5938
geo_moderate | ITC | 2017 | -1.3673 | 219.2713
geo_moderate | ITC | 2018 | -2.3878 | 229.4021
geo_moderate | ITC | 2019 | -2.3878 | 228.5924
geo_moderate | ITC | 2020 | -3.479 | 225.0454
geo_moderate | ITC | 2021 | -3.479 | 221.6855
geo_moderate | ITC | 2022 | -6.7039 | 262.5214
geo_moderate | ITC | 2023 | -6.7039 | 258.3771
geo_moderate | ITC | 2024 | -7.0599 | 218.8255
geo_moderate | ITC | 2025 | -7.0599 | 216.4488
geo_moderate | ITC | 2026 | -8.0353 | 217.4887
geo_moderate | ITC | 2027 | -8.0353 | 215.1264
geo_moderate | ITC | 2028 | -9.4503 | 218.3788
geo_moderate | ITC | 2029 | -9.4503 | 216.9544
geo_moderate | ITC | 2030 | -11.2665 | 219.257
geo_moderate | ITC | 2031 | -11.2665 | 219.257
geo_moderate | ITC | 2032 | -12.6535 | 221.1045
geo_moderate | ITC | 2033 | -12.6535 | 221.1045
geo_moderate | ITC | 2034 | -14.0918 | 224.2569
geo_moderate | ITC | 2035 | -14.0918 | 224.2569
geo_moderate | ITC | 2036 | -15.1298 | 223.3891
geo_moderate | ITC | 2037 | -15.1298 | 223.3891
geo_moderate | ITC | 2038 | -15.227 | 228.4315
geo_moderate | ITC | 2039 | -15.227 | 228.4315
geo_moderate | ITC | 2040 | -14.5461 | 234.6367
geo_moderate | ITC | 2041 | -14.5461 | 234.6367
geo_moderate | ITC | 2042 | -11.6064 | 217.5057
geo_moderate | ITC | 2043 | -11.6064 | 217.5057
geo_moderate | ITC | 2044 | -11.5056 | 226.6487
geo_moderate | ITC | 2045 | -11.5056 | 226.6487
geo_moderate | ITC | 2046 | -10.5463 | 236.8929
geo_moderate | ITC | 2047 | -10.5463 | 236.8929
geo_moderate | ITC | 2048 | -9.1313 | 240.4577
geo_moderate | ITC | 2049 | -9.1313 | 240.4577
geo_moderate | ITC | 2050 | -7.289 | 240.5472
geo_moderate | ITC | 2051 | -7.289 | 240.5472
geo_moderate | ITC | 2052 | -5.666 | 233.726
geo_moderate | ITC | 2053 | -5.666 | 233.726
geo_moderate | ITC | 2054 | -3.6872 | 224.801
geo_moderate | ITC | 2055 | -3.6872 | 224.801
geo_moderate | ITC | 2056 | -2.0845 | 216.1303
geo_moderate | ITC | 2057 | -2.0845 | 216.1303
geo_moderate | ITC | 2058 | -0.96674 | 210.8821
geo_moderate | ITC | 2059 | -0.96674 | 210.8821
geo_moderate | ITC | 2060 | -0.55641 | 206.4304
geo_moderate | ITC | 2061 | -0.55641 | 206.4304
geo_moderate | ITC | 2062 | -0.27122 | 202.1796
geo_moderate | ITC | 2063 | -0.27122 | 202.1796
geo_moderate | ITC | 2064 | -0.015974 | 196.1298
geo_moderate | ITC | 2065 | -0.015974 | 196.1298
geo_moderate | ITC | 2066 | 3.7946e-05 | 186.5256
geo_moderate | ITC | 2067 | 3.7946e-05 | 186.5256
geo_moderate | ITC | 2068 | 4.7777e-05 | 177.5225
geo_moderate | ITC | 2069 | 4.7777e-05 | 177.5225
geo_moderate | ITC | 2070 | 3.4789e-15 | 25.875
geo_moderate | ITC | 2071 | 3.4789e-15 | 25.875
geo_moderate | ITC | 2072 | 3.4789e-15 | 24.1948
geo_moderate | ITC | 2073 | 3.4789e-15 | 24.1948
geo_moderate | ITC | 2074 | 3.4789e-15 | 22.183
geo_moderate | ITC | 2075 | 3.4789e-15 | 22.183
geo_moderate | ITC | 2076 | 3.4789e-15 | 20.089
geo_moderate | ITC | 2077 | 3.4789e-15 | 20.089
geo_moderate | ITC | 2078 | 3.4789e-15 | 17.7698
geo_moderate | ITC | 2079 | 3.4789e-15 | 17.7698
geo_moderate | ITC | 2080 | 3.4789e-15 | 14.9726
geo_moderate | ITC | 2081 | 3.4789e-15 | 14.9726
geo_moderate | ITC | 2082 | 3.4789e-15 | 11.8436
geo_moderate | ITC | 2083 | 3.4789e-15 | 11.8436
geo_moderate | ITC | 2084 | 3.4789e-15 | 8.8402
geo_moderate | ITC | 2085 | 3.4789e-15 | 8.8402
geo_moderate | ITC | 2086 | 3.4789e-15 | 6.1401
geo_moderate | ITC | 2087 | 3.4789e-15 | 6.1401
geo_moderate | ITC | 2088 | 3.4789e-15 | 3.0541
geo_moderate | ITC | 2089 | 3.4789e-15 | 3.0541
geo_moderate | ITC | 2090 | 3.4789e-15 | 2.148e-15
geo_moderate | CCS Incentives | 2010 | 0 | 255.0704
geo_moderate | CCS Incentives | 2011 | 0 | 253.5034
geo_moderate | CCS Incentives | 2012 | 0 | 234.4698
geo_moderate | CCS Incentives | 2013 | 0 | 233.4186
geo_moderate | CCS Incentives | 2014 | 0 | 259.5086
geo_moderate | CCS Incentives | 2015 | 0 | 258.0337
geo_moderate | CCS Incentives | 2016 | 0 | 219.5938
geo_moderate | CCS Incentives | 2017 | 0 | 219.2713
geo_moderate | CCS Incentives | 2018 | 0 | 229.4021
geo_moderate | CCS Incentives | 2019 | 0 | 228.5924
geo_moderate | CCS Incentives | 2020 | 0 | 225.0454
geo_moderate | CCS Incentives | 2021 | 0 | 221.6855
geo_moderate | CCS Incentives | 2022 | 0 | 262.5214
geo_moderate | CCS Incentives | 2023 | 0 | 258.3771
geo_moderate | CCS Incentives | 2024 | 0 | 218.8255
geo_moderate | CCS Incentives | 2025 | 0 | 216.4488
geo_moderate | CCS Incentives | 2026 | 0 | 217.4887
geo_moderate | CCS Incentives | 2027 | 0 | 215.1264
geo_moderate | CCS Incentives | 2028 | -0.13038 | 218.3788
geo_moderate | CCS Incentives | 2029 | -0.13038 | 216.9544
geo_moderate | CCS Incentives | 2030 | -0.13038 | 219.257
geo_moderate | CCS Incentives | 2031 | -0.13038 | 219.257
geo_moderate | CCS Incentives | 2032 | -0.13038 | 221.1045
geo_moderate | CCS Incentives | 2033 | -0.13038 | 221.1045
geo_moderate | CCS Incentives | 2034 | -0.12605 | 224.2569
geo_moderate | CCS Incentives | 2035 | -0.12605 | 224.2569
geo_moderate | CCS Incentives | 2036 | -0.12605 | 223.3891
geo_moderate | CCS Incentives | 2037 | -0.12605 | 223.3891
geo_moderate | CCS Incentives | 2038 | -0.13025 | 228.4315
geo_moderate | CCS Incentives | 2039 | -0.13025 | 228.4315
geo_moderate | CCS Incentives | 2040 | -0.13025 | 234.6367
geo_moderate | CCS Incentives | 2041 | -0.13025 | 234.6367
geo_moderate | CCS Incentives | 2042 | -0.13025 | 217.5057
geo_moderate | CCS Incentives | 2043 | -0.13025 | 217.5057
geo_moderate | CCS Incentives | 2044 | -0.13025 | 226.6487
geo_moderate | CCS Incentives | 2045 | -0.13025 | 226.6487
geo_moderate | CCS Incentives | 2046 | -0.13025 | 236.8929
geo_moderate | CCS Incentives | 2047 | -0.13025 | 236.8929
geo_moderate | CCS Incentives | 2048 | -0.13025 | 240.4577
geo_moderate | CCS Incentives | 2049 | -0.13025 | 240.4577
geo_moderate | CCS Incentives | 2050 | -0.13025 | 240.5472
geo_moderate | CCS Incentives | 2051 | -0.13025 | 240.5472
geo_moderate | CCS Incentives | 2052 | -0.13025 | 233.726
geo_moderate | CCS Incentives | 2053 | -0.13025 | 233.726
geo_moderate | CCS Incentives | 2054 | -0.13025 | 224.801
geo_moderate | CCS Incentives | 2055 | -0.13025 | 224.801
geo_moderate | CCS Incentives | 2056 | -0.13025 | 216.1303
geo_moderate | CCS Incentives | 2057 | -0.13025 | 216.1303
geo_moderate | CCS Incentives | 2058 | 0 | 210.8821
geo_moderate | CCS Incentives | 2059 | 0 | 210.8821
geo_moderate | CCS Incentives | 2060 | 0 | 206.4304
geo_moderate | CCS Incentives | 2061 | 0 | 206.4304
geo_moderate | CCS Incentives | 2062 | 0 | 202.1796
geo_moderate | CCS Incentives | 2063 | 0 | 202.1796
geo_moderate | CCS Incentives | 2064 | 0 | 196.1298
geo_moderate | CCS Incentives | 2065 | 0 | 196.1298
geo_moderate | CCS Incentives | 2066 | 0 | 186.5256
geo_moderate | CCS Incentives | 2067 | 0 | 186.5256
geo_moderate | CCS Incentives | 2068 | 0 | 177.5225
geo_moderate | CCS Incentives | 2069 | 0 | 177.5225
geo_moderate | CCS Incentives | 2070 | 0 | 25.875
geo_moderate | CCS Incentives | 2071 | 0 | 25.875
geo_moderate | CCS Incentives | 2072 | 0 | 24.1948
geo_moderate | CCS Incentives | 2073 | 0 | 24.1948
geo_moderate | CCS Incentives | 2074 | 0 | 22.183
geo_moderate | CCS Incentives | 2075 | 0 | 22.183
geo_moderate | CCS Incentives | 2076 | 0 | 20.089
geo_moderate | CCS Incentives | 2077 | 0 | 20.089
geo_moderate | CCS Incentives | 2078 | 0 | 17.7698
geo_moderate | CCS Incentives | 2079 | 0 | 17.7698
geo_moderate | CCS Incentives | 2080 | 0 | 14.9726
geo_moderate | CCS Incentives | 2081 | 0 | 14.9726
geo_moderate | CCS Incentives | 2082 | 0 | 11.8436
geo_moderate | CCS Incentives | 2083 | 0 | 11.8436
geo_moderate | CCS Incentives | 2084 | 0 | 8.8402
geo_moderate | CCS Incentives | 2085 | 0 | 8.8402
geo_moderate | CCS Incentives | 2086 | 0 | 6.1401
geo_moderate | CCS Incentives | 2087 | 0 | 6.1401
geo_moderate | CCS Incentives | 2088 | 0 | 3.0541
geo_moderate | CCS Incentives | 2089 | 0 | 3.0541
geo_moderate | CCS Incentives | 2090 | 0 | 2.148e-15
geo_moderate | Gen & Stor Capex | 2010 | 44.1581 | 255.0704
geo_moderate | Gen & Stor Capex | 2011 | 42.5911 | 253.5034
geo_moderate | Gen & Stor Capex | 2012 | 52.3564 | 234.4698
geo_moderate | Gen & Stor Capex | 2013 | 51.3052 | 233.4186
geo_moderate | Gen & Stor Capex | 2014 | 58.8956 | 259.5086
geo_moderate | Gen & Stor Capex | 2015 | 57.4207 | 258.0337
geo_moderate | Gen & Stor Capex | 2016 | 70.2064 | 219.5938
geo_moderate | Gen & Stor Capex | 2017 | 69.8838 | 219.2713
geo_moderate | Gen & Stor Capex | 2018 | 80.7858 | 229.4021
geo_moderate | Gen & Stor Capex | 2019 | 79.9761 | 228.5924
geo_moderate | Gen & Stor Capex | 2020 | 91.0295 | 225.0454
geo_moderate | Gen & Stor Capex | 2021 | 87.6697 | 221.6855
geo_moderate | Gen & Stor Capex | 2022 | 115.3767 | 262.5214
geo_moderate | Gen & Stor Capex | 2023 | 111.2324 | 258.3771
geo_moderate | Gen & Stor Capex | 2024 | 115.3787 | 218.8255
geo_moderate | Gen & Stor Capex | 2025 | 113.002 | 216.4488
geo_moderate | Gen & Stor Capex | 2026 | 119.8707 | 217.4887
geo_moderate | Gen & Stor Capex | 2027 | 117.5084 | 215.1264
geo_moderate | Gen & Stor Capex | 2028 | 124.8526 | 218.3788
geo_moderate | Gen & Stor Capex | 2029 | 121.1758 | 216.9544
geo_moderate | Gen & Stor Capex | 2030 | 128.4789 | 219.257
geo_moderate | Gen & Stor Capex | 2031 | 128.4789 | 219.257
geo_moderate | Gen & Stor Capex | 2032 | 125.2736 | 221.1045
geo_moderate | Gen & Stor Capex | 2033 | 125.2736 | 221.1045
geo_moderate | Gen & Stor Capex | 2034 | 126.1074 | 224.2569
geo_moderate | Gen & Stor Capex | 2035 | 126.1074 | 224.2569
geo_moderate | Gen & Stor Capex | 2036 | 120.906 | 223.3891
geo_moderate | Gen & Stor Capex | 2037 | 120.906 | 223.3891
geo_moderate | Gen & Stor Capex | 2038 | 115.6799 | 228.4315
geo_moderate | Gen & Stor Capex | 2039 | 115.6799 | 228.4315
geo_moderate | Gen & Stor Capex | 2040 | 107.1219 | 234.6367
geo_moderate | Gen & Stor Capex | 2041 | 107.1219 | 234.6367
geo_moderate | Gen & Stor Capex | 2042 | 78.8733 | 217.5057
geo_moderate | Gen & Stor Capex | 2043 | 78.8733 | 217.5057
geo_moderate | Gen & Stor Capex | 2044 | 77.3094 | 226.6487
geo_moderate | Gen & Stor Capex | 2045 | 77.3094 | 226.6487
geo_moderate | Gen & Stor Capex | 2046 | 77.4722 | 236.8929
geo_moderate | Gen & Stor Capex | 2047 | 77.4722 | 236.8929
geo_moderate | Gen & Stor Capex | 2048 | 74.5033 | 240.4577
geo_moderate | Gen & Stor Capex | 2049 | 74.5033 | 240.4577
geo_moderate | Gen & Stor Capex | 2050 | 71.3834 | 240.5472
geo_moderate | Gen & Stor Capex | 2051 | 71.3834 | 240.5472
geo_moderate | Gen & Stor Capex | 2052 | 63.9265 | 233.726
geo_moderate | Gen & Stor Capex | 2053 | 63.9265 | 233.726
geo_moderate | Gen & Stor Capex | 2054 | 54.4313 | 224.801
geo_moderate | Gen & Stor Capex | 2055 | 54.4313 | 224.801
geo_moderate | Gen & Stor Capex | 2056 | 45.4747 | 216.1303
geo_moderate | Gen & Stor Capex | 2057 | 45.4747 | 216.1303
geo_moderate | Gen & Stor Capex | 2058 | 39.6021 | 210.8821
geo_moderate | Gen & Stor Capex | 2059 | 39.6021 | 210.8821
geo_moderate | Gen & Stor Capex | 2060 | 35.1511 | 206.4304
geo_moderate | Gen & Stor Capex | 2061 | 35.1511 | 206.4304
geo_moderate | Gen & Stor Capex | 2062 | 31.02 | 202.1796
geo_moderate | Gen & Stor Capex | 2063 | 31.02 | 202.1796
geo_moderate | Gen & Stor Capex | 2064 | 25.5856 | 196.1298
geo_moderate | Gen & Stor Capex | 2065 | 25.5856 | 196.1298
geo_moderate | Gen & Stor Capex | 2066 | 16.7899 | 186.5256
geo_moderate | Gen & Stor Capex | 2067 | 16.7899 | 186.5256
geo_moderate | Gen & Stor Capex | 2068 | 9.3849 | 177.5225
geo_moderate | Gen & Stor Capex | 2069 | 9.3849 | 177.5225
geo_moderate | Gen & Stor Capex | 2070 | -2.2204e-15 | 25.875
geo_moderate | Gen & Stor Capex | 2071 | -2.2204e-15 | 25.875
geo_moderate | Gen & Stor Capex | 2072 | -2.2204e-15 | 24.1948
geo_moderate | Gen & Stor Capex | 2073 | -2.2204e-15 | 24.1948
geo_moderate | Gen & Stor Capex | 2074 | -2.2204e-15 | 22.183
geo_moderate | Gen & Stor Capex | 2075 | -2.2204e-15 | 22.183
geo_moderate | Gen & Stor Capex | 2076 | -2.2204e-15 | 20.089
geo_moderate | Gen & Stor Capex | 2077 | -2.2204e-15 | 20.089
geo_moderate | Gen & Stor Capex | 2078 | -2.2204e-15 | 17.7698
geo_moderate | Gen & Stor Capex | 2079 | -2.2204e-15 | 17.7698
geo_moderate | Gen & Stor Capex | 2080 | -2.2204e-15 | 14.9726
geo_moderate | Gen & Stor Capex | 2081 | -2.2204e-15 | 14.9726
geo_moderate | Gen & Stor Capex | 2082 | -2.2204e-15 | 11.8436
geo_moderate | Gen & Stor Capex | 2083 | -2.2204e-15 | 11.8436
geo_moderate | Gen & Stor Capex | 2084 | -2.2204e-15 | 8.8402
geo_moderate | Gen & Stor Capex | 2085 | -2.2204e-15 | 8.8402
geo_moderate | Gen & Stor Capex | 2086 | -2.2204e-15 | 6.1401
geo_moderate | Gen & Stor Capex | 2087 | -2.2204e-15 | 6.1401
geo_moderate | Gen & Stor Capex | 2088 | -2.2204e-15 | 3.0541
geo_moderate | Gen & Stor Capex | 2089 | -2.2204e-15 | 3.0541
geo_moderate | Gen & Stor Capex | 2090 | -2.2204e-15 | 2.148e-15
geo_moderate | Gen & Stor O&M | 2010 | 76.0831 | 255.0704
geo_moderate | Gen & Stor O&M | 2011 | 76.0831 | 253.5034
geo_moderate | Gen & Stor O&M | 2012 | 76.1784 | 234.4698
geo_moderate | Gen & Stor O&M | 2013 | 76.1784 | 233.4186
geo_moderate | Gen & Stor O&M | 2014 | 75.4918 | 259.5086
geo_moderate | Gen & Stor O&M | 2015 | 75.4918 | 258.0337
geo_moderate | Gen & Stor O&M | 2016 | 74.1374 | 219.5938
geo_moderate | Gen & Stor O&M | 2017 | 74.1374 | 219.2713
geo_moderate | Gen & Stor O&M | 2018 | 73.7381 | 229.4021
geo_moderate | Gen & Stor O&M | 2019 | 73.7381 | 228.5924
geo_moderate | Gen & Stor O&M | 2020 | 74.5909 | 225.0454
geo_moderate | Gen & Stor O&M | 2021 | 74.5909 | 221.6855
geo_moderate | Gen & Stor O&M | 2022 | 82.0352 | 262.5214
geo_moderate | Gen & Stor O&M | 2023 | 82.0352 | 258.3771
geo_moderate | Gen & Stor O&M | 2024 | 73.2704 | 218.8255
geo_moderate | Gen & Stor O&M | 2025 | 73.2704 | 216.4488
geo_moderate | Gen & Stor O&M | 2026 | 75.41 | 217.4887
geo_moderate | Gen & Stor O&M | 2027 | 75.41 | 215.1264
geo_moderate | Gen & Stor O&M | 2028 | 77.8644 | 218.3788
geo_moderate | Gen & Stor O&M | 2029 | 77.8644 | 216.9544
geo_moderate | Gen & Stor O&M | 2030 | 80.8858 | 219.257
geo_moderate | Gen & Stor O&M | 2031 | 80.8858 | 219.257
geo_moderate | Gen & Stor O&M | 2032 | 83.5895 | 221.1045
geo_moderate | Gen & Stor O&M | 2033 | 83.5895 | 221.1045
geo_moderate | Gen & Stor O&M | 2034 | 85.7032 | 224.2569
geo_moderate | Gen & Stor O&M | 2035 | 85.7032 | 224.2569
geo_moderate | Gen & Stor O&M | 2036 | 88.5809 | 223.3891
geo_moderate | Gen & Stor O&M | 2037 | 88.5809 | 223.3891
geo_moderate | Gen & Stor O&M | 2038 | 90.6148 | 228.4315
geo_moderate | Gen & Stor O&M | 2039 | 90.6148 | 228.4315
geo_moderate | Gen & Stor O&M | 2040 | 91.457 | 234.6367
geo_moderate | Gen & Stor O&M | 2041 | 91.457 | 234.6367
geo_moderate | Gen & Stor O&M | 2042 | 91.8731 | 217.5057
geo_moderate | Gen & Stor O&M | 2043 | 91.8731 | 217.5057
geo_moderate | Gen & Stor O&M | 2044 | 92.7814 | 226.6487
geo_moderate | Gen & Stor O&M | 2045 | 92.7814 | 226.6487
geo_moderate | Gen & Stor O&M | 2046 | 92.7027 | 236.8929
geo_moderate | Gen & Stor O&M | 2047 | 92.7027 | 236.8929
geo_moderate | Gen & Stor O&M | 2048 | 91.9237 | 240.4577
geo_moderate | Gen & Stor O&M | 2049 | 91.9237 | 240.4577
geo_moderate | Gen & Stor O&M | 2050 | 90.6333 | 240.5472
geo_moderate | Gen & Stor O&M | 2051 | 90.6333 | 240.5472
geo_moderate | Gen & Stor O&M | 2052 | 90.6333 | 233.726
geo_moderate | Gen & Stor O&M | 2053 | 90.6333 | 233.726
geo_moderate | Gen & Stor O&M | 2054 | 90.6333 | 224.801
geo_moderate | Gen & Stor O&M | 2055 | 90.6333 | 224.801
geo_moderate | Gen & Stor O&M | 2056 | 90.6333 | 216.1303
geo_moderate | Gen & Stor O&M | 2057 | 90.6333 | 216.1303
geo_moderate | Gen & Stor O&M | 2058 | 90.6333 | 210.8821
geo_moderate | Gen & Stor O&M | 2059 | 90.6333 | 210.8821
geo_moderate | Gen & Stor O&M | 2060 | 90.6333 | 206.4304
geo_moderate | Gen & Stor O&M | 2061 | 90.6333 | 206.4304
geo_moderate | Gen & Stor O&M | 2062 | 90.6333 | 202.1796
geo_moderate | Gen & Stor O&M | 2063 | 90.6333 | 202.1796
geo_moderate | Gen & Stor O&M | 2064 | 90.6333 | 196.1298
geo_moderate | Gen & Stor O&M | 2065 | 90.6333 | 196.1298
geo_moderate | Gen & Stor O&M | 2066 | 90.6333 | 186.5256
geo_moderate | Gen & Stor O&M | 2067 | 90.6333 | 186.5256
geo_moderate | Gen & Stor O&M | 2068 | 90.6333 | 177.5225
geo_moderate | Gen & Stor O&M | 2069 | 90.6333 | 177.5225
geo_moderate | Gen & Stor O&M | 2070 | 0 | 25.875
geo_moderate | Gen & Stor O&M | 2071 | 0 | 25.875
geo_moderate | Gen & Stor O&M | 2072 | 0 | 24.1948
geo_moderate | Gen & Stor O&M | 2073 | 0 | 24.1948
geo_moderate | Gen & Stor O&M | 2074 | 0 | 22.183
geo_moderate | Gen & Stor O&M | 2075 | 0 | 22.183
geo_moderate | Gen & Stor O&M | 2076 | 0 | 20.089
geo_moderate | Gen & Stor O&M | 2077 | 0 | 20.089
geo_moderate | Gen & Stor O&M | 2078 | 0 | 17.7698
geo_moderate | Gen & Stor O&M | 2079 | 0 | 17.7698
geo_moderate | Gen & Stor O&M | 2080 | 0 | 14.9726
geo_moderate | Gen & Stor O&M | 2081 | 0 | 14.9726
geo_moderate | Gen & Stor O&M | 2082 | 0 | 11.8436
geo_moderate | Gen & Stor O&M | 2083 | 0 | 11.8436
geo_moderate | Gen & Stor O&M | 2084 | 0 | 8.8402
geo_moderate | Gen & Stor O&M | 2085 | 0 | 8.8402
geo_moderate | Gen & Stor O&M | 2086 | 0 | 6.1401
geo_moderate | Gen & Stor O&M | 2087 | 0 | 6.1401
geo_moderate | Gen & Stor O&M | 2088 | 0 | 3.0541
geo_moderate | Gen & Stor O&M | 2089 | 0 | 3.0541
geo_moderate | Gen & Stor O&M | 2090 | 0 | 2.148e-15
geo_moderate | Fuel | 2010 | 123.2344 | 255.0704
geo_moderate | Fuel | 2011 | 123.2344 | 253.5034
geo_moderate | Fuel | 2012 | 95.2872 | 234.4698
geo_moderate | Fuel | 2013 | 95.2872 | 233.4186
geo_moderate | Fuel | 2014 | 115.2814 | 259.5086
geo_moderate | Fuel | 2015 | 115.2814 | 258.0337
geo_moderate | Fuel | 2016 | 66.0975 | 219.5938
geo_moderate | Fuel | 2017 | 66.0975 | 219.2713
geo_moderate | Fuel | 2018 | 67.0137 | 229.4021
geo_moderate | Fuel | 2019 | 67.0137 | 228.5924
geo_moderate | Fuel | 2020 | 47.614 | 225.0454
geo_moderate | Fuel | 2021 | 47.614 | 221.6855
geo_moderate | Fuel | 2022 | 59.9546 | 262.5214
geo_moderate | Fuel | 2023 | 59.9546 | 258.3771
geo_moderate | Fuel | 2024 | 32.0353 | 218.8255
geo_moderate | Fuel | 2025 | 32.0353 | 216.4488
geo_moderate | Fuel | 2026 | 28.0224 | 217.4887
geo_moderate | Fuel | 2027 | 28.0224 | 215.1264
geo_moderate | Fuel | 2028 | 23.4951 | 218.3788
geo_moderate | Fuel | 2029 | 23.4951 | 216.9544
geo_moderate | Fuel | 2030 | 19.6886 | 219.257
geo_moderate | Fuel | 2031 | 19.6886 | 219.257
geo_moderate | Fuel | 2032 | 18.4585 | 221.1045
geo_moderate | Fuel | 2033 | 18.4585 | 221.1045
geo_moderate | Fuel | 2034 | 16.7522 | 224.2569
geo_moderate | Fuel | 2035 | 16.7522 | 224.2569
geo_moderate | Fuel | 2036 | 15.5872 | 223.3891
geo_moderate | Fuel | 2037 | 15.5872 | 223.3891
geo_moderate | Fuel | 2038 | 16.1975 | 228.4315
geo_moderate | Fuel | 2039 | 16.1975 | 228.4315
geo_moderate | Fuel | 2040 | 18.8452 | 234.6367
geo_moderate | Fuel | 2041 | 18.8452 | 234.6367
geo_moderate | Fuel | 2042 | 21.7972 | 217.5057
geo_moderate | Fuel | 2043 | 21.7972 | 217.5057
geo_moderate | Fuel | 2044 | 23.2681 | 226.6487
geo_moderate | Fuel | 2045 | 23.2681 | 226.6487
geo_moderate | Fuel | 2046 | 25.0618 | 236.8929
geo_moderate | Fuel | 2047 | 25.0618 | 236.8929
geo_moderate | Fuel | 2048 | 27.3442 | 240.4577
geo_moderate | Fuel | 2049 | 27.3442 | 240.4577
geo_moderate | Fuel | 2050 | 29.064 | 240.5472
geo_moderate | Fuel | 2051 | 29.064 | 240.5472
geo_moderate | Fuel | 2052 | 29.064 | 233.726
geo_moderate | Fuel | 2053 | 29.064 | 233.726
geo_moderate | Fuel | 2054 | 29.064 | 224.801
geo_moderate | Fuel | 2055 | 29.064 | 224.801
geo_moderate | Fuel | 2056 | 29.064 | 216.1303
geo_moderate | Fuel | 2057 | 29.064 | 216.1303
geo_moderate | Fuel | 2058 | 29.064 | 210.8821
geo_moderate | Fuel | 2059 | 29.064 | 210.8821
geo_moderate | Fuel | 2060 | 29.064 | 206.4304
geo_moderate | Fuel | 2061 | 29.064 | 206.4304
geo_moderate | Fuel | 2062 | 29.064 | 202.1796
geo_moderate | Fuel | 2063 | 29.064 | 202.1796
geo_moderate | Fuel | 2064 | 29.064 | 196.1298
geo_moderate | Fuel | 2065 | 29.064 | 196.1298
geo_moderate | Fuel | 2066 | 29.064 | 186.5256
geo_moderate | Fuel | 2067 | 29.064 | 186.5256
geo_moderate | Fuel | 2068 | 29.064 | 177.5225
geo_moderate | Fuel | 2069 | 29.064 | 177.5225
geo_moderate | Fuel | 2070 | 0 | 25.875
geo_moderate | Fuel | 2071 | 0 | 25.875
geo_moderate | Fuel | 2072 | 0 | 24.1948
geo_moderate | Fuel | 2073 | 0 | 24.1948
geo_moderate | Fuel | 2074 | 0 | 22.183
geo_moderate | Fuel | 2075 | 0 | 22.183
geo_moderate | Fuel | 2076 | 0 | 20.089
geo_moderate | Fuel | 2077 | 0 | 20.089
geo_moderate | Fuel | 2078 | 0 | 17.7698
geo_moderate | Fuel | 2079 | 0 | 17.7698
geo_moderate | Fuel | 2080 | 0 | 14.9726
geo_moderate | Fuel | 2081 | 0 | 14.9726
geo_moderate | Fuel | 2082 | 0 | 11.8436
geo_moderate | Fuel | 2083 | 0 | 11.8436
geo_moderate | Fuel | 2084 | 0 | 8.8402
geo_moderate | Fuel | 2085 | 0 | 8.8402
geo_moderate | Fuel | 2086 | 0 | 6.1401
geo_moderate | Fuel | 2087 | 0 | 6.1401
geo_moderate | Fuel | 2088 | 0 | 3.0541
geo_moderate | Fuel | 2089 | 0 | 3.0541
geo_moderate | Fuel | 2090 | 0 | 2.148e-15
geo_moderate | Trans | 2010 | 0 | 255.0704
geo_moderate | Trans | 2011 | 0 | 253.5034
geo_moderate | Trans | 2012 | 0 | 234.4698
geo_moderate | Trans | 2013 | 0 | 233.4186
geo_moderate | Trans | 2014 | 0 | 259.5086
geo_moderate | Trans | 2015 | 0 | 258.0337
geo_moderate | Trans | 2016 | 0 | 219.5938
geo_moderate | Trans | 2017 | 0 | 219.2713
geo_moderate | Trans | 2018 | 0 | 229.4021
geo_moderate | Trans | 2019 | 0 | 228.5924
geo_moderate | Trans | 2020 | 0 | 225.0454
geo_moderate | Trans | 2021 | 0 | 221.6855
geo_moderate | Trans | 2022 | 0 | 262.5214
geo_moderate | Trans | 2023 | 0 | 258.3771
geo_moderate | Trans | 2024 | 0 | 218.8255
geo_moderate | Trans | 2025 | 0 | 216.4488
geo_moderate | Trans | 2026 | 0 | 217.4887
geo_moderate | Trans | 2027 | 0 | 215.1264
geo_moderate | Trans | 2028 | 0 | 218.3788
geo_moderate | Trans | 2029 | 2.2524 | 216.9544
geo_moderate | Trans | 2030 | 3.6354 | 219.257
geo_moderate | Trans | 2031 | 3.6354 | 219.257
geo_moderate | Trans | 2032 | 5.3156 | 221.1045
geo_moderate | Trans | 2033 | 5.3156 | 221.1045
geo_moderate | Trans | 2034 | 7.3274 | 224.2569
geo_moderate | Trans | 2035 | 7.3274 | 224.2569
geo_moderate | Trans | 2036 | 9.4214 | 223.3891
geo_moderate | Trans | 2037 | 9.4214 | 223.3891
geo_moderate | Trans | 2038 | 11.7407 | 228.4315
geo_moderate | Trans | 2039 | 11.7407 | 228.4315
geo_moderate | Trans | 2040 | 14.5378 | 234.6367
geo_moderate | Trans | 2041 | 14.5378 | 234.6367
geo_moderate | Trans | 2042 | 17.6668 | 217.5057
geo_moderate | Trans | 2043 | 17.6668 | 217.5057
geo_moderate | Trans | 2044 | 20.6702 | 226.6487
geo_moderate | Trans | 2045 | 20.6702 | 226.6487
geo_moderate | Trans | 2046 | 23.3703 | 236.8929
geo_moderate | Trans | 2047 | 23.3703 | 236.8929
geo_moderate | Trans | 2048 | 26.4563 | 240.4577
geo_moderate | Trans | 2049 | 26.4563 | 240.4577
geo_moderate | Trans | 2050 | 29.5104 | 240.5472
geo_moderate | Trans | 2051 | 29.5104 | 240.5472
geo_moderate | Trans | 2052 | 29.5104 | 233.726
geo_moderate | Trans | 2053 | 29.5104 | 233.726
geo_moderate | Trans | 2054 | 29.5104 | 224.801
geo_moderate | Trans | 2055 | 29.5104 | 224.801
geo_moderate | Trans | 2056 | 29.5104 | 216.1303
geo_moderate | Trans | 2057 | 29.5104 | 216.1303
geo_moderate | Trans | 2058 | 29.5104 | 210.8821
geo_moderate | Trans | 2059 | 29.5104 | 210.8821
geo_moderate | Trans | 2060 | 29.5104 | 206.4304
geo_moderate | Trans | 2061 | 29.5104 | 206.4304
geo_moderate | Trans | 2062 | 29.5104 | 202.1796
geo_moderate | Trans | 2063 | 29.5104 | 202.1796
geo_moderate | Trans | 2064 | 29.0656 | 196.1298
geo_moderate | Trans | 2065 | 29.0656 | 196.1298
geo_moderate | Trans | 2066 | 28.6 | 186.5256
geo_moderate | Trans | 2067 | 28.6 | 186.5256
geo_moderate | Trans | 2068 | 27.2581 | 177.5225
geo_moderate | Trans | 2069 | 27.2581 | 177.5225
geo_moderate | Trans | 2070 | 25.875 | 25.875
geo_moderate | Trans | 2071 | 25.875 | 25.875
geo_moderate | Trans | 2072 | 24.1948 | 24.1948
geo_moderate | Trans | 2073 | 24.1948 | 24.1948
geo_moderate | Trans | 2074 | 22.183 | 22.183
geo_moderate | Trans | 2075 | 22.183 | 22.183
geo_moderate | Trans | 2076 | 20.089 | 20.089
geo_moderate | Trans | 2077 | 20.089 | 20.089
geo_moderate | Trans | 2078 | 17.7698 | 17.7698
geo_moderate | Trans | 2079 | 17.7698 | 17.7698
geo_moderate | Trans | 2080 | 14.9726 | 14.9726
geo_moderate | Trans | 2081 | 14.9726 | 14.9726
geo_moderate | Trans | 2082 | 11.8436 | 11.8436
geo_moderate | Trans | 2083 | 11.8436 | 11.8436
geo_moderate | Trans | 2084 | 8.8402 | 8.8402
geo_moderate | Trans | 2085 | 8.8402 | 8.8402
geo_moderate | Trans | 2086 | 6.1401 | 6.1401
geo_moderate | Trans | 2087 | 6.1401 | 6.1401
geo_moderate | Trans | 2088 | 3.0541 | 3.0541
geo_moderate | Trans | 2089 | 3.0541 | 3.0541
geo_moderate | Trans | 2090 | 1.8887e-15 | 2.148e-15
geo_moderate | POI | 2010 | 0.090523 | 255.0704
geo_moderate | POI | 2011 | 0.090523 | 253.5034
geo_moderate | POI | 2012 | 0.25672 | 234.4698
geo_moderate | POI | 2013 | 0.25672 | 233.4186
geo_moderate | POI | 2014 | 0.31766 | 259.5086
geo_moderate | POI | 2015 | 0.31766 | 258.0337
geo_moderate | POI | 2016 | 0.47973 | 219.5938
geo_moderate | POI | 2017 | 0.47973 | 219.2713
geo_moderate | POI | 2018 | 0.67273 | 229.4021
geo_moderate | POI | 2019 | 0.67273 | 228.5924
geo_moderate | POI | 2020 | 0.97552 | 225.0454
geo_moderate | POI | 2021 | 0.97552 | 221.6855
geo_moderate | POI | 2022 | 1.6952 | 262.5214
geo_moderate | POI | 2023 | 1.6952 | 258.3771
geo_moderate | POI | 2024 | 1.7204 | 218.8255
geo_moderate | POI | 2025 | 1.7204 | 216.4488
geo_moderate | POI | 2026 | 1.8432 | 217.4887
geo_moderate | POI | 2027 | 1.8432 | 215.1264
geo_moderate | POI | 2028 | 2.0722 | 218.3788
geo_moderate | POI | 2029 | 2.0722 | 216.9544
geo_moderate | POI | 2030 | 2.3713 | 219.257
geo_moderate | POI | 2031 | 2.3713 | 219.257
geo_moderate | POI | 2032 | 2.4511 | 221.1045
geo_moderate | POI | 2033 | 2.4511 | 221.1045
geo_moderate | POI | 2034 | 2.6952 | 224.2569
geo_moderate | POI | 2035 | 2.6952 | 224.2569
geo_moderate | POI | 2036 | 2.8373 | 223.3891
geo_moderate | POI | 2037 | 2.8373 | 223.3891
geo_moderate | POI | 2038 | 2.785 | 228.4315
geo_moderate | POI | 2039 | 2.785 | 228.4315
geo_moderate | POI | 2040 | 2.5819 | 234.6367
geo_moderate | POI | 2041 | 2.5819 | 234.6367
geo_moderate | POI | 2042 | 1.9312 | 217.5057
geo_moderate | POI | 2043 | 1.9312 | 217.5057
geo_moderate | POI | 2044 | 2.0045 | 226.6487
geo_moderate | POI | 2045 | 2.0045 | 226.6487
geo_moderate | POI | 2046 | 2.0236 | 236.8929
geo_moderate | POI | 2047 | 2.0236 | 236.8929
geo_moderate | POI | 2048 | 1.9039 | 240.4577
geo_moderate | POI | 2049 | 1.9039 | 240.4577
geo_moderate | POI | 2050 | 1.6516 | 240.5472
geo_moderate | POI | 2051 | 1.6516 | 240.5472
geo_moderate | POI | 2052 | 1.4056 | 233.726
geo_moderate | POI | 2053 | 1.4056 | 233.726
geo_moderate | POI | 2054 | 1.1006 | 224.801
geo_moderate | POI | 2055 | 1.1006 | 224.801
geo_moderate | POI | 2056 | 0.79636 | 216.1303
geo_moderate | POI | 2057 | 0.79636 | 216.1303
geo_moderate | POI | 2058 | 0.6557 | 210.8821
geo_moderate | POI | 2059 | 0.6557 | 210.8821
geo_moderate | POI | 2060 | 0.55598 | 206.4304
geo_moderate | POI | 2061 | 0.55598 | 206.4304
geo_moderate | POI | 2062 | 0.48703 | 202.1796
geo_moderate | POI | 2063 | 0.48703 | 202.1796
geo_moderate | POI | 2064 | 0.38849 | 196.1298
geo_moderate | POI | 2065 | 0.38849 | 196.1298
geo_moderate | POI | 2066 | 0.24663 | 186.5256
geo_moderate | POI | 2067 | 0.24663 | 186.5256
geo_moderate | POI | 2068 | 0.13731 | 177.5225
geo_moderate | POI | 2069 | 0.13731 | 177.5225
geo_moderate | POI | 2070 | 6.6613e-16 | 25.875
geo_moderate | POI | 2071 | 6.6613e-16 | 25.875
geo_moderate | POI | 2072 | 6.6613e-16 | 24.1948
geo_moderate | POI | 2073 | 6.6613e-16 | 24.1948
geo_moderate | POI | 2074 | 6.6613e-16 | 22.183
geo_moderate | POI | 2075 | 6.6613e-16 | 22.183
geo_moderate | POI | 2076 | 6.6613e-16 | 20.089
geo_moderate | POI | 2077 | 6.6613e-16 | 20.089
geo_moderate | POI | 2078 | 6.6613e-16 | 17.7698
geo_moderate | POI | 2079 | 6.6613e-16 | 17.7698
geo_moderate | POI | 2080 | 6.6613e-16 | 14.9726
geo_moderate | POI | 2081 | 6.6613e-16 | 14.9726
geo_moderate | POI | 2082 | 6.6613e-16 | 11.8436
geo_moderate | POI | 2083 | 6.6613e-16 | 11.8436
geo_moderate | POI | 2084 | 6.6613e-16 | 8.8402
geo_moderate | POI | 2085 | 6.6613e-16 | 8.8402
geo_moderate | POI | 2086 | 6.6613e-16 | 6.1401
geo_moderate | POI | 2087 | 6.6613e-16 | 6.1401
geo_moderate | POI | 2088 | 6.6613e-16 | 3.0541
geo_moderate | POI | 2089 | 6.6613e-16 | 3.0541
geo_moderate | POI | 2090 | 6.6613e-16 | 2.148e-15
geo_moderate | Spur | 2010 | 0.049099 | 255.0704
geo_moderate | Spur | 2011 | 0.049099 | 253.5034
geo_moderate | Spur | 2012 | 0.27787 | 234.4698
geo_moderate | Spur | 2013 | 0.27787 | 233.4186
geo_moderate | Spur | 2014 | 0.38447 | 259.5086
geo_moderate | Spur | 2015 | 0.38447 | 258.0337
geo_moderate | Spur | 2016 | 0.62454 | 219.5938
geo_moderate | Spur | 2017 | 0.62454 | 219.2713
geo_moderate | Spur | 2018 | 1.047 | 229.4021
geo_moderate | Spur | 2019 | 1.047 | 228.5924
geo_moderate | Spur | 2020 | 1.8256 | 225.0454
geo_moderate | Spur | 2021 | 1.8256 | 221.6855
geo_moderate | Spur | 2022 | 4.5193 | 262.5214
geo_moderate | Spur | 2023 | 4.5193 | 258.3771
geo_moderate | Spur | 2024 | 5.2605 | 218.8255
geo_moderate | Spur | 2025 | 5.2605 | 216.4488
geo_moderate | Spur | 2026 | 6.2492 | 217.4887
geo_moderate | Spur | 2027 | 6.2492 | 215.1264
geo_moderate | Spur | 2028 | 7.4609 | 218.3788
geo_moderate | Spur | 2029 | 7.4609 | 216.9544
geo_moderate | Spur | 2030 | 8.9913 | 219.257
geo_moderate | Spur | 2031 | 8.9913 | 219.257
geo_moderate | Spur | 2032 | 9.5039 | 221.1045
geo_moderate | Spur | 2033 | 9.5039 | 221.1045
geo_moderate | Spur | 2034 | 10.5009 | 224.2569
geo_moderate | Spur | 2035 | 10.5009 | 224.2569
geo_moderate | Spur | 2036 | 11.2734 | 223.3891
geo_moderate | Spur | 2037 | 11.2734 | 223.3891
geo_moderate | Spur | 2038 | 11.3339 | 228.4315
geo_moderate | Spur | 2039 | 11.3339 | 228.4315
geo_moderate | Spur | 2040 | 10.8666 | 234.6367
geo_moderate | Spur | 2041 | 10.8666 | 234.6367
geo_moderate | Spur | 2042 | 8.5089 | 217.5057
geo_moderate | Spur | 2043 | 8.5089 | 217.5057
geo_moderate | Spur | 2044 | 8.0949 | 226.6487
geo_moderate | Spur | 2045 | 8.0949 | 226.6487
geo_moderate | Spur | 2046 | 7.3232 | 236.8929
geo_moderate | Spur | 2047 | 7.3232 | 236.8929
geo_moderate | Spur | 2048 | 6.2584 | 240.4577
geo_moderate | Spur | 2049 | 6.2584 | 240.4577
geo_moderate | Spur | 2050 | 4.9427 | 240.5472
geo_moderate | Spur | 2051 | 4.9427 | 240.5472
geo_moderate | Spur | 2052 | 4.2014 | 233.726
geo_moderate | Spur | 2053 | 4.2014 | 233.726
geo_moderate | Spur | 2054 | 3.0977 | 224.801
geo_moderate | Spur | 2055 | 3.0977 | 224.801
geo_moderate | Spur | 2056 | 2.0852 | 216.1303
geo_moderate | Spur | 2057 | 2.0852 | 216.1303
geo_moderate | Spur | 2058 | 1.6022 | 210.8821
geo_moderate | Spur | 2059 | 1.6022 | 210.8821
geo_moderate | Spur | 2060 | 1.2909 | 206.4304
geo_moderate | Spur | 2061 | 1.2909 | 206.4304
geo_moderate | Spur | 2062 | 0.95497 | 202.1796
geo_moderate | Spur | 2063 | 0.95497 | 202.1796
geo_moderate | Spur | 2064 | 0.62772 | 196.1298
geo_moderate | Spur | 2065 | 0.62772 | 196.1298
geo_moderate | Spur | 2066 | 0.41067 | 186.5256
geo_moderate | Spur | 2067 | 0.41067 | 186.5256
geo_moderate | Spur | 2068 | 0.26383 | 177.5225
geo_moderate | Spur | 2069 | 0.26383 | 177.5225
geo_moderate | Spur | 2070 | -1.6653e-15 | 25.875
geo_moderate | Spur | 2071 | -1.6653e-15 | 25.875
geo_moderate | Spur | 2072 | -1.6653e-15 | 24.1948
geo_moderate | Spur | 2073 | -1.6653e-15 | 24.1948
geo_moderate | Spur | 2074 | -1.6653e-15 | 22.183
geo_moderate | Spur | 2075 | -1.6653e-15 | 22.183
geo_moderate | Spur | 2076 | -1.6653e-15 | 20.089
geo_moderate | Spur | 2077 | -1.6653e-15 | 20.089
geo_moderate | Spur | 2078 | -1.6653e-15 | 17.7698
geo_moderate | Spur | 2079 | -1.6653e-15 | 17.7698
geo_moderate | Spur | 2080 | -1.6653e-15 | 14.9726
geo_moderate | Spur | 2081 | -1.6653e-15 | 14.9726
geo_moderate | Spur | 2082 | -1.6653e-15 | 11.8436
geo_moderate | Spur | 2083 | -1.6653e-15 | 11.8436
geo_moderate | Spur | 2084 | -1.6653e-15 | 8.8402
geo_moderate | Spur | 2085 | -1.6653e-15 | 8.8402
geo_moderate | Spur | 2086 | -1.6653e-15 | 6.1401
geo_moderate | Spur | 2087 | -1.6653e-15 | 6.1401
geo_moderate | Spur | 2088 | -1.6653e-15 | 3.0541
geo_moderate | Spur | 2089 | -1.6653e-15 | 3.0541
geo_moderate | Spur | 2090 | -1.6653e-15 | 2.148e-15
geo_moderate | Trans O&M | 2010 | 11.7423 | 255.0704
geo_moderate | Trans O&M | 2011 | 11.7423 | 253.5034
geo_moderate | Trans O&M | 2012 | 11.7935 | 234.4698
geo_moderate | Trans O&M | 2013 | 11.7935 | 233.4186
geo_moderate | Trans O&M | 2014 | 11.8108 | 259.5086
geo_moderate | Trans O&M | 2015 | 11.8108 | 258.0337
geo_moderate | Trans O&M | 2016 | 11.8547 | 219.5938
geo_moderate | Trans O&M | 2017 | 11.8547 | 219.2713
geo_moderate | Trans O&M | 2018 | 11.9166 | 229.4021
geo_moderate | Trans O&M | 2019 | 11.9166 | 228.5924
geo_moderate | Trans O&M | 2020 | 11.9971 | 225.0454
geo_moderate | Trans O&M | 2021 | 11.9971 | 221.6855
geo_moderate | Trans O&M | 2022 | 12.232 | 262.5214
geo_moderate | Trans O&M | 2023 | 12.232 | 258.3771
geo_moderate | Trans O&M | 2024 | 12.4582 | 218.8255
geo_moderate | Trans O&M | 2025 | 12.4582 | 216.4488
geo_moderate | Trans O&M | 2026 | 12.7154 | 217.4887
geo_moderate | Trans O&M | 2027 | 12.7154 | 215.1264
geo_moderate | Trans O&M | 2028 | 13.4565 | 218.3788
geo_moderate | Trans O&M | 2029 | 13.4565 | 216.9544
geo_moderate | Trans O&M | 2030 | 14.2421 | 219.257
geo_moderate | Trans O&M | 2031 | 14.2421 | 219.257
geo_moderate | Trans O&M | 2032 | 15.1089 | 221.1045
geo_moderate | Trans O&M | 2033 | 15.1089 | 221.1045
geo_moderate | Trans O&M | 2034 | 16.1442 | 224.2569
geo_moderate | Trans O&M | 2035 | 16.1442 | 224.2569
geo_moderate | Trans O&M | 2036 | 17.2314 | 223.3891
geo_moderate | Trans O&M | 2037 | 17.2314 | 223.3891
geo_moderate | Trans O&M | 2038 | 18.3325 | 228.4315
geo_moderate | Trans O&M | 2039 | 18.3325 | 228.4315
geo_moderate | Trans O&M | 2040 | 19.5822 | 234.6367
geo_moderate | Trans O&M | 2041 | 19.5822 | 234.6367
geo_moderate | Trans O&M | 2042 | 20.9373 | 217.5057
geo_moderate | Trans O&M | 2043 | 20.9373 | 217.5057
geo_moderate | Trans O&M | 2044 | 22.2377 | 226.6487
geo_moderate | Trans O&M | 2045 | 22.2377 | 226.6487
geo_moderate | Trans O&M | 2046 | 23.4115 | 236.8929
geo_moderate | Trans O&M | 2047 | 23.4115 | 236.8929
geo_moderate | Trans O&M | 2048 | 24.7207 | 240.4577
geo_moderate | Trans O&M | 2049 | 24.7207 | 240.4577
geo_moderate | Trans O&M | 2050 | 26.0502 | 240.5472
geo_moderate | Trans O&M | 2051 | 26.0502 | 240.5472
geo_moderate | Trans O&M | 2052 | 26.0502 | 233.726
geo_moderate | Trans O&M | 2053 | 26.0502 | 233.726
geo_moderate | Trans O&M | 2054 | 26.0502 | 224.801
geo_moderate | Trans O&M | 2055 | 26.0502 | 224.801
geo_moderate | Trans O&M | 2056 | 26.0502 | 216.1303
geo_moderate | Trans O&M | 2057 | 26.0502 | 216.1303
geo_moderate | Trans O&M | 2058 | 26.0502 | 210.8821
geo_moderate | Trans O&M | 2059 | 26.0502 | 210.8821
geo_moderate | Trans O&M | 2060 | 26.0502 | 206.4304
geo_moderate | Trans O&M | 2061 | 26.0502 | 206.4304
geo_moderate | Trans O&M | 2062 | 26.0502 | 202.1796
geo_moderate | Trans O&M | 2063 | 26.0502 | 202.1796
geo_moderate | Trans O&M | 2064 | 26.0502 | 196.1298
geo_moderate | Trans O&M | 2065 | 26.0502 | 196.1298
geo_moderate | Trans O&M | 2066 | 26.0502 | 186.5256
geo_moderate | Trans O&M | 2067 | 26.0502 | 186.5256
geo_moderate | Trans O&M | 2068 | 26.0502 | 177.5225
geo_moderate | Trans O&M | 2069 | 26.0502 | 177.5225
geo_moderate | Trans O&M | 2070 | 0 | 25.875
geo_moderate | Trans O&M | 2071 | 0 | 25.875
geo_moderate | Trans O&M | 2072 | 0 | 24.1948
geo_moderate | Trans O&M | 2073 | 0 | 24.1948
geo_moderate | Trans O&M | 2074 | 0 | 22.183
geo_moderate | Trans O&M | 2075 | 0 | 22.183
geo_moderate | Trans O&M | 2076 | 0 | 20.089
geo_moderate | Trans O&M | 2077 | 0 | 20.089
geo_moderate | Trans O&M | 2078 | 0 | 17.7698
geo_moderate | Trans O&M | 2079 | 0 | 17.7698
geo_moderate | Trans O&M | 2080 | 0 | 14.9726
geo_moderate | Trans O&M | 2081 | 0 | 14.9726
geo_moderate | Trans O&M | 2082 | 0 | 11.8436
geo_moderate | Trans O&M | 2083 | 0 | 11.8436
geo_moderate | Trans O&M | 2084 | 0 | 8.8402
geo_moderate | Trans O&M | 2085 | 0 | 8.8402
geo_moderate | Trans O&M | 2086 | 0 | 6.1401
geo_moderate | Trans O&M | 2087 | 0 | 6.1401
geo_moderate | Trans O&M | 2088 | 0 | 3.0541
geo_moderate | Trans O&M | 2089 | 0 | 3.0541
geo_moderate | Trans O&M | 2090 | 0 | 2.148e-15
geo_moderate | CO2 T&S Capex | 2010 | 0 | 255.0704
geo_moderate | CO2 T&S Capex | 2011 | 0 | 253.5034
geo_moderate | CO2 T&S Capex | 2012 | 0 | 234.4698
geo_moderate | CO2 T&S Capex | 2013 | 0 | 233.4186
geo_moderate | CO2 T&S Capex | 2014 | 0 | 259.5086
geo_moderate | CO2 T&S Capex | 2015 | 0 | 258.0337
geo_moderate | CO2 T&S Capex | 2016 | 0 | 219.5938
geo_moderate | CO2 T&S Capex | 2017 | 0 | 219.2713
geo_moderate | CO2 T&S Capex | 2018 | 0 | 229.4021
geo_moderate | CO2 T&S Capex | 2019 | 0 | 228.5924
geo_moderate | CO2 T&S Capex | 2020 | 0 | 225.0454
geo_moderate | CO2 T&S Capex | 2021 | 0 | 221.6855
geo_moderate | CO2 T&S Capex | 2022 | 0 | 262.5214
geo_moderate | CO2 T&S Capex | 2023 | 0 | 258.3771
geo_moderate | CO2 T&S Capex | 2024 | 0 | 218.8255
geo_moderate | CO2 T&S Capex | 2025 | 0 | 216.4488
geo_moderate | CO2 T&S Capex | 2026 | 0 | 217.4887
geo_moderate | CO2 T&S Capex | 2027 | 0 | 215.1264
geo_moderate | CO2 T&S Capex | 2028 | 0.029201 | 218.3788
geo_moderate | CO2 T&S Capex | 2029 | 0.029201 | 216.9544
geo_moderate | CO2 T&S Capex | 2030 | 0.029201 | 219.257
geo_moderate | CO2 T&S Capex | 2031 | 0.029201 | 219.257
geo_moderate | CO2 T&S Capex | 2032 | 0.029201 | 221.1045
geo_moderate | CO2 T&S Capex | 2033 | 0.029201 | 221.1045
geo_moderate | CO2 T&S Capex | 2034 | 0.028229 | 224.2569
geo_moderate | CO2 T&S Capex | 2035 | 0.028229 | 224.2569
geo_moderate | CO2 T&S Capex | 2036 | 0.028229 | 223.3891
geo_moderate | CO2 T&S Capex | 2037 | 0.028229 | 223.3891
geo_moderate | CO2 T&S Capex | 2038 | 0.029171 | 228.4315
geo_moderate | CO2 T&S Capex | 2039 | 0.029171 | 228.4315
geo_moderate | CO2 T&S Capex | 2040 | 0.0019998 | 234.6367
geo_moderate | CO2 T&S Capex | 2041 | 0.0019998 | 234.6367
geo_moderate | CO2 T&S Capex | 2042 | 0.0019998 | 217.5057
geo_moderate | CO2 T&S Capex | 2043 | 0.0019998 | 217.5057
geo_moderate | CO2 T&S Capex | 2044 | 0.0019998 | 226.6487
geo_moderate | CO2 T&S Capex | 2045 | 0.0019998 | 226.6487
geo_moderate | CO2 T&S Capex | 2046 | 0.0019998 | 236.8929
geo_moderate | CO2 T&S Capex | 2047 | 0.0019998 | 236.8929
geo_moderate | CO2 T&S Capex | 2048 | 0.0019998 | 240.4577
geo_moderate | CO2 T&S Capex | 2049 | 0.0019998 | 240.4577
geo_moderate | CO2 T&S Capex | 2050 | 0.0019998 | 240.5472
geo_moderate | CO2 T&S Capex | 2051 | 0.0019998 | 240.5472
geo_moderate | CO2 T&S Capex | 2052 | 0.0019998 | 233.726
geo_moderate | CO2 T&S Capex | 2053 | 0.0019998 | 233.726
geo_moderate | CO2 T&S Capex | 2054 | 0.0019998 | 224.801
geo_moderate | CO2 T&S Capex | 2055 | 0.0019998 | 224.801
geo_moderate | CO2 T&S Capex | 2056 | 0.0019998 | 216.1303
geo_moderate | CO2 T&S Capex | 2057 | 0.0019998 | 216.1303
geo_moderate | CO2 T&S Capex | 2058 | 0.0019998 | 210.8821
geo_moderate | CO2 T&S Capex | 2059 | 0.0019998 | 210.8821
geo_moderate | CO2 T&S Capex | 2060 | 0.0019998 | 206.4304
geo_moderate | CO2 T&S Capex | 2061 | 0.0019998 | 206.4304
geo_moderate | CO2 T&S Capex | 2062 | 0.0019998 | 202.1796
geo_moderate | CO2 T&S Capex | 2063 | 0.0019998 | 202.1796
geo_moderate | CO2 T&S Capex | 2064 | 0.0019998 | 196.1298
geo_moderate | CO2 T&S Capex | 2065 | 0.0019998 | 196.1298
geo_moderate | CO2 T&S Capex | 2066 | 0.0019998 | 186.5256
geo_moderate | CO2 T&S Capex | 2067 | 0.0019998 | 186.5256
geo_moderate | CO2 T&S Capex | 2068 | 0.0019998 | 177.5225
geo_moderate | CO2 T&S Capex | 2069 | 0.0019998 | 177.5225
geo_moderate | CO2 T&S Capex | 2070 | 0 | 25.875
geo_moderate | CO2 T&S Capex | 2071 | 0 | 25.875
geo_moderate | CO2 T&S Capex | 2072 | 0 | 24.1948
geo_moderate | CO2 T&S Capex | 2073 | 0 | 24.1948
geo_moderate | CO2 T&S Capex | 2074 | 0 | 22.183
geo_moderate | CO2 T&S Capex | 2075 | 0 | 22.183
geo_moderate | CO2 T&S Capex | 2076 | 0 | 20.089
geo_moderate | CO2 T&S Capex | 2077 | 0 | 20.089
geo_moderate | CO2 T&S Capex | 2078 | 0 | 17.7698
geo_moderate | CO2 T&S Capex | 2079 | 0 | 17.7698
geo_moderate | CO2 T&S Capex | 2080 | 0 | 14.9726
geo_moderate | CO2 T&S Capex | 2081 | 0 | 14.9726
geo_moderate | CO2 T&S Capex | 2082 | 0 | 11.8436
geo_moderate | CO2 T&S Capex | 2083 | 0 | 11.8436
geo_moderate | CO2 T&S Capex | 2084 | 0 | 8.8402
geo_moderate | CO2 T&S Capex | 2085 | 0 | 8.8402
geo_moderate | CO2 T&S Capex | 2086 | 0 | 6.1401
geo_moderate | CO2 T&S Capex | 2087 | 0 | 6.1401
geo_moderate | CO2 T&S Capex | 2088 | 0 | 3.0541
geo_moderate | CO2 T&S Capex | 2089 | 0 | 3.0541
geo_moderate | CO2 T&S Capex | 2090 | 0 | 2.148e-15
geo_moderate | ACP | 2010 | 0 | 255.0704
geo_moderate | ACP | 2011 | 0 | 253.5034
geo_moderate | ACP | 2012 | 0 | 234.4698
geo_moderate | ACP | 2013 | 0 | 233.4186
geo_moderate | ACP | 2014 | 0 | 259.5086
geo_moderate | ACP | 2015 | 0 | 258.0337
geo_moderate | ACP | 2016 | 0 | 219.5938
geo_moderate | ACP | 2017 | 0 | 219.2713
geo_moderate | ACP | 2018 | 0 | 229.4021
geo_moderate | ACP | 2019 | 0 | 228.5924
geo_moderate | ACP | 2020 | 4.9036 | 225.0454
geo_moderate | ACP | 2021 | 4.9036 | 221.6855
geo_moderate | ACP | 2022 | 1.7127 | 262.5214
geo_moderate | ACP | 2023 | 1.7127 | 258.3771
geo_moderate | ACP | 2024 | 0.00078176 | 218.8255
geo_moderate | ACP | 2025 | 0.00078176 | 216.4488
geo_moderate | ACP | 2026 | 0.00060125 | 217.4887
geo_moderate | ACP | 2027 | 0.00060125 | 215.1264
geo_moderate | ACP | 2028 | 0.00052569 | 218.3788
geo_moderate | ACP | 2029 | 0.00052569 | 216.9544
geo_moderate | ACP | 2030 | 0.00028283 | 219.257
geo_moderate | ACP | 2031 | 0.00028283 | 219.257
geo_moderate | ACP | 2032 | 0.00028283 | 221.1045
geo_moderate | ACP | 2033 | 0.00028283 | 221.1045
geo_moderate | ACP | 2034 | 0.00028283 | 224.2569
geo_moderate | ACP | 2035 | 0.00028283 | 224.2569
geo_moderate | ACP | 2036 | 0.00029487 | 223.3891
geo_moderate | ACP | 2037 | 0.00029487 | 223.3891
geo_moderate | ACP | 2038 | 0.00031016 | 228.4315
geo_moderate | ACP | 2039 | 0.00031016 | 228.4315
geo_moderate | ACP | 2040 | 0.00029055 | 234.6367
geo_moderate | ACP | 2041 | 0.00029055 | 234.6367
geo_moderate | ACP | 2042 | 0.090644 | 217.5057
geo_moderate | ACP | 2043 | 0.090644 | 217.5057
geo_moderate | ACP | 2044 | 0.027472 | 226.6487
geo_moderate | ACP | 2045 | 0.027472 | 226.6487
geo_moderate | ACP | 2046 | 0.00029055 | 236.8929
geo_moderate | ACP | 2047 | 0.00029055 | 236.8929
geo_moderate | ACP | 2048 | 0.00029055 | 240.4577
geo_moderate | ACP | 2049 | 0.00029055 | 240.4577
geo_moderate | ACP | 2050 | 0.00029055 | 240.5472
geo_moderate | ACP | 2051 | 0.00029055 | 240.5472
geo_moderate | ACP | 2052 | 0.00029055 | 233.726
geo_moderate | ACP | 2053 | 0.00029055 | 233.726
geo_moderate | ACP | 2054 | 0.00029055 | 224.801
geo_moderate | ACP | 2055 | 0.00029055 | 224.801
geo_moderate | ACP | 2056 | 0.00029055 | 216.1303
geo_moderate | ACP | 2057 | 0.00029055 | 216.1303
geo_moderate | ACP | 2058 | 0.00029055 | 210.8821
geo_moderate | ACP | 2059 | 0.00029055 | 210.8821
geo_moderate | ACP | 2060 | 0.00029055 | 206.4304
geo_moderate | ACP | 2061 | 0.00029055 | 206.4304
geo_moderate | ACP | 2062 | 0.00029055 | 202.1796
geo_moderate | ACP | 2063 | 0.00029055 | 202.1796
geo_moderate | ACP | 2064 | 0.00029055 | 196.1298
geo_moderate | ACP | 2065 | 0.00029055 | 196.1298
geo_moderate | ACP | 2066 | 0.00029055 | 186.5256
geo_moderate | ACP | 2067 | 0.00029055 | 186.5256
geo_moderate | ACP | 2068 | 0.00029055 | 177.5225
geo_moderate | ACP | 2069 | 0.00029055 | 177.5225
geo_moderate | ACP | 2070 | 0 | 25.875
geo_moderate | ACP | 2071 | 0 | 25.875
geo_moderate | ACP | 2072 | 0 | 24.1948
geo_moderate | ACP | 2073 | 0 | 24.1948
geo_moderate | ACP | 2074 | 0 | 22.183
geo_moderate | ACP | 2075 | 0 | 22.183
geo_moderate | ACP | 2076 | 0 | 20.089
geo_moderate | ACP | 2077 | 0 | 20.089
geo_moderate | ACP | 2078 | 0 | 17.7698
geo_moderate | ACP | 2079 | 0 | 17.7698
geo_moderate | ACP | 2080 | 0 | 14.9726
geo_moderate | ACP | 2081 | 0 | 14.9726
geo_moderate | ACP | 2082 | 0 | 11.8436
geo_moderate | ACP | 2083 | 0 | 11.8436
geo_moderate | ACP | 2084 | 0 | 8.8402
geo_moderate | ACP | 2085 | 0 | 8.8402
geo_moderate | ACP | 2086 | 0 | 6.1401
geo_moderate | ACP | 2087 | 0 | 6.1401
geo_moderate | ACP | 2088 | 0 | 3.0541
geo_moderate | ACP | 2089 | 0 | 3.0541
geo_moderate | ACP | 2090 | 0 | 2.148e-15

## 30_Hydrogen Production (Million
tech | region | year | Production (Million tonnes) | scenario

## 31_Hydrogen Price ($ per kg)
product | year | Price ($/kg) | scenario

## 32_Final Wind Capacity (GW)
scenario | rs | Capacity (GW)
geo_moderate | s1 | 0.006
geo_moderate | s100 | 0.2981
geo_moderate | s101 | 0.252
geo_moderate | s102 | 0.79631
geo_moderate | s103 | 0.25136
geo_moderate | s104 | 3.0939
geo_moderate | s105 | 0.37057
geo_moderate | s107 | 2.8716
geo_moderate | s108 | 1.582
geo_moderate | s109 | 0.65543
geo_moderate | s110 | 0.999
geo_moderate | s111 | 0.08
geo_moderate | s112 | 2.1758
geo_moderate | s114 | 1.0097
geo_moderate | s116 | 4.4927
geo_moderate | s117 | 1.0495
geo_moderate | s118 | 1.3535
geo_moderate | s119 | 1.5096
geo_moderate | s12 | 0.16971
geo_moderate | s120 | 0.339
geo_moderate | s121 | 2.6895
geo_moderate | s122 | 0.12402
geo_moderate | s123 | 4.8739
geo_moderate | s124 | 0.2324
geo_moderate | s125 | 0.025
geo_moderate | s127 | 0
geo_moderate | s128 | 0.43041
geo_moderate | s129 | 0.073701
geo_moderate | s130 | 0.14868
geo_moderate | s132 | 14.258
geo_moderate | s133 | 0.34231
geo_moderate | s134 | 6.9803
geo_moderate | s135 | 3.2795
geo_moderate | s136 | 3.274
geo_moderate | s137 | 0.10417
geo_moderate | s138 | 0
geo_moderate | s139 | 0.65621
geo_moderate | s14 | 0.35898
geo_moderate | s140 | 0.65611
geo_moderate | s141 | 0.23965
geo_moderate | s143 | 3.6049
geo_moderate | s144 | 7.244
geo_moderate | s146 | 1.0463
geo_moderate | s147 | 2.1679
geo_moderate | s148 | 1.6776
geo_moderate | s149 | 1.0149
geo_moderate | s150 | 5.6042
geo_moderate | s151 | 0.044688
geo_moderate | s152 | 0.83788
geo_moderate | s153 | 13.1172
geo_moderate | s154 | 10.3656
geo_moderate | s155 | 3.8065
geo_moderate | s156 | 3.6051
geo_moderate | s157 | 8.0718
geo_moderate | s158 | 0.065022
geo_moderate | s159 | 0.315
geo_moderate | s16 | 3.9442
geo_moderate | s160 | 1.0116
geo_moderate | s163 | 1.725
geo_moderate | s164 | 3.6093
geo_moderate | s165 | 11.5062
geo_moderate | s166 | 6.4908
geo_moderate | s167 | 10.5569
geo_moderate | s168 | 0.59129
geo_moderate | s169 | 6.0384
geo_moderate | s17 | 0.10806
geo_moderate | s171 | 23.5503
geo_moderate | s172 | 7.1158
geo_moderate | s173 | 0.22184
geo_moderate | s174 | 5.5623
geo_moderate | s176 | 3.3449
geo_moderate | s177 | 0.009399
geo_moderate | s178 | 2.3145
geo_moderate | s179 | 0.3176
geo_moderate | s180 | 7.456
geo_moderate | s181 | 0.0079
geo_moderate | s182 | 0.0615
geo_moderate | s183 | 0
geo_moderate | s184 | 0.9399
geo_moderate | s185 | 0.56825
geo_moderate | s186 | 3.0991
geo_moderate | s187 | 4.6747
geo_moderate | s188 | 3.2909
geo_moderate | s19 | 0
geo_moderate | s190 | 0.83436
geo_moderate | s191 | 1.1484
geo_moderate | s192 | 0.95125
geo_moderate | s193 | 1.2109
geo_moderate | s194 | 0.58798
geo_moderate | s195 | 0.45078
geo_moderate | s197 | 0.033893
geo_moderate | s198 | 0.22805
geo_moderate | s199 | 4.5885
geo_moderate | s20 | 21.6676
geo_moderate | s200 | 4.2354
geo_moderate | s201 | 0.14118
geo_moderate | s202 | 0.84477
geo_moderate | s203 | 3.5422
geo_moderate | s205 | 0.10694
geo_moderate | s206 | 0.45878
geo_moderate | s207 | 4.9239
geo_moderate | s208 | 5.0147
geo_moderate | s209 | 7.0963
geo_moderate | s21 | 0.16832
geo_moderate | s210 | 2.1652
geo_moderate | s211 | 0.7693
geo_moderate | s212 | 1.0186
geo_moderate | s214 | 4.6329
geo_moderate | s215 | 1.4318
geo_moderate | s216 | 0.66489
geo_moderate | s217 | 0.10602
geo_moderate | s218 | 2.1662
geo_moderate | s219 | 0.50219
geo_moderate | s22 | 1.7352
geo_moderate | s221 | 6.9402
geo_moderate | s222 | 0.52925
geo_moderate | s223 | 0.035114
geo_moderate | s224 | 5.6823
geo_moderate | s226 | 1.9863
geo_moderate | s227 | 0.0054
geo_moderate | s228 | 2.5883
geo_moderate | s230 | 0.71673
geo_moderate | s234 | 0.040776
geo_moderate | s235 | 0.078991
geo_moderate | s236 | 2.4687
geo_moderate | s241 | 0.0021561
geo_moderate | s243 | 0.61988
geo_moderate | s244 | 0.68621
geo_moderate | s245 | 0.056036
geo_moderate | s246 | 0.627
geo_moderate | s248 | 0.51255
geo_moderate | s249 | 0.24086
geo_moderate | s25 | 3.1723
geo_moderate | s250 | 1.7775
geo_moderate | s252 | 0.66049
geo_moderate | s253 | 1.1855
geo_moderate | s254 | 0.26511
geo_moderate | s255 | 0.4031
geo_moderate | s256 | 1.9418
geo_moderate | s257 | 0.74856
geo_moderate | s259 | 4.391
geo_moderate | s26 | 2.7178
geo_moderate | s260 | 1.0802
geo_moderate | s262 | 4.9026
geo_moderate | s263 | 0.94408
geo_moderate | s265 | 0.83116
geo_moderate | s268 | 0.053606
geo_moderate | s27 | 0.58801
geo_moderate | s276 | 0.43043
geo_moderate | s277 | 9.0528
geo_moderate | s279 | 0.55938
geo_moderate | s28 | 0.0618
geo_moderate | s281 | 0.0284
geo_moderate | s286 | 1.6679
geo_moderate | s29 | 3.4015
geo_moderate | s291 | 0.44163
geo_moderate | s292 | 0.40776
geo_moderate | s293 | 1.0193
geo_moderate | s294 | 6.2364
geo_moderate | s3 | 0
geo_moderate | s30 | 1.0401
geo_moderate | s300 | 0.61899
geo_moderate | s304 | 1.6902
geo_moderate | s307 | 0.5462
geo_moderate | s31 | 2.5673
geo_moderate | s314 | 4.6538
geo_moderate | s315 | 2.022
geo_moderate | s316 | 0.031857
geo_moderate | s317 | 0.060773
geo_moderate | s32 | 0.14101
geo_moderate | s320 | 1.4139
geo_moderate | s321 | 1.2438
geo_moderate | s322 | 3.3976
geo_moderate | s323 | 1.142
geo_moderate | s324 | 0.94792
geo_moderate | s325 | 0.90073
geo_moderate | s326 | 0.25182
geo_moderate | s329 | 0.007306
geo_moderate | s33 | 5.4232
geo_moderate | s330 | 2.3255
geo_moderate | s331 | 0.11111
geo_moderate | s332 | 5.524
geo_moderate | s333 | 1.6543
geo_moderate | s334 | 2.6801
geo_moderate | s335 | 3.8345
geo_moderate | s336 | 1.8961
geo_moderate | s337 | 1.494
geo_moderate | s338 | 3.1514
geo_moderate | s339 | 2.0292
geo_moderate | s340 | 0.10647
geo_moderate | s341 | 0.018006
geo_moderate | s342 | 4.5206
geo_moderate | s343 | 0.23325
geo_moderate | s344 | 0.01565
geo_moderate | s345 | 1.1161
geo_moderate | s346 | 0.42194
geo_moderate | s347 | 0.97769
geo_moderate | s348 | 0.82622
geo_moderate | s349 | 5.7107
geo_moderate | s350 | 0.059688
geo_moderate | s351 | 0.24108
geo_moderate | s352 | 0.26482
geo_moderate | s353 | 1.3131
geo_moderate | s354 | 0.029456
geo_moderate | s355 | 0.62141
geo_moderate | s356 | 0.67932
geo_moderate | s36 | 1.0607
geo_moderate | s38 | 0
geo_moderate | s4 | 0.81476
geo_moderate | s40 | 1.3066
geo_moderate | s42 | 0
geo_moderate | s44 | 0.2936
geo_moderate | s46 | 2.0636
geo_moderate | s47 | 0.30707
geo_moderate | s48 | 0
geo_moderate | s49 | 0
geo_moderate | s5 | 1.6312
geo_moderate | s50 | 0.53035
geo_moderate | s51 | 0.18461
geo_moderate | s52 | 0
geo_moderate | s53 | 1.8851
geo_moderate | s54 | 0.48756
geo_moderate | s55 | 0.020211
geo_moderate | s57 | 0
geo_moderate | s58 | 0.0092455
geo_moderate | s59 | 0.34235
geo_moderate | s62 | 0.79483
geo_moderate | s63 | 0.97093
geo_moderate | s64 | 0.23751
geo_moderate | s65 | 3.2776
geo_moderate | s66 | 0.76769
geo_moderate | s67 | 0.68425
geo_moderate | s68 | 0.30169
geo_moderate | s7 | 0.126
geo_moderate | s70 | 0.61427
geo_moderate | s71 | 6.1473
geo_moderate | s72 | 0.091086
geo_moderate | s73 | 1.1587
geo_moderate | s74 | 18.5835
geo_moderate | s79 | 0.073955
geo_moderate | s8 | 0.77614
geo_moderate | s80 | 0.076472
geo_moderate | s81 | 0.031385
geo_moderate | s82 | 0.073143
geo_moderate | s83 | 0
geo_moderate | s84 | 0
geo_moderate | s85 | 10.22
geo_moderate | s86 | 1.0546
geo_moderate | s87 | 8.4145
geo_moderate | s88 | 0.24759
geo_moderate | s9 | 1.8751
geo_moderate | s90 | 0.1
geo_moderate | s92 | 4.8073
geo_moderate | s93 | 10.3619
geo_moderate | s95 | 0.79368
geo_moderate | s96 | 0.21179
geo_moderate | s97 | 0.31886
geo_moderate | s98 | 1.4268
geo_moderate | s99 | 8.4854

## 33_PV Capacity (GW)
scenario | rb | Capacity (GW)
geo_moderate | p1 | 1.8493
geo_moderate | p10 | 47.8926
geo_moderate | p100 | 2.2013
geo_moderate | p101 | 39.6111
geo_moderate | p102 | 17.9164
geo_moderate | p103 | 19.7445
geo_moderate | p104 | 5.4007
geo_moderate | p105 | 3.3662
geo_moderate | p106 | 3.5637
geo_moderate | p107 | 6.2582
geo_moderate | p108 | 5.6565
geo_moderate | p109 | 12.0025
geo_moderate | p11 | 6.7282
geo_moderate | p110 | 0.59852
geo_moderate | p111 | 7.2482
geo_moderate | p112 | 13.731
geo_moderate | p113 | 10.7016
geo_moderate | p114 | 7.3484
geo_moderate | p115 | 1.4369
geo_moderate | p116 | 0.78628
geo_moderate | p117 | 0.53142
geo_moderate | p118 | 4.8311
geo_moderate | p119 | 0.18009
geo_moderate | p12 | 2.9571
geo_moderate | p120 | 0.38018
geo_moderate | p121 | 1.2325
geo_moderate | p122 | 6.4592
geo_moderate | p123 | 7.3484
geo_moderate | p124 | 0.027364
geo_moderate | p125 | 1.1848
geo_moderate | p126 | 5.7038
geo_moderate | p127 | 18.2468
geo_moderate | p128 | 2.9968
geo_moderate | p129 | 0.41982
geo_moderate | p13 | 3.9637
geo_moderate | p130 | 0.98742
geo_moderate | p131 | 9.5376
geo_moderate | p132 | 3.3555
geo_moderate | p133 | 1.5902
geo_moderate | p134 | 1.96
geo_moderate | p14 | 0.16073
geo_moderate | p15 | 4.8816
geo_moderate | p16 | 0.22564
geo_moderate | p17 | 0.21336
geo_moderate | p18 | 0.11791
geo_moderate | p19 | 0.0045691
geo_moderate | p2 | 0.87591
geo_moderate | p20 | 0.14782
geo_moderate | p21 | 0.068455
geo_moderate | p22 | 0.010126
geo_moderate | p23 | 0.095033
geo_moderate | p24 | 0.087636
geo_moderate | p25 | 7.3007
geo_moderate | p26 | 0.19694
geo_moderate | p27 | 2.5139
geo_moderate | p28 | 9.4559
geo_moderate | p29 | 0.51612
geo_moderate | p3 | 0.4492
geo_moderate | p30 | 3.4493
geo_moderate | p31 | 1.1365
geo_moderate | p32 | 0.11604
geo_moderate | p33 | 5.2994
geo_moderate | p34 | 2.3835
geo_moderate | p35 | 0.17382
geo_moderate | p36 | 0.111
geo_moderate | p37 | 0.93828
geo_moderate | p38 | 0.36792
geo_moderate | p39 | 0.35594
geo_moderate | p4 | 0.3102
geo_moderate | p40 | 0.75753
geo_moderate | p41 | 4.31
geo_moderate | p42 | 0.18343
geo_moderate | p43 | 4.127
geo_moderate | p44 | 0.5122
geo_moderate | p45 | 3.0212
geo_moderate | p46 | 1.2615
geo_moderate | p47 | 1.1218
geo_moderate | p48 | 4.1395
geo_moderate | p49 | 0.065777
geo_moderate | p5 | 1.7619
geo_moderate | p50 | 4.2676
geo_moderate | p51 | 5.1891
geo_moderate | p52 | 0.61454
geo_moderate | p53 | 8.5317
geo_moderate | p54 | 2.4678
geo_moderate | p55 | 1.4913
geo_moderate | p56 | 3.1904
geo_moderate | p57 | 2.2908
geo_moderate | p58 | 17.3983
geo_moderate | p59 | 2.0838
geo_moderate | p6 | 3.6021
geo_moderate | p60 | 3.5626
geo_moderate | p61 | 3.2772
geo_moderate | p62 | 2.4896
geo_moderate | p63 | 21.9506
geo_moderate | p64 | 3.9628
geo_moderate | p65 | 13.4708
geo_moderate | p66 | 5.9881
geo_moderate | p67 | 16.1107
geo_moderate | p68 | 2.1336
geo_moderate | p69 | 0.24068
geo_moderate | p7 | 5.1761
geo_moderate | p70 | 4.9583
geo_moderate | p71 | 0.33619
geo_moderate | p72 | 6.9594
geo_moderate | p73 | 0.068144
geo_moderate | p74 | 0.085898
geo_moderate | p75 | 1.3156
geo_moderate | p76 | 1.1506
geo_moderate | p77 | 2.3621
geo_moderate | p78 | 0.70926
geo_moderate | p79 | 2.2278
geo_moderate | p8 | 4.9604
geo_moderate | p80 | 13.1075
geo_moderate | p81 | 1.2166
geo_moderate | p82 | 0.55998
geo_moderate | p83 | 0.38905
geo_moderate | p84 | 1.3004
geo_moderate | p85 | 3.201
geo_moderate | p86 | 7.8656
geo_moderate | p87 | 5.0537
geo_moderate | p88 | 4.3897
geo_moderate | p89 | 8.1656
geo_moderate | p9 | 20.7797
geo_moderate | p90 | 7.596
geo_moderate | p91 | 4.4094
geo_moderate | p92 | 24.9058
geo_moderate | p93 | 5.2706
geo_moderate | p94 | 48.5617
geo_moderate | p95 | 3.6649
geo_moderate | p96 | 9.0882
geo_moderate | p97 | 21.1823
geo_moderate | p98 | 11.8269
geo_moderate | p99 | 20.3434

## 36_Biopower Capacity (GW)
scenario | rb | Capacity (GW)
geo_moderate | p1 | 0.0099
geo_moderate | p10 | 0.1972
geo_moderate | p100 | 0
geo_moderate | p101 | 0.3565
geo_moderate | p102 | 0.3111
geo_moderate | p103 | 0.1837
geo_moderate | p104 | 0.0086
geo_moderate | p105 | 0.0546
geo_moderate | p106 | 0
geo_moderate | p107 | 0.0022
geo_moderate | p108 | 0
geo_moderate | p109 | 0.0222
geo_moderate | p11 | 0.0182
geo_moderate | p110 | 0
geo_moderate | p111 | 0.0744
geo_moderate | p112 | 0.0108
geo_moderate | p113 | 0
geo_moderate | p114 | 0.0045
geo_moderate | p115 | 0.0048
geo_moderate | p116 | 0
geo_moderate | p117 | 0.0054
geo_moderate | p118 | 0.0118
geo_moderate | p119 | 0
geo_moderate | p12 | 0.0032
geo_moderate | p120 | 0.0208
geo_moderate | p121 | 0.002
geo_moderate | p122 | 0.2935
geo_moderate | p123 | 0.1288
geo_moderate | p124 | 0
geo_moderate | p125 | 0.01
geo_moderate | p126 | 0.1563
geo_moderate | p127 | 0.2403
geo_moderate | p128 | 0.0993
geo_moderate | p129 | 0.0091
geo_moderate | p13 | 0.0066
geo_moderate | p130 | 0.1059
geo_moderate | p131 | 0.2603
geo_moderate | p132 | 0.1991
geo_moderate | p133 | 0.0401
geo_moderate | p134 | 0.0303
geo_moderate | p14 | 0.0032
geo_moderate | p15 | 0.0229
geo_moderate | p16 | 0.005
geo_moderate | p17 | 0.0032
geo_moderate | p18 | 0
geo_moderate | p19 | 0
geo_moderate | p2 | 0.0365
geo_moderate | p20 | 0
geo_moderate | p21 | 0
geo_moderate | p22 | 0
geo_moderate | p23 | 0
geo_moderate | p24 | 0
geo_moderate | p25 | 0.0106
geo_moderate | p26 | 0
geo_moderate | p27 | 0
geo_moderate | p28 | 0.0282
geo_moderate | p29 | 0
geo_moderate | p3 | 0.0227
geo_moderate | p30 | 0
geo_moderate | p31 | 0.0032
geo_moderate | p32 | 0
geo_moderate | p33 | 0.0189
geo_moderate | p34 | 0
geo_moderate | p35 | 0
geo_moderate | p36 | 0
geo_moderate | p37 | 0
geo_moderate | p38 | 0
geo_moderate | p39 | 0
geo_moderate | p4 | 0
geo_moderate | p40 | 0
geo_moderate | p41 | 0.011
geo_moderate | p42 | 0
geo_moderate | p43 | 0.074
geo_moderate | p44 | 0
geo_moderate | p45 | 0.004
geo_moderate | p46 | 0.0083
geo_moderate | p47 | 0
geo_moderate | p48 | 0
geo_moderate | p49 | 0
geo_moderate | p5 | 0.0501
geo_moderate | p50 | 0
geo_moderate | p51 | 0.0056
geo_moderate | p52 | 0
geo_moderate | p53 | 0.009
geo_moderate | p54 | 0.0016
geo_moderate | p55 | 0.003
geo_moderate | p56 | 0.004
geo_moderate | p57 | 0
geo_moderate | p58 | 0
geo_moderate | p59 | 0
geo_moderate | p6 | 0.0156
geo_moderate | p60 | 0
geo_moderate | p61 | 0
geo_moderate | p62 | 0
geo_moderate | p63 | 0.0788
geo_moderate | p64 | 0.008
geo_moderate | p65 | 0.0238
geo_moderate | p66 | 0.1499
geo_moderate | p67 | 0
geo_moderate | p68 | 0
geo_moderate | p69 | 0
geo_moderate | p7 | 0
geo_moderate | p70 | 0.0122
geo_moderate | p71 | 0
geo_moderate | p72 | 0.0057
geo_moderate | p73 | 0
geo_moderate | p74 | 0
geo_moderate | p75 | 0.0559
geo_moderate | p76 | 0.0141
geo_moderate | p77 | 0.0016
geo_moderate | p78 | 0.0094
geo_moderate | p79 | 0.0379
geo_moderate | p8 | 0
geo_moderate | p80 | 0.0756
geo_moderate | p81 | 0
geo_moderate | p82 | 0.0024
geo_moderate | p83 | 0.0073
geo_moderate | p84 | 0.0038
geo_moderate | p85 | 0.0048
geo_moderate | p86 | 0
geo_moderate | p87 | 0
geo_moderate | p88 | 0.0016
geo_moderate | p89 | 0.0064
geo_moderate | p9 | 0.1515
geo_moderate | p90 | 0
geo_moderate | p91 | 0.0178
geo_moderate | p92 | 0.0124
geo_moderate | p93 | 0
geo_moderate | p94 | 0.2887
geo_moderate | p95 | 0.01
geo_moderate | p96 | 0.0851
geo_moderate | p97 | 0.0415
geo_moderate | p98 | 0.0473
geo_moderate | p99 | 0.2176

## 37_Geothermal Capacity (GW)
scenario | rb | Capacity (GW)
geo_moderate | p1 | 0
geo_moderate | p10 | 0.92875
geo_moderate | p100 | 0
geo_moderate | p101 | 0
geo_moderate | p102 | 0
geo_moderate | p103 | 0
geo_moderate | p104 | 0
geo_moderate | p105 | 0
geo_moderate | p106 | 0
geo_moderate | p107 | 0
geo_moderate | p108 | 0
geo_moderate | p109 | 0
geo_moderate | p11 | 0
geo_moderate | p110 | 0
geo_moderate | p111 | 0
geo_moderate | p112 | 0
geo_moderate | p113 | 0
geo_moderate | p114 | 0
geo_moderate | p115 | 0
geo_moderate | p116 | 0
geo_moderate | p117 | 0
geo_moderate | p118 | 0
geo_moderate | p119 | 0
geo_moderate | p12 | 0.42343
geo_moderate | p120 | 0
geo_moderate | p121 | 0
geo_moderate | p122 | 0
geo_moderate | p123 | 0
geo_moderate | p124 | 0
geo_moderate | p125 | 0
geo_moderate | p126 | 0
geo_moderate | p127 | 0
geo_moderate | p128 | 0
geo_moderate | p129 | 0
geo_moderate | p13 | 0
geo_moderate | p130 | 0
geo_moderate | p131 | 0
geo_moderate | p132 | 0
geo_moderate | p133 | 0
geo_moderate | p134 | 0
geo_moderate | p14 | 0
geo_moderate | p15 | 0
geo_moderate | p16 | 0.012
geo_moderate | p17 | 0
geo_moderate | p18 | 0
geo_moderate | p19 | 0
geo_moderate | p2 | 0
geo_moderate | p20 | 0
geo_moderate | p21 | 0
geo_moderate | p22 | 0
geo_moderate | p23 | 0
geo_moderate | p24 | 0
geo_moderate | p25 | 0.042
geo_moderate | p26 | 0
geo_moderate | p27 | 0
geo_moderate | p28 | 0
geo_moderate | p29 | 0
geo_moderate | p3 | 0
geo_moderate | p30 | 0
geo_moderate | p31 | 0
geo_moderate | p32 | 0
geo_moderate | p33 | 0
geo_moderate | p34 | 0
geo_moderate | p35 | 0
geo_moderate | p36 | 0
geo_moderate | p37 | 0
geo_moderate | p38 | 0
geo_moderate | p39 | 0
geo_moderate | p4 | 0
geo_moderate | p40 | 0
geo_moderate | p41 | 0
geo_moderate | p42 | 0
geo_moderate | p43 | 0
geo_moderate | p44 | 0
geo_moderate | p45 | 0
geo_moderate | p46 | 0
geo_moderate | p47 | 0
geo_moderate | p48 | 0
geo_moderate | p49 | 0
geo_moderate | p5 | 0
geo_moderate | p50 | 0
geo_moderate | p51 | 0
geo_moderate | p52 | 0
geo_moderate | p53 | 0
geo_moderate | p54 | 0
geo_moderate | p55 | 0
geo_moderate | p56 | 0
geo_moderate | p57 | 0
geo_moderate | p58 | 0
geo_moderate | p59 | 0
geo_moderate | p6 | 0
geo_moderate | p60 | 0
geo_moderate | p61 | 0
geo_moderate | p62 | 0
geo_moderate | p63 | 0
geo_moderate | p64 | 0
geo_moderate | p65 | 0
geo_moderate | p66 | 0
geo_moderate | p67 | 0
geo_moderate | p68 | 0
geo_moderate | p69 | 0
geo_moderate | p7 | 0
geo_moderate | p70 | 0
geo_moderate | p71 | 0
geo_moderate | p72 | 0
geo_moderate | p73 | 0
geo_moderate | p74 | 0
geo_moderate | p75 | 0
geo_moderate | p76 | 0
geo_moderate | p77 | 0
geo_moderate | p78 | 0
geo_moderate | p79 | 0
geo_moderate | p8 | 0.17066
geo_moderate | p80 | 0
geo_moderate | p81 | 0
geo_moderate | p82 | 0
geo_moderate | p83 | 0
geo_moderate | p84 | 0
geo_moderate | p85 | 0
geo_moderate | p86 | 0
geo_moderate | p87 | 0
geo_moderate | p88 | 0
geo_moderate | p89 | 0
geo_moderate | p9 | 2.1692
geo_moderate | p90 | 0
geo_moderate | p91 | 0
geo_moderate | p92 | 0
geo_moderate | p93 | 0
geo_moderate | p94 | 0
geo_moderate | p95 | 0
geo_moderate | p96 | 0
geo_moderate | p97 | 0
geo_moderate | p98 | 0
geo_moderate | p99 | 0

## 38_Hydro and Canadian Import Ca
scenario | rb | Capacity (GW)
geo_moderate | p1 | 3.5363
geo_moderate | p10 | 1.1575
geo_moderate | p100 | 0.0024
geo_moderate | p101 | 0.0575
geo_moderate | p102 | 0
geo_moderate | p103 | 0.56763
geo_moderate | p104 | 0.0098
geo_moderate | p105 | 0.0154
geo_moderate | p106 | 0
geo_moderate | p107 | 0.0508
geo_moderate | p108 | 0
geo_moderate | p109 | 0.3071
geo_moderate | p11 | 0.0169
geo_moderate | p110 | 0.0879
geo_moderate | p111 | 0
geo_moderate | p112 | 0.0999
geo_moderate | p113 | 0
geo_moderate | p114 | 0.002
geo_moderate | p115 | 0.1551
geo_moderate | p116 | 0.1903
geo_moderate | p117 | 0.0475
geo_moderate | p118 | 0.1556
geo_moderate | p119 | 0
geo_moderate | p12 | 0.0123
geo_moderate | p120 | 0
geo_moderate | p121 | 0.018
geo_moderate | p122 | 0.7876
geo_moderate | p123 | 0.625
geo_moderate | p124 | 0
geo_moderate | p125 | 0
geo_moderate | p126 | 0.0123
geo_moderate | p127 | 7.9086
geo_moderate | p128 | 0
geo_moderate | p129 | 2.8067
geo_moderate | p13 | 1.0394
geo_moderate | p130 | 0.5065
geo_moderate | p131 | 0.2668
geo_moderate | p132 | 0.1222
geo_moderate | p133 | 0.0027
geo_moderate | p134 | 0.92801
geo_moderate | p14 | 0.3385
geo_moderate | p15 | 1.8985
geo_moderate | p16 | 0.6208
geo_moderate | p17 | 1.9603
geo_moderate | p18 | 0.78224
geo_moderate | p19 | 0.218
geo_moderate | p2 | 3.2995
geo_moderate | p20 | 0
geo_moderate | p21 | 0.0663
geo_moderate | p22 | 0
geo_moderate | p23 | 0
geo_moderate | p24 | 0.2408
geo_moderate | p25 | 0.0865
geo_moderate | p26 | 0.1837
geo_moderate | p27 | 1.2945
geo_moderate | p28 | 1.9434
geo_moderate | p29 | 0
geo_moderate | p3 | 3.1418
geo_moderate | p30 | 0
geo_moderate | p31 | 0.0827
geo_moderate | p32 | 0.004
geo_moderate | p33 | 0.3064
geo_moderate | p34 | 0.3882
geo_moderate | p35 | 0
geo_moderate | p36 | 0.049
geo_moderate | p37 | 1.8767
geo_moderate | p38 | 1.723
geo_moderate | p39 | 0.041
geo_moderate | p4 | 14.4907
geo_moderate | p40 | 0.2399
geo_moderate | p41 | 0
geo_moderate | p42 | 1.3672
geo_moderate | p43 | 0.188
geo_moderate | p44 | 0.0019
geo_moderate | p45 | 0
geo_moderate | p46 | 0.1675
geo_moderate | p47 | 0
geo_moderate | p48 | 0
geo_moderate | p49 | 0
geo_moderate | p5 | 7.9544
geo_moderate | p50 | 0.4049
geo_moderate | p51 | 0.4449
geo_moderate | p52 | 0
geo_moderate | p53 | 0.007
geo_moderate | p54 | 0
geo_moderate | p55 | 0.2845
geo_moderate | p56 | 0.4082
geo_moderate | p57 | 0
geo_moderate | p58 | 0.192
geo_moderate | p59 | 0
geo_moderate | p6 | 0.4273
geo_moderate | p60 | 0
geo_moderate | p61 | 0.058
geo_moderate | p62 | 0
geo_moderate | p63 | 0.158
geo_moderate | p64 | 0.3102
geo_moderate | p65 | 0.0365
geo_moderate | p66 | 0.1661
geo_moderate | p67 | 0
geo_moderate | p68 | 0.0066
geo_moderate | p69 | 0
geo_moderate | p7 | 0.2502
geo_moderate | p70 | 0.2195
geo_moderate | p71 | 0.027
geo_moderate | p72 | 0.255
geo_moderate | p73 | 0
geo_moderate | p74 | 0.1183
geo_moderate | p75 | 0.1053
geo_moderate | p76 | 0.0813
geo_moderate | p77 | 0.0386
geo_moderate | p78 | 0
geo_moderate | p79 | 0
geo_moderate | p8 | 0.1176
geo_moderate | p80 | 0.0389
geo_moderate | p81 | 0.0044
geo_moderate | p82 | 0
geo_moderate | p83 | 0
geo_moderate | p84 | 0.003
geo_moderate | p85 | 0.8846
geo_moderate | p86 | 0
geo_moderate | p87 | 0
geo_moderate | p88 | 0
geo_moderate | p89 | 1.7144
geo_moderate | p9 | 10.7917
geo_moderate | p90 | 1.7346
geo_moderate | p91 | 0
geo_moderate | p92 | 2.7599
geo_moderate | p93 | 0.7634
geo_moderate | p94 | 2.0171
geo_moderate | p95 | 0.4504
geo_moderate | p96 | 0.9053
geo_moderate | p97 | 1.5577
geo_moderate | p98 | 0.5711
geo_moderate | p99 | 0.7311

## 39_Pumped-hydro Capacity (GW)
scenario | rb | Capacity (GW)
geo_moderate | p1 | 0
geo_moderate | p10 | 5.114
geo_moderate | p100 | 0
geo_moderate | p101 | 0
geo_moderate | p102 | 0
geo_moderate | p103 | 2.235
geo_moderate | p104 | 0
geo_moderate | p105 | 0
geo_moderate | p106 | 0
geo_moderate | p107 | 0
geo_moderate | p108 | 0
geo_moderate | p109 | 0
geo_moderate | p11 | 0.042
geo_moderate | p110 | 0
geo_moderate | p111 | 0
geo_moderate | p112 | 0
geo_moderate | p113 | 0
geo_moderate | p114 | 0
geo_moderate | p115 | 0
geo_moderate | p116 | 0
geo_moderate | p117 | 0
geo_moderate | p118 | 0
geo_moderate | p119 | 0
geo_moderate | p12 | 0
geo_moderate | p120 | 0
geo_moderate | p121 | 0
geo_moderate | p122 | 1.572
geo_moderate | p123 | 0
geo_moderate | p124 | 0
geo_moderate | p125 | 0
geo_moderate | p126 | 0.42
geo_moderate | p127 | 1.4271
geo_moderate | p128 | 0
geo_moderate | p129 | 0
geo_moderate | p13 | 0
geo_moderate | p130 | 0
geo_moderate | p131 | 1.768
geo_moderate | p132 | 0
geo_moderate | p133 | 0
geo_moderate | p134 | 0
geo_moderate | p14 | 0
geo_moderate | p15 | 0
geo_moderate | p16 | 0
geo_moderate | p17 | 0
geo_moderate | p18 | 0
geo_moderate | p19 | 0
geo_moderate | p2 | 0
geo_moderate | p20 | 0
geo_moderate | p21 | 0
geo_moderate | p22 | 0
geo_moderate | p23 | 0
geo_moderate | p24 | 0
geo_moderate | p25 | 0.79361
geo_moderate | p26 | 0
geo_moderate | p27 | 0
geo_moderate | p28 | 0.2163
geo_moderate | p29 | 0
geo_moderate | p3 | 0
geo_moderate | p30 | 0
geo_moderate | p31 | 0
geo_moderate | p32 | 0
geo_moderate | p33 | 0.5808
geo_moderate | p34 | 0
geo_moderate | p35 | 0
geo_moderate | p36 | 0
geo_moderate | p37 | 0
geo_moderate | p38 | 0
geo_moderate | p39 | 0
geo_moderate | p4 | 0.314
geo_moderate | p40 | 0
geo_moderate | p41 | 0
geo_moderate | p42 | 0
geo_moderate | p43 | 0
geo_moderate | p44 | 0
geo_moderate | p45 | 0
geo_moderate | p46 | 0
geo_moderate | p47 | 0
geo_moderate | p48 | 0
geo_moderate | p49 | 0
geo_moderate | p5 | 0
geo_moderate | p50 | 0
geo_moderate | p51 | 0.258
geo_moderate | p52 | 0
geo_moderate | p53 | 0
geo_moderate | p54 | 0
geo_moderate | p55 | 0.186
geo_moderate | p56 | 0
geo_moderate | p57 | 0
geo_moderate | p58 | 0
geo_moderate | p59 | 0
geo_moderate | p6 | 0
geo_moderate | p60 | 0
geo_moderate | p61 | 0
geo_moderate | p62 | 0
geo_moderate | p63 | 0
geo_moderate | p64 | 0.005
geo_moderate | p65 | 0
geo_moderate | p66 | 0
geo_moderate | p67 | 0
geo_moderate | p68 | 0
geo_moderate | p69 | 0
geo_moderate | p7 | 0
geo_moderate | p70 | 0
geo_moderate | p71 | 0.031
geo_moderate | p72 | 0
geo_moderate | p73 | 0.44
geo_moderate | p74 | 0
geo_moderate | p75 | 0
geo_moderate | p76 | 0
geo_moderate | p77 | 0
geo_moderate | p78 | 0
geo_moderate | p79 | 0
geo_moderate | p8 | 0
geo_moderate | p80 | 0
geo_moderate | p81 | 0
geo_moderate | p82 | 0
geo_moderate | p83 | 0
geo_moderate | p84 | 0
geo_moderate | p85 | 0.03
geo_moderate | p86 | 0
geo_moderate | p87 | 0
geo_moderate | p88 | 0
geo_moderate | p89 | 0
geo_moderate | p9 | 5.139
geo_moderate | p90 | 0
geo_moderate | p91 | 0
geo_moderate | p92 | 1.6163
geo_moderate | p93 | 0
geo_moderate | p94 | 1.8974
geo_moderate | p95 | 2.22
geo_moderate | p96 | 0.576
geo_moderate | p97 | 0.086
geo_moderate | p98 | 0
geo_moderate | p99 | 3.241

## 40_Battery Storage Capacity (GW
scenario | rb | Capacity (GW)
geo_moderate | p1 | 0.18521
geo_moderate | p10 | 19.9707
geo_moderate | p100 | 3.7307
geo_moderate | p101 | 17.587
geo_moderate | p102 | 6.9499
geo_moderate | p103 | 9.0938
geo_moderate | p104 | 0.025454
geo_moderate | p105 | 0
geo_moderate | p106 | 0.00017162
geo_moderate | p107 | 0.029479
geo_moderate | p108 | 0
geo_moderate | p109 | 4.0177
geo_moderate | p11 | 0.2277
geo_moderate | p110 | 0.24551
geo_moderate | p111 | 2.8568
geo_moderate | p112 | 2.1687
geo_moderate | p113 | 0
geo_moderate | p114 | 0.57345
geo_moderate | p115 | 0.60624
geo_moderate | p116 | 0.89478
geo_moderate | p117 | 0.22645
geo_moderate | p118 | 3.0024
geo_moderate | p119 | 0.022953
geo_moderate | p12 | 1.0344
geo_moderate | p120 | 0
geo_moderate | p121 | 0
geo_moderate | p122 | 0
geo_moderate | p123 | 1.1511
geo_moderate | p124 | 0.31032
geo_moderate | p125 | 0.51625
geo_moderate | p126 | 2
geo_moderate | p127 | 6.2744
geo_moderate | p128 | 0.62
geo_moderate | p129 | 0.04172
geo_moderate | p13 | 6.5876
geo_moderate | p130 | 0.0048359
geo_moderate | p131 | 6.2946
geo_moderate | p132 | 0.20951
geo_moderate | p133 | 0
geo_moderate | p134 | 0.21295
geo_moderate | p14 | 0
geo_moderate | p15 | 0
geo_moderate | p16 | 0
geo_moderate | p17 | 0
geo_moderate | p18 | 0
geo_moderate | p19 | 0
geo_moderate | p2 | 0
geo_moderate | p20 | 0
geo_moderate | p21 | 0
geo_moderate | p22 | 3.3381e-05
geo_moderate | p23 | 0
geo_moderate | p24 | 0
geo_moderate | p25 | 7.0471
geo_moderate | p26 | 0
geo_moderate | p27 | 0
geo_moderate | p28 | 11.691
geo_moderate | p29 | 0.047988
geo_moderate | p3 | 0
geo_moderate | p30 | 0.0044457
geo_moderate | p31 | 0.019295
geo_moderate | p32 | 0.091729
geo_moderate | p33 | 1.5663
geo_moderate | p34 | 0.086433
geo_moderate | p35 | 0
geo_moderate | p36 | 0
geo_moderate | p37 | 0.28188
geo_moderate | p38 | 0
geo_moderate | p39 | 0
geo_moderate | p4 | 0
geo_moderate | p40 | 3.0265e-06
geo_moderate | p41 | 0.75805
geo_moderate | p42 | 0.0037336
geo_moderate | p43 | 1.1431
geo_moderate | p44 | 0.42754
geo_moderate | p45 | 0
geo_moderate | p46 | 0
geo_moderate | p47 | 0.11222
geo_moderate | p48 | 2.3358
geo_moderate | p49 | 0.0013194
geo_moderate | p5 | 0.92117
geo_moderate | p50 | 0.018595
geo_moderate | p51 | 0.020348
geo_moderate | p52 | 0.027949
geo_moderate | p53 | 2.2206
geo_moderate | p54 | 0.78937
geo_moderate | p55 | 0.066497
geo_moderate | p56 | 0
geo_moderate | p57 | 2.4554
geo_moderate | p58 | 10.4086
geo_moderate | p59 | 0.67247
geo_moderate | p6 | 0.0036166
geo_moderate | p60 | 5.5688
geo_moderate | p61 | 0
geo_moderate | p62 | 0.40656
geo_moderate | p63 | 12.0556
geo_moderate | p64 | 0.040076
geo_moderate | p65 | 0.0010882
geo_moderate | p66 | 2.3634
geo_moderate | p67 | 1.773
geo_moderate | p68 | 0
geo_moderate | p69 | 0.07236
geo_moderate | p7 | 0.41644
geo_moderate | p70 | 4.7974e-05
geo_moderate | p71 | 0.010285
geo_moderate | p72 | 5.5957
geo_moderate | p73 | 0.01158
geo_moderate | p74 | 0
geo_moderate | p75 | 0
geo_moderate | p76 | 0.3583
geo_moderate | p77 | 0
geo_moderate | p78 | 0.0003502
geo_moderate | p79 | 0.031017
geo_moderate | p8 | 1.9225
geo_moderate | p80 | 2.2769
geo_moderate | p81 | 0.083082
geo_moderate | p82 | 0
geo_moderate | p83 | 0
geo_moderate | p84 | 0
geo_moderate | p85 | 0.18192
geo_moderate | p86 | 0
geo_moderate | p87 | 0
geo_moderate | p88 | 0
geo_moderate | p89 | 0
geo_moderate | p9 | 6.0307
geo_moderate | p90 | 0
geo_moderate | p91 | 0
geo_moderate | p92 | 2.5461
geo_moderate | p93 | 0
geo_moderate | p94 | 27.8357
geo_moderate | p95 | 0
geo_moderate | p96 | 4.7159
geo_moderate | p97 | 2.4317
geo_moderate | p98 | 0.22973
geo_moderate | p99 | 16.6378

## 41_Capacity Factor - Generation
tech | scenario | year | CF
nuclear | geo_moderate | 2010 | 0.88639
nuclear | geo_moderate | 2012 | 0.78105
nuclear | geo_moderate | 2014 | 0.83814
nuclear | geo_moderate | 2016 | 0.84673
nuclear | geo_moderate | 2018 | 0.81262
nuclear | geo_moderate | 2020 | 0.62507
nuclear | geo_moderate | 2022 | 0.58573
nuclear | geo_moderate | 2024 | 0.90553
nuclear | geo_moderate | 2026 | 0.90402
nuclear | geo_moderate | 2028 | 0.89067
nuclear | geo_moderate | 2030 | 0.86916
nuclear | geo_moderate | 2032 | 0.87066
nuclear | geo_moderate | 2034 | 0.87469
nuclear | geo_moderate | 2036 | 0.86584
nuclear | geo_moderate | 2038 | 0.87339
nuclear | geo_moderate | 2040 | 0.89822
nuclear | geo_moderate | 2042 | 0.90421
nuclear | geo_moderate | 2044 | 0.90541
nuclear | geo_moderate | 2046 | 0.9056
nuclear | geo_moderate | 2048 | 0.9058
nuclear | geo_moderate | 2050 | 0.91275
coal | geo_moderate | 2010 | 0.67415
coal | geo_moderate | 2012 | 0.50045
coal | geo_moderate | 2014 | 0.6264
coal | geo_moderate | 2016 | 0.48376
coal | geo_moderate | 2018 | 0.47502
coal | geo_moderate | 2020 | 0.47923
coal | geo_moderate | 2022 | 0.53478
coal | geo_moderate | 2024 | 0.1903
coal | geo_moderate | 2026 | 0.13745
coal | geo_moderate | 2028 | 0.0799
coal | geo_moderate | 2030 | 0.078397
coal | geo_moderate | 2032 | 0.07644
coal | geo_moderate | 2034 | 0.076112
coal | geo_moderate | 2036 | 0.072383
coal | geo_moderate | 2038 | 0.071871
coal | geo_moderate | 2040 | 0.087481
coal | geo_moderate | 2042 | 0.097485
coal | geo_moderate | 2044 | 0.10508
coal | geo_moderate | 2046 | 0.12125
coal | geo_moderate | 2048 | 0.16022
coal | geo_moderate | 2050 | 0.16245
gas-cc | geo_moderate | 2010 | 0.44474
gas-cc | geo_moderate | 2012 | 0.47252
gas-cc | geo_moderate | 2014 | 0.38298
gas-cc | geo_moderate | 2016 | 0.48398
gas-cc | geo_moderate | 2018 | 0.50504
gas-cc | geo_moderate | 2020 | 0.52755
gas-cc | geo_moderate | 2022 | 0.38873
gas-cc | geo_moderate | 2024 | 0.40256
gas-cc | geo_moderate | 2026 | 0.35762
gas-cc | geo_moderate | 2028 | 0.29531
gas-cc | geo_moderate | 2030 | 0.20195
gas-cc | geo_moderate | 2032 | 0.18548
gas-cc | geo_moderate | 2034 | 0.1575
gas-cc | geo_moderate | 2036 | 0.14102
gas-cc | geo_moderate | 2038 | 0.15562
gas-cc | geo_moderate | 2040 | 0.19199
gas-cc | geo_moderate | 2042 | 0.24489
gas-cc | geo_moderate | 2044 | 0.27431
gas-cc | geo_moderate | 2046 | 0.31071
gas-cc | geo_moderate | 2048 | 0.33666
gas-cc | geo_moderate | 2050 | 0.36186
gas-cc-ccs_mod_upgrade | geo_moderate | 2028 | 0.87612
gas-cc-ccs_mod_upgrade | geo_moderate | 2030 | 0.87612
gas-cc-ccs_mod_upgrade | geo_moderate | 2032 | 0.87612
gas-cc-ccs_mod_upgrade | geo_moderate | 2034 | 0.84696
gas-cc-ccs_mod_upgrade | geo_moderate | 2036 | 0.84696
gas-cc-ccs_mod_upgrade | geo_moderate | 2038 | 0.87521
gas-cc-ccs_mod_upgrade | geo_moderate | 2040 | 0.06
gas-cc-ccs_mod_upgrade | geo_moderate | 2042 | 0.06
gas-cc-ccs_mod_upgrade | geo_moderate | 2044 | 0.06
gas-cc-ccs_mod_upgrade | geo_moderate | 2046 | 0.06
gas-cc-ccs_mod_upgrade | geo_moderate | 2048 | 0.06
gas-cc-ccs_mod_upgrade | geo_moderate | 2050 | 0.06
gas-ct | geo_moderate | 2010 | 0.073444
gas-ct | geo_moderate | 2012 | 0.19631
gas-ct | geo_moderate | 2014 | 0.066692
gas-ct | geo_moderate | 2016 | 0.18677
gas-ct | geo_moderate | 2018 | 0.094944
gas-ct | geo_moderate | 2020 | 0.13491
gas-ct | geo_moderate | 2022 | 0.063206
gas-ct | geo_moderate | 2024 | 0.06
gas-ct | geo_moderate | 2026 | 0.06
gas-ct | geo_moderate | 2028 | 0.06
gas-ct | geo_moderate | 2030 | 0.06
gas-ct | geo_moderate | 2032 | 0.06
gas-ct | geo_moderate | 2034 | 0.06
gas-ct | geo_moderate | 2036 | 0.06
gas-ct | geo_moderate | 2038 | 0.06
gas-ct | geo_moderate | 2040 | 0.06
gas-ct | geo_moderate | 2042 | 0.06
gas-ct | geo_moderate | 2044 | 0.06
gas-ct | geo_moderate | 2046 | 0.06
gas-ct | geo_moderate | 2048 | 0.06
gas-ct | geo_moderate | 2050 | 0.06
o-g-s | geo_moderate | 2010 | 0.12656
o-g-s | geo_moderate | 2012 | 0.24528
o-g-s | geo_moderate | 2014 | 0.28134
o-g-s | geo_moderate | 2016 | 0.19528
o-g-s | geo_moderate | 2018 | 0.1481
o-g-s | geo_moderate | 2020 | 0.18551
o-g-s | geo_moderate | 2022 | 0.10416
o-g-s | geo_moderate | 2024 | 0.06
o-g-s | geo_moderate | 2026 | 0.06
o-g-s | geo_moderate | 2028 | 0.06
o-g-s | geo_moderate | 2030 | 0.06
o-g-s | geo_moderate | 2032 | 0.06
o-g-s | geo_moderate | 2034 | 0.06
o-g-s | geo_moderate | 2036 | 0.06
o-g-s | geo_moderate | 2038 | 0.06
o-g-s | geo_moderate | 2040 | 0.06
o-g-s | geo_moderate | 2042 | 0.06
o-g-s | geo_moderate | 2044 | 0.06
o-g-s | geo_moderate | 2046 | 0.06
o-g-s | geo_moderate | 2048 | 0.06
o-g-s | geo_moderate | 2050 | 0.06
hydro | geo_moderate | 2010 | 0.36108
hydro | geo_moderate | 2012 | 0.34745
hydro | geo_moderate | 2014 | 0.35419
hydro | geo_moderate | 2016 | 0.32873
hydro | geo_moderate | 2018 | 0.36802
hydro | geo_moderate | 2020 | 0.33136
hydro | geo_moderate | 2022 | 0.36836
hydro | geo_moderate | 2024 | 0.40998
hydro | geo_moderate | 2026 | 0.41105
hydro | geo_moderate | 2028 | 0.40899
hydro | geo_moderate | 2030 | 0.40325
hydro | geo_moderate | 2032 | 0.3995
hydro | geo_moderate | 2034 | 0.39216
hydro | geo_moderate | 2036 | 0.38769
hydro | geo_moderate | 2038 | 0.38435
hydro | geo_moderate | 2040 | 0.38895
hydro | geo_moderate | 2042 | 0.3976
hydro | geo_moderate | 2044 | 0.40203
hydro | geo_moderate | 2046 | 0.40462
hydro | geo_moderate | 2048 | 0.40892
hydro | geo_moderate | 2050 | 0.4097
geothermal | geo_moderate | 2010 | 0.1464
geothermal | geo_moderate | 2012 | 0.3969
geothermal | geo_moderate | 2014 | 0.4214
geothermal | geo_moderate | 2016 | 0.41977
geothermal | geo_moderate | 2018 | 0.47091
geothermal | geo_moderate | 2020 | 0.48783
geothermal | geo_moderate | 2022 | 0.44766
geothermal | geo_moderate | 2024 | 0.50523
geothermal | geo_moderate | 2026 | 0.50523
geothermal | geo_moderate | 2028 | 0.51458
geothermal | geo_moderate | 2030 | 0.51458
geothermal | geo_moderate | 2032 | 0.51379
geothermal | geo_moderate | 2034 | 0.51372
geothermal | geo_moderate | 2036 | 0.50591
geothermal | geo_moderate | 2038 | 0.50748
geothermal | geo_moderate | 2040 | 0.48399
geothermal | geo_moderate | 2042 | 0.31724
geothermal | geo_moderate | 2044 | 0.2989
geothermal | geo_moderate | 2046 | 0.28997
geothermal | geo_moderate | 2048 | 0.11265
geothermal | geo_moderate | 2050 | 0.28615
biopower | geo_moderate | 2010 | 0.11611
biopower | geo_moderate | 2012 | 0.067221
biopower | geo_moderate | 2014 | 0.12318
biopower | geo_moderate | 2016 | 0.067803
biopower | geo_moderate | 2018 | 0.14114
biopower | geo_moderate | 2020 | 0.12454
biopower | geo_moderate | 2022 | 0.14754
biopower | geo_moderate | 2024 | 0.06
biopower | geo_moderate | 2026 | 0.06
biopower | geo_moderate | 2028 | 0.06
biopower | geo_moderate | 2030 | 0.06
biopower | geo_moderate | 2032 | 0.06
biopower | geo_moderate | 2034 | 0.06
biopower | geo_moderate | 2036 | 0.06
biopower | geo_moderate | 2038 | 0.06
biopower | geo_moderate | 2040 | 0.06
biopower | geo_moderate | 2042 | 0.072595
biopower | geo_moderate | 2044 | 0.06417
biopower | geo_moderate | 2046 | 0.06
biopower | geo_moderate | 2048 | 0.066091
biopower | geo_moderate | 2050 | 0.06
lfill-gas | geo_moderate | 2010 | 0.45841
lfill-gas | geo_moderate | 2012 | 0.44408
lfill-gas | geo_moderate | 2014 | 0.48275
lfill-gas | geo_moderate | 2016 | 0.45207
lfill-gas | geo_moderate | 2018 | 0.46597
lfill-gas | geo_moderate | 2020 | 0.45544
lfill-gas | geo_moderate | 2022 | 0.47577
lfill-gas | geo_moderate | 2024 | 0.50381
lfill-gas | geo_moderate | 2026 | 0.50063
lfill-gas | geo_moderate | 2028 | 0.48823
lfill-gas | geo_moderate | 2030 | 0.48107
lfill-gas | geo_moderate | 2032 | 0.47984
lfill-gas | geo_moderate | 2034 | 0.47845
lfill-gas | geo_moderate | 2036 | 0.4724
lfill-gas | geo_moderate | 2038 | 0.47806
lfill-gas | geo_moderate | 2040 | 0.48986
lfill-gas | geo_moderate | 2042 | 0.49754
lfill-gas | geo_moderate | 2044 | 0.49728
lfill-gas | geo_moderate | 2046 | 0.49617
lfill-gas | geo_moderate | 2048 | 0.49826
lfill-gas | geo_moderate | 2050 | 0.50461
wind-ons | geo_moderate | 2010 | 0.30896
wind-ons | geo_moderate | 2012 | 0.31504
wind-ons | geo_moderate | 2014 | 0.33175
wind-ons | geo_moderate | 2016 | 0.31008
wind-ons | geo_moderate | 2018 | 0.33007
wind-ons | geo_moderate | 2020 | 0.33756
wind-ons | geo_moderate | 2022 | 0.30561
wind-ons | geo_moderate | 2024 | 0.39353
wind-ons | geo_moderate | 2026 | 0.39605
wind-ons | geo_moderate | 2028 | 0.39892
wind-ons | geo_moderate | 2030 | 0.40185
wind-ons | geo_moderate | 2032 | 0.39852
wind-ons | geo_moderate | 2034 | 0.40221
wind-ons | geo_moderate | 2036 | 0.40178
wind-ons | geo_moderate | 2038 | 0.40802
wind-ons | geo_moderate | 2040 | 0.41627
wind-ons | geo_moderate | 2042 | 0.41481
wind-ons | geo_moderate | 2044 | 0.41258
wind-ons | geo_moderate | 2046 | 0.41505
wind-ons | geo_moderate | 2048 | 0.41725
wind-ons | geo_moderate | 2050 | 0.42027
wind-ofs | geo_moderate | 2016 | 0.39164
wind-ofs | geo_moderate | 2018 | 0.40534
wind-ofs | geo_moderate | 2020 | 0.4104
wind-ofs | geo_moderate | 2022 | 0.33439
wind-ofs | geo_moderate | 2024 | 0.35555
wind-ofs | geo_moderate | 2026 | 0.36867
wind-ofs | geo_moderate | 2028 | 0.38624
wind-ofs | geo_moderate | 2030 | 0.40789
wind-ofs | geo_moderate | 2032 | 0.40149
wind-ofs | geo_moderate | 2034 | 0.40288
wind-ofs | geo_moderate | 2036 | 0.41194
wind-ofs | geo_moderate | 2038 | 0.41484
wind-ofs | geo_moderate | 2040 | 0.42786
wind-ofs | geo_moderate | 2042 | 0.4375
wind-ofs | geo_moderate | 2044 | 0.42659
wind-ofs | geo_moderate | 2046 | 0.43519
wind-ofs | geo_moderate | 2048 | 0.43718
wind-ofs | geo_moderate | 2050 | 0.43074
csp | geo_moderate | 2014 | 0.3148
csp | geo_moderate | 2016 | 0.3126
csp | geo_moderate | 2018 | 0.3148
csp | geo_moderate | 2020 | 0.31214
csp | geo_moderate | 2022 | 0.29775
csp | geo_moderate | 2024 | 0.30875
csp | geo_moderate | 2026 | 0.31352
csp | geo_moderate | 2028 | 0.3148
csp | geo_moderate | 2030 | 0.31209
csp | geo_moderate | 2032 | 0.29091
csp | geo_moderate | 2034 | 0.3148
csp | geo_moderate | 2036 | 0.31194
csp | geo_moderate | 2038 | 0.29861
csp | geo_moderate | 2040 | 0.3148
csp | geo_moderate | 2042 | 0.3148
csp | geo_moderate | 2044 | 0.3148
upv | geo_moderate | 2010 | 0.26005
upv | geo_moderate | 2012 | 0.28579
upv | geo_moderate | 2014 | 0.30185
upv | geo_moderate | 2016 | 0.27989
upv | geo_moderate | 2018 | 0.26492
upv | geo_moderate | 2020 | 0.24417
upv | geo_moderate | 2022 | 0.20037
upv | geo_moderate | 2024 | 0.22643
upv | geo_moderate | 2026 | 0.23509
upv | geo_moderate | 2028 | 0.24309
upv | geo_moderate | 2030 | 0.2481
upv | geo_moderate | 2032 | 0.24673
upv | geo_moderate | 2034 | 0.24615
upv | geo_moderate | 2036 | 0.24465
upv | geo_moderate | 2038 | 0.2412
upv | geo_moderate | 2040 | 0.24066
upv | geo_moderate | 2042 | 0.23641
upv | geo_moderate | 2044 | 0.23881
upv | geo_moderate | 2046 | 0.24208
upv | geo_moderate | 2048 | 0.24181
upv | geo_moderate | 2050 | 0.24294
dupv | geo_moderate | 2010 | 0.22945
dupv | geo_moderate | 2012 | 0.25344
dupv | geo_moderate | 2014 | 0.25826
dupv | geo_moderate | 2016 | 0.24183
dupv | geo_moderate | 2018 | 0.23588
dupv | geo_moderate | 2020 | 0.23465
dupv | geo_moderate | 2022 | 0.18868
dupv | geo_moderate | 2024 | 0.23642
dupv | geo_moderate | 2026 | 0.22857
dupv | geo_moderate | 2028 | 0.22884
dupv | geo_moderate | 2030 | 0.21379
dupv | geo_moderate | 2032 | 0.21513
dupv | geo_moderate | 2034 | 0.21465
dupv | geo_moderate | 2036 | 0.20441
dupv | geo_moderate | 2038 | 0.20405
dupv | geo_moderate | 2040 | 0.20423
dupv | geo_moderate | 2042 | 0.20846
dupv | geo_moderate | 2044 | 0.21108
dupv | geo_moderate | 2046 | 0.2159
dupv | geo_moderate | 2048 | 0.2235
dupv | geo_moderate | 2050 | 0.24017
distpv | geo_moderate | 2010 | 0.19737
distpv | geo_moderate | 2012 | 0.1822
distpv | geo_moderate | 2014 | 0.18226
distpv | geo_moderate | 2016 | 0.18138
distpv | geo_moderate | 2018 | 0.18074
distpv | geo_moderate | 2020 | 0.1799
distpv | geo_moderate | 2022 | 0.1671
distpv | geo_moderate | 2024 | 0.16802
distpv | geo_moderate | 2026 | 0.16081
distpv | geo_moderate | 2028 | 0.16354
distpv | geo_moderate | 2030 | 0.15541
distpv | geo_moderate | 2032 | 0.15587
distpv | geo_moderate | 2034 | 0.15536
distpv | geo_moderate | 2036 | 0.14791
distpv | geo_moderate | 2038 | 0.15231
distpv | geo_moderate | 2040 | 0.14713
distpv | geo_moderate | 2042 | 0.16299
distpv | geo_moderate | 2044 | 0.16107
distpv | geo_moderate | 2046 | 0.16582
distpv | geo_moderate | 2048 | 0.16809
distpv | geo_moderate | 2050 | 0.16767
pvb | geo_moderate | 2012 | 0.33463
pvb | geo_moderate | 2014 | 0.26505
pvb | geo_moderate | 2016 | 0.28739
pvb | geo_moderate | 2018 | 0.24657
pvb | geo_moderate | 2020 | 0.23265
pvb | geo_moderate | 2022 | 0.12946
pvb | geo_moderate | 2024 | 0.25961
pvb | geo_moderate | 2026 | 0.24994
pvb | geo_moderate | 2028 | 0.2544
pvb | geo_moderate | 2030 | 0.25709
pvb | geo_moderate | 2032 | 0.26146
pvb | geo_moderate | 2034 | 0.25834
pvb | geo_moderate | 2036 | 0.26387
pvb | geo_moderate | 2038 | 0.26648
pvb | geo_moderate | 2040 | 0.26641
pvb | geo_moderate | 2042 | 0.25806
pvb | geo_moderate | 2044 | 0.25465
pvb | geo_moderate | 2046 | 0.23113
pvb | geo_moderate | 2048 | 0.22914
pvb | geo_moderate | 2050 | 0.25355
battery_2 | geo_moderate | 2010 | 0.034284
battery_2 | geo_moderate | 2012 | 0.018714
battery_2 | geo_moderate | 2014 | 0.033974
battery_2 | geo_moderate | 2016 | 0.014594
battery_2 | geo_moderate | 2018 | 0.021479
battery_2 | geo_moderate | 2020 | 0.034005
battery_2 | geo_moderate | 2022 | 0.051008
battery_2 | geo_moderate | 2024 | 0.083978
battery_2 | geo_moderate | 2026 | 0.08268
battery_2 | geo_moderate | 2028 | 0.072781
battery_2 | geo_moderate | 2030 | 0.073291
battery_2 | geo_moderate | 2032 | 0.071085
battery_2 | geo_moderate | 2034 | 0.075424
battery_2 | geo_moderate | 2036 | 0.085521
battery_2 | geo_moderate | 2038 | 0.096641
battery_2 | geo_moderate | 2040 | 0.098298
battery_2 | geo_moderate | 2042 | 0.088273
battery_2 | geo_moderate | 2044 | 0.090484
battery_2 | geo_moderate | 2046 | 0.075509
battery_2 | geo_moderate | 2048 | 0.055165
battery_2 | geo_moderate | 2050 | 0.054047
battery_4 | geo_moderate | 2012 | 0.027397
battery_4 | geo_moderate | 2014 | 0.00044749
battery_4 | geo_moderate | 2016 | 0.00017566
battery_4 | geo_moderate | 2018 | 0.0018654
battery_4 | geo_moderate | 2020 | 0.0093285
battery_4 | geo_moderate | 2022 | 0.11632
battery_4 | geo_moderate | 2024 | 0.16401
battery_4 | geo_moderate | 2026 | 0.18449
battery_4 | geo_moderate | 2028 | 0.17606
battery_4 | geo_moderate | 2030 | 0.16839
battery_4 | geo_moderate | 2032 | 0.15105
battery_4 | geo_moderate | 2034 | 0.14332
battery_4 | geo_moderate | 2036 | 0.14505
battery_4 | geo_moderate | 2038 | 0.13964
battery_4 | geo_moderate | 2040 | 0.13507
battery_4 | geo_moderate | 2042 | 0.14011
battery_4 | geo_moderate | 2044 | 0.15393
battery_4 | geo_moderate | 2046 | 0.15492
battery_4 | geo_moderate | 2048 | 0.13777
battery_4 | geo_moderate | 2050 | 0.12442
battery_6 | geo_moderate | 2022 | 0.1497
battery_6 | geo_moderate | 2024 | 0.11537
battery_6 | geo_moderate | 2026 | 0.31159
battery_6 | geo_moderate | 2028 | 0.28448
battery_6 | geo_moderate | 2030 | 0.29199
battery_6 | geo_moderate | 2032 | 0.24881
battery_6 | geo_moderate | 2034 | 0.23745
battery_6 | geo_moderate | 2036 | 0.21051
battery_6 | geo_moderate | 2038 | 0.19796
battery_6 | geo_moderate | 2040 | 0.1755
battery_6 | geo_moderate | 2042 | 0.16556
battery_6 | geo_moderate | 2044 | 0.15754
battery_6 | geo_moderate | 2046 | 0.17104
battery_6 | geo_moderate | 2048 | 0.18045
battery_6 | geo_moderate | 2050 | 0.19671
battery_8 | geo_moderate | 2022 | 0.2225
battery_8 | geo_moderate | 2024 | 0.037231
battery_8 | geo_moderate | 2026 | 0.10348
battery_8 | geo_moderate | 2028 | 0.072355
battery_8 | geo_moderate | 2030 | 0.022572
battery_8 | geo_moderate | 2032 | 0.34359
battery_8 | geo_moderate | 2034 | 0.31006
battery_8 | geo_moderate | 2036 | 0.27817
battery_8 | geo_moderate | 2038 | 0.23982
battery_8 | geo_moderate | 2040 | 0.19531
battery_8 | geo_moderate | 2042 | 0.16371
battery_8 | geo_moderate | 2044 | 0.15392
battery_8 | geo_moderate | 2046 | 0.17082
battery_8 | geo_moderate | 2048 | 0.2003
battery_8 | geo_moderate | 2050 | 0.20276
battery_10 | geo_moderate | 2022 | 0.24964
battery_10 | geo_moderate | 2024 | 0.053787
battery_10 | geo_moderate | 2026 | 0.13403
battery_10 | geo_moderate | 2028 | 0.085496
battery_10 | geo_moderate | 2030 | 0.042597
battery_10 | geo_moderate | 2032 | 0.11835
battery_10 | geo_moderate | 2034 | 0.033183
battery_10 | geo_moderate | 2036 | 0.04744
pumped-hydro | geo_moderate | 2010 | 0.080279
pumped-hydro | geo_moderate | 2012 | 0.0664
pumped-hydro | geo_moderate | 2014 | 0.090975
pumped-hydro | geo_moderate | 2016 | 0.066294
pumped-hydro | geo_moderate | 2018 | 0.06028
pumped-hydro | geo_moderate | 2020 | 0.063905
pumped-hydro | geo_moderate | 2022 | 0.084682
pumped-hydro | geo_moderate | 2024 | 0.12679
pumped-hydro | geo_moderate | 2026 | 0.16203
pumped-hydro | geo_moderate | 2028 | 0.16793
pumped-hydro | geo_moderate | 2030 | 0.14294
pumped-hydro | geo_moderate | 2032 | 0.11764
pumped-hydro | geo_moderate | 2034 | 0.075091
pumped-hydro | geo_moderate | 2036 | 0.055486
pumped-hydro | geo_moderate | 2038 | 0.048207
pumped-hydro | geo_moderate | 2040 | 0.018439
pumped-hydro | geo_moderate | 2042 | 0.014226
pumped-hydro | geo_moderate | 2044 | 0.013953
pumped-hydro | geo_moderate | 2046 | 0.030813
pumped-hydro | geo_moderate | 2048 | 0.027935
pumped-hydro | geo_moderate | 2050 | 0.025309
Canada | geo_moderate | 2010 | 0.86372
Canada | geo_moderate | 2012 | 0.86351
Canada | geo_moderate | 2014 | 0.87518
Canada | geo_moderate | 2016 | 0.87506
Canada | geo_moderate | 2018 | 0.87399
Canada | geo_moderate | 2020 | 0.87293
Canada | geo_moderate | 2022 | 0.60912
Canada | geo_moderate | 2024 | 0.87519
Canada | geo_moderate | 2026 | 0.87519
Canada | geo_moderate | 2028 | 0.87519
Canada | geo_moderate | 2030 | 0.87391
Canada | geo_moderate | 2032 | 0.87519
Canada | geo_moderate | 2034 | 0.87519
Canada | geo_moderate | 2036 | 0.87519
Canada | geo_moderate | 2038 | 0.87519
Canada | geo_moderate | 2040 | 0.87519
Canada | geo_moderate | 2042 | 0.87519
Canada | geo_moderate | 2044 | 0.87519
Canada | geo_moderate | 2046 | 0.87519
Canada | geo_moderate | 2048 | 0.87519
Canada | geo_moderate | 2050 | 0.87519

## 43_Monetized health damages ove
cr | model | scenario | year | Total health damages (billion $)
acs | ap2 | geo_moderate | 2010 | 147.9984
acs | ap2 | geo_moderate | 2011 | 145.4695
acs | ap2 | geo_moderate | 2012 | 119.4518
acs | ap2 | geo_moderate | 2013 | 118.5666
acs | ap2 | geo_moderate | 2014 | 130.1226
acs | ap2 | geo_moderate | 2015 | 129.6542
acs | ap2 | geo_moderate | 2016 | 90.596
acs | ap2 | geo_moderate | 2017 | 90.5527
acs | ap2 | geo_moderate | 2018 | 73.1259
acs | ap2 | geo_moderate | 2019 | 73.0566
acs | ap2 | geo_moderate | 2020 | 71.6825
acs | ap2 | geo_moderate | 2021 | 71.5301
acs | ap2 | geo_moderate | 2022 | 64.5717
acs | ap2 | geo_moderate | 2023 | 64.3141
acs | ap2 | geo_moderate | 2024 | 21.5554
acs | ap2 | geo_moderate | 2025 | 21.4813
acs | ap2 | geo_moderate | 2026 | 15.3608
acs | ap2 | geo_moderate | 2027 | 15.2909
acs | ap2 | geo_moderate | 2028 | 8.6909
acs | ap2 | geo_moderate | 2029 | 8.6264
acs | ap2 | geo_moderate | 2030 | 7.7278
acs | ap2 | geo_moderate | 2031 | 7.678
acs | ap2 | geo_moderate | 2032 | 7.0967
acs | ap2 | geo_moderate | 2033 | 7.0494
acs | ap2 | geo_moderate | 2034 | 6.9405
acs | ap2 | geo_moderate | 2035 | 6.9006
acs | ap2 | geo_moderate | 2036 | 6.6677
acs | ap2 | geo_moderate | 2037 | 6.6258
acs | ap2 | geo_moderate | 2038 | 6.6812
acs | ap2 | geo_moderate | 2039 | 6.6393
acs | ap2 | geo_moderate | 2040 | 7.4623
acs | ap2 | geo_moderate | 2041 | 7.4191
acs | ap2 | geo_moderate | 2042 | 7.8916
acs | ap2 | geo_moderate | 2043 | 7.8777
acs | ap2 | geo_moderate | 2044 | 8.1957
acs | ap2 | geo_moderate | 2045 | 8.1786
acs | ap2 | geo_moderate | 2046 | 8.2484
acs | ap2 | geo_moderate | 2047 | 8.2324
acs | ap2 | geo_moderate | 2048 | 8.6374
acs | ap2 | geo_moderate | 2049 | 8.6206
acs | ap2 | geo_moderate | 2050 | 7.8644
acs | easiur | geo_moderate | 2010 | 164.8939
acs | easiur | geo_moderate | 2011 | 162.9771
acs | easiur | geo_moderate | 2012 | 135.8683
acs | easiur | geo_moderate | 2013 | 135.1743
acs | easiur | geo_moderate | 2014 | 146.3181
acs | easiur | geo_moderate | 2015 | 145.9541
acs | easiur | geo_moderate | 2016 | 102.8077
acs | easiur | geo_moderate | 2017 | 102.7525
acs | easiur | geo_moderate | 2018 | 81.3451
acs | easiur | geo_moderate | 2019 | 81.2781
acs | easiur | geo_moderate | 2020 | 81.7436
acs | easiur | geo_moderate | 2021 | 81.5961
acs | easiur | geo_moderate | 2022 | 70.6336
acs | easiur | geo_moderate | 2023 | 70.4079
acs | easiur | geo_moderate | 2024 | 24.038
acs | easiur | geo_moderate | 2025 | 23.9596
acs | easiur | geo_moderate | 2026 | 16.9793
acs | easiur | geo_moderate | 2027 | 16.9062
acs | easiur | geo_moderate | 2028 | 10.3432
acs | easiur | geo_moderate | 2029 | 10.2807
acs | easiur | geo_moderate | 2030 | 9.0972
acs | easiur | geo_moderate | 2031 | 9.0555
acs | easiur | geo_moderate | 2032 | 8.4902
acs | easiur | geo_moderate | 2033 | 8.4533
acs | easiur | geo_moderate | 2034 | 8.3526
acs | easiur | geo_moderate | 2035 | 8.3193
acs | easiur | geo_moderate | 2036 | 8.0561
acs | easiur | geo_moderate | 2037 | 8.0239
acs | easiur | geo_moderate | 2038 | 8.2009
acs | easiur | geo_moderate | 2039 | 8.1686
acs | easiur | geo_moderate | 2040 | 9.1603
acs | easiur | geo_moderate | 2041 | 9.1257
acs | easiur | geo_moderate | 2042 | 9.8379
acs | easiur | geo_moderate | 2043 | 9.8114
acs | easiur | geo_moderate | 2044 | 10.2288
acs | easiur | geo_moderate | 2045 | 10.1961
acs | easiur | geo_moderate | 2046 | 10.0971
acs | easiur | geo_moderate | 2047 | 10.066
acs | easiur | geo_moderate | 2048 | 10.9976
acs | easiur | geo_moderate | 2049 | 10.9651
acs | easiur | geo_moderate | 2050 | 10.4368
acs | inmap | geo_moderate | 2010 | 176.9819
acs | inmap | geo_moderate | 2011 | 175.9422
acs | inmap | geo_moderate | 2012 | 145.7776
acs | inmap | geo_moderate | 2013 | 145.4086
acs | inmap | geo_moderate | 2014 | 163.2218
acs | inmap | geo_moderate | 2015 | 163.0272
acs | inmap | geo_moderate | 2016 | 114.1619
acs | inmap | geo_moderate | 2017 | 114.1392
acs | inmap | geo_moderate | 2018 | 90.3276
acs | inmap | geo_moderate | 2019 | 90.296
acs | inmap | geo_moderate | 2020 | 89.2262
acs | inmap | geo_moderate | 2021 | 89.1566
acs | inmap | geo_moderate | 2022 | 79.773
acs | inmap | geo_moderate | 2023 | 79.6605
acs | inmap | geo_moderate | 2024 | 26.5092
acs | inmap | geo_moderate | 2025 | 26.4739
acs | inmap | geo_moderate | 2026 | 19.1864
acs | inmap | geo_moderate | 2027 | 19.1533
acs | inmap | geo_moderate | 2028 | 11.3172
acs | inmap | geo_moderate | 2029 | 11.2877
acs | inmap | geo_moderate | 2030 | 9.9835
acs | inmap | geo_moderate | 2031 | 9.9621
acs | inmap | geo_moderate | 2032 | 9.249
acs | inmap | geo_moderate | 2033 | 9.2293
acs | inmap | geo_moderate | 2034 | 9.1954
acs | inmap | geo_moderate | 2035 | 9.1783
acs | inmap | geo_moderate | 2036 | 8.9264
acs | inmap | geo_moderate | 2037 | 8.9091
acs | inmap | geo_moderate | 2038 | 8.8745
acs | inmap | geo_moderate | 2039 | 8.8572
acs | inmap | geo_moderate | 2040 | 9.9449
acs | inmap | geo_moderate | 2041 | 9.9267
acs | inmap | geo_moderate | 2042 | 10.6688
acs | inmap | geo_moderate | 2043 | 10.6596
acs | inmap | geo_moderate | 2044 | 11.0865
acs | inmap | geo_moderate | 2045 | 11.0752
acs | inmap | geo_moderate | 2046 | 10.9193
acs | inmap | geo_moderate | 2047 | 10.9086
acs | inmap | geo_moderate | 2048 | 11.6545
acs | inmap | geo_moderate | 2049 | 11.6433
acs | inmap | geo_moderate | 2050 | 10.9444
h6c | ap2 | geo_moderate | 2010 | 380.239
h6c | ap2 | geo_moderate | 2011 | 373.7416
h6c | ap2 | geo_moderate | 2012 | 306.8961
h6c | ap2 | geo_moderate | 2013 | 304.6216
h6c | ap2 | geo_moderate | 2014 | 334.3113
h6c | ap2 | geo_moderate | 2015 | 333.1079
h6c | ap2 | geo_moderate | 2016 | 232.7589
h6c | ap2 | geo_moderate | 2017 | 232.6478
h6c | ap2 | geo_moderate | 2018 | 187.8746
h6c | ap2 | geo_moderate | 2019 | 187.6967
h6c | ap2 | geo_moderate | 2020 | 184.1662
h6c | ap2 | geo_moderate | 2021 | 183.7746
h6c | ap2 | geo_moderate | 2022 | 165.8975
h6c | ap2 | geo_moderate | 2023 | 165.2356
h6c | ap2 | geo_moderate | 2024 | 55.3801
h6c | ap2 | geo_moderate | 2025 | 55.1895
h6c | ap2 | geo_moderate | 2026 | 39.4649
h6c | ap2 | geo_moderate | 2027 | 39.2852
h6c | ap2 | geo_moderate | 2028 | 22.3283
h6c | ap2 | geo_moderate | 2029 | 22.1628
h6c | ap2 | geo_moderate | 2030 | 19.854
h6c | ap2 | geo_moderate | 2031 | 19.7261
h6c | ap2 | geo_moderate | 2032 | 18.2327
h6c | ap2 | geo_moderate | 2033 | 18.1111
h6c | ap2 | geo_moderate | 2034 | 17.8314
h6c | ap2 | geo_moderate | 2035 | 17.7289
h6c | ap2 | geo_moderate | 2036 | 17.1305
h6c | ap2 | geo_moderate | 2037 | 17.0228
h6c | ap2 | geo_moderate | 2038 | 17.1652
h6c | ap2 | geo_moderate | 2039 | 17.0575
h6c | ap2 | geo_moderate | 2040 | 19.1718
h6c | ap2 | geo_moderate | 2041 | 19.0609
h6c | ap2 | geo_moderate | 2042 | 20.2748
h6c | ap2 | geo_moderate | 2043 | 20.2391
h6c | ap2 | geo_moderate | 2044 | 21.056
h6c | ap2 | geo_moderate | 2045 | 21.0122
h6c | ap2 | geo_moderate | 2046 | 21.1914
h6c | ap2 | geo_moderate | 2047 | 21.1502
h6c | ap2 | geo_moderate | 2048 | 22.1907
h6c | ap2 | geo_moderate | 2049 | 22.1475
h6c | ap2 | geo_moderate | 2050 | 20.2045
h6c | easiur | geo_moderate | 2010 | 423.6489
h6c | easiur | geo_moderate | 2011 | 418.7244
h6c | easiur | geo_moderate | 2012 | 349.0753
h6c | easiur | geo_moderate | 2013 | 347.2923
h6c | easiur | geo_moderate | 2014 | 375.9229
h6c | easiur | geo_moderate | 2015 | 374.9875
h6c | easiur | geo_moderate | 2016 | 264.1348
h6c | easiur | geo_moderate | 2017 | 263.9929
h6c | easiur | geo_moderate | 2018 | 208.9925
h6c | easiur | geo_moderate | 2019 | 208.8205
h6c | easiur | geo_moderate | 2020 | 210.0164
h6c | easiur | geo_moderate | 2021 | 209.6374
h6c | easiur | geo_moderate | 2022 | 181.4725
h6c | easiur | geo_moderate | 2023 | 180.8926
h6c | easiur | geo_moderate | 2024 | 61.7587
h6c | easiur | geo_moderate | 2025 | 61.5573
h6c | easiur | geo_moderate | 2026 | 43.6233
h6c | easiur | geo_moderate | 2027 | 43.4354
h6c | easiur | geo_moderate | 2028 | 26.5737
h6c | easiur | geo_moderate | 2029 | 26.4132
h6c | easiur | geo_moderate | 2030 | 23.3725
h6c | easiur | geo_moderate | 2031 | 23.2655
h6c | easiur | geo_moderate | 2032 | 21.8131
h6c | easiur | geo_moderate | 2033 | 21.7182
h6c | easiur | geo_moderate | 2034 | 21.4595
h6c | easiur | geo_moderate | 2035 | 21.3738
h6c | easiur | geo_moderate | 2036 | 20.6978
h6c | easiur | geo_moderate | 2037 | 20.6149
h6c | easiur | geo_moderate | 2038 | 21.0696
h6c | easiur | geo_moderate | 2039 | 20.9868
h6c | easiur | geo_moderate | 2040 | 23.5347
h6c | easiur | geo_moderate | 2041 | 23.4456
h6c | easiur | geo_moderate | 2042 | 25.2755
h6c | easiur | geo_moderate | 2043 | 25.2073
h6c | easiur | geo_moderate | 2044 | 26.2798
h6c | easiur | geo_moderate | 2045 | 26.1958
h6c | easiur | geo_moderate | 2046 | 25.9413
h6c | easiur | geo_moderate | 2047 | 25.8614
h6c | easiur | geo_moderate | 2048 | 28.2548
h6c | easiur | geo_moderate | 2049 | 28.1712
h6c | easiur | geo_moderate | 2050 | 26.814
h6c | inmap | geo_moderate | 2010 | 454.7072
h6c | inmap | geo_moderate | 2011 | 452.0359
h6c | inmap | geo_moderate | 2012 | 374.5356
h6c | inmap | geo_moderate | 2013 | 373.5876
h6c | inmap | geo_moderate | 2014 | 419.3538
h6c | inmap | geo_moderate | 2015 | 418.854
h6c | inmap | geo_moderate | 2016 | 293.3075
h6c | inmap | geo_moderate | 2017 | 293.2493
h6c | inmap | geo_moderate | 2018 | 232.0715
h6c | inmap | geo_moderate | 2019 | 231.9902
h6c | inmap | geo_moderate | 2020 | 229.2416
h6c | inmap | geo_moderate | 2021 | 229.0628
h6c | inmap | geo_moderate | 2022 | 204.9546
h6c | inmap | geo_moderate | 2023 | 204.6655
h6c | inmap | geo_moderate | 2024 | 68.1079
h6c | inmap | geo_moderate | 2025 | 68.0172
h6c | inmap | geo_moderate | 2026 | 49.2941
h6c | inmap | geo_moderate | 2027 | 49.209
h6c | inmap | geo_moderate | 2028 | 29.0762
h6c | inmap | geo_moderate | 2029 | 29.0005
h6c | inmap | geo_moderate | 2030 | 25.6496
h6c | inmap | geo_moderate | 2031 | 25.5948
h6c | inmap | geo_moderate | 2032 | 23.7625
h6c | inmap | geo_moderate | 2033 | 23.7119
h6c | inmap | geo_moderate | 2034 | 23.6248
h6c | inmap | geo_moderate | 2035 | 23.581
h6c | inmap | geo_moderate | 2036 | 22.9339
h6c | inmap | geo_moderate | 2037 | 22.8894
h6c | inmap | geo_moderate | 2038 | 22.8005
h6c | inmap | geo_moderate | 2039 | 22.7559
h6c | inmap | geo_moderate | 2040 | 25.5505
h6c | inmap | geo_moderate | 2041 | 25.5038
h6c | inmap | geo_moderate | 2042 | 27.4102
h6c | inmap | geo_moderate | 2043 | 27.3865
h6c | inmap | geo_moderate | 2044 | 28.4834
h6c | inmap | geo_moderate | 2045 | 28.4543
h6c | inmap | geo_moderate | 2046 | 28.0536
h6c | inmap | geo_moderate | 2047 | 28.0261
h6c | inmap | geo_moderate | 2048 | 29.9426
h6c | inmap | geo_moderate | 2049 | 29.9138
h6c | inmap | geo_moderate | 2050 | 28.1181

## 44_Mortality over time (lives-y
cr | model | scenario | year | Total health damages (lives)
acs | ap2 | geo_moderate | 2010 | 14886.825
acs | ap2 | geo_moderate | 2011 | 14632.4494
acs | ap2 | geo_moderate | 2012 | 12015.3874
acs | ap2 | geo_moderate | 2013 | 11926.3428
acs | ap2 | geo_moderate | 2014 | 13088.7396
acs | ap2 | geo_moderate | 2015 | 13041.6248
acs | ap2 | geo_moderate | 2016 | 9112.8416
acs | ap2 | geo_moderate | 2017 | 9108.494
acs | ap2 | geo_moderate | 2018 | 7355.5668
acs | ap2 | geo_moderate | 2019 | 7348.5982
acs | ap2 | geo_moderate | 2020 | 7210.3818
acs | ap2 | geo_moderate | 2021 | 7195.0508
acs | ap2 | geo_moderate | 2022 | 6495.123
acs | ap2 | geo_moderate | 2023 | 6469.2122
acs | ap2 | geo_moderate | 2024 | 2168.2144
acs | ap2 | geo_moderate | 2025 | 2160.7542
acs | ap2 | geo_moderate | 2026 | 1545.1128
acs | ap2 | geo_moderate | 2027 | 1538.0768
acs | ap2 | geo_moderate | 2028 | 874.1956
acs | ap2 | geo_moderate | 2029 | 867.7128
acs | ap2 | geo_moderate | 2030 | 777.3218
acs | ap2 | geo_moderate | 2031 | 772.3146
acs | ap2 | geo_moderate | 2032 | 713.8454
acs | ap2 | geo_moderate | 2033 | 709.0844
acs | ap2 | geo_moderate | 2034 | 698.1324
acs | ap2 | geo_moderate | 2035 | 694.121
acs | ap2 | geo_moderate | 2036 | 670.6928
acs | ap2 | geo_moderate | 2037 | 666.4764
acs | ap2 | geo_moderate | 2038 | 672.0532
acs | ap2 | geo_moderate | 2039 | 667.8368
acs | ap2 | geo_moderate | 2040 | 750.6124
acs | ap2 | geo_moderate | 2041 | 746.2708
acs | ap2 | geo_moderate | 2042 | 793.8004
acs | ap2 | geo_moderate | 2043 | 792.4036
acs | ap2 | geo_moderate | 2044 | 824.39
acs | ap2 | geo_moderate | 2045 | 822.672
acs | ap2 | geo_moderate | 2046 | 829.6932
acs | ap2 | geo_moderate | 2047 | 828.0784
acs | ap2 | geo_moderate | 2048 | 868.8188
acs | ap2 | geo_moderate | 2049 | 867.1278
acs | ap2 | geo_moderate | 2050 | 791.0614
acs | easiur | geo_moderate | 2010 | 16586.3004
acs | easiur | geo_moderate | 2011 | 16393.5012
acs | easiur | geo_moderate | 2012 | 13666.6802
acs | easiur | geo_moderate | 2013 | 13596.8754
acs | easiur | geo_moderate | 2014 | 14717.8094
acs | easiur | geo_moderate | 2015 | 14681.1888
acs | easiur | geo_moderate | 2016 | 10341.1896
acs | easiur | geo_moderate | 2017 | 10335.6366
acs | easiur | geo_moderate | 2018 | 8182.3202
acs | easiur | geo_moderate | 2019 | 8175.5834
acs | easiur | geo_moderate | 2020 | 8222.4028
acs | easiur | geo_moderate | 2021 | 8207.5636
acs | easiur | geo_moderate | 2022 | 7104.876
acs | easiur | geo_moderate | 2023 | 7082.174
acs | easiur | geo_moderate | 2024 | 2417.9298
acs | easiur | geo_moderate | 2025 | 2410.0452
acs | easiur | geo_moderate | 2026 | 1707.9136
acs | easiur | geo_moderate | 2027 | 1700.5582
acs | easiur | geo_moderate | 2028 | 1040.4012
acs | easiur | geo_moderate | 2029 | 1034.1162
acs | easiur | geo_moderate | 2030 | 915.0684
acs | easiur | geo_moderate | 2031 | 910.8772
acs | easiur | geo_moderate | 2032 | 854.0146
acs | easiur | geo_moderate | 2033 | 850.2996
acs | easiur | geo_moderate | 2034 | 840.1716
acs | easiur | geo_moderate | 2035 | 836.817
acs | easiur | geo_moderate | 2036 | 810.349
acs | easiur | geo_moderate | 2037 | 807.106
acs | easiur | geo_moderate | 2038 | 824.906
acs | easiur | geo_moderate | 2039 | 821.663
acs | easiur | geo_moderate | 2040 | 921.4194
acs | easiur | geo_moderate | 2041 | 917.9338
acs | easiur | geo_moderate | 2042 | 989.5764
acs | easiur | geo_moderate | 2043 | 986.9052
acs | easiur | geo_moderate | 2044 | 1028.8958
acs | easiur | geo_moderate | 2045 | 1025.6064
acs | easiur | geo_moderate | 2046 | 1015.6486
acs | easiur | geo_moderate | 2047 | 1012.5232
acs | easiur | geo_moderate | 2048 | 1106.2256
acs | easiur | geo_moderate | 2049 | 1102.9528
acs | easiur | geo_moderate | 2050 | 1049.8176
acs | inmap | geo_moderate | 2010 | 17802.214
acs | inmap | geo_moderate | 2011 | 17697.6294
acs | inmap | geo_moderate | 2012 | 14663.437
acs | inmap | geo_moderate | 2013 | 14626.324
acs | inmap | geo_moderate | 2014 | 16418.1066
acs | inmap | geo_moderate | 2015 | 16398.5378
acs | inmap | geo_moderate | 2016 | 11483.2864
acs | inmap | geo_moderate | 2017 | 11481.0082
acs | inmap | geo_moderate | 2018 | 9085.8484
acs | inmap | geo_moderate | 2019 | 9082.667
acs | inmap | geo_moderate | 2020 | 8975.0598
acs | inmap | geo_moderate | 2021 | 8968.057
acs | inmap | geo_moderate | 2022 | 8024.1878
acs | inmap | geo_moderate | 2023 | 8012.8692
acs | inmap | geo_moderate | 2024 | 2666.5002
acs | inmap | geo_moderate | 2025 | 2662.9484
acs | inmap | geo_moderate | 2026 | 1929.9218
acs | inmap | geo_moderate | 2027 | 1926.5894
acs | inmap | geo_moderate | 2028 | 1138.3704
acs | inmap | geo_moderate | 2029 | 1135.407
acs | inmap | geo_moderate | 2030 | 1004.2156
acs | inmap | geo_moderate | 2031 | 1002.0708
acs | inmap | geo_moderate | 2032 | 930.3334
acs | inmap | geo_moderate | 2033 | 928.3528
acs | inmap | geo_moderate | 2034 | 924.9424
acs | inmap | geo_moderate | 2035 | 923.225
acs | inmap | geo_moderate | 2036 | 897.892
acs | inmap | geo_moderate | 2037 | 896.1482
acs | inmap | geo_moderate | 2038 | 892.6682
acs | inmap | geo_moderate | 2039 | 890.9244
acs | inmap | geo_moderate | 2040 | 1000.3364
acs | inmap | geo_moderate | 2041 | 998.509
acs | inmap | geo_moderate | 2042 | 1073.1464
acs | inmap | geo_moderate | 2043 | 1072.2218
acs | inmap | geo_moderate | 2044 | 1115.1664
acs | inmap | geo_moderate | 2045 | 1114.0282
acs | inmap | geo_moderate | 2046 | 1098.3442
acs | inmap | geo_moderate | 2047 | 1097.2672
acs | inmap | geo_moderate | 2048 | 1172.3048
acs | inmap | geo_moderate | 2049 | 1171.1768
acs | inmap | geo_moderate | 2050 | 1100.874
h6c | ap2 | geo_moderate | 2010 | 38247.3864
h6c | ap2 | geo_moderate | 2011 | 37593.8268
h6c | ap2 | geo_moderate | 2012 | 30869.983
h6c | ap2 | geo_moderate | 2013 | 30641.2032
h6c | ap2 | geo_moderate | 2014 | 33627.6208
h6c | ap2 | geo_moderate | 2015 | 33506.5698
h6c | ap2 | geo_moderate | 2016 | 23412.6912
h6c | ap2 | geo_moderate | 2017 | 23401.5212
h6c | ap2 | geo_moderate | 2018 | 18897.8856
h6c | ap2 | geo_moderate | 2019 | 18879.9814
h6c | ap2 | geo_moderate | 2020 | 18524.8648
h6c | ap2 | geo_moderate | 2021 | 18485.4756
h6c | ap2 | geo_moderate | 2022 | 16687.2544
h6c | ap2 | geo_moderate | 2023 | 16620.6826
h6c | ap2 | geo_moderate | 2024 | 5570.5562
h6c | ap2 | geo_moderate | 2025 | 5551.3894
h6c | ap2 | geo_moderate | 2026 | 3969.6822
h6c | ap2 | geo_moderate | 2027 | 3951.605
h6c | ap2 | geo_moderate | 2028 | 2245.9584
h6c | ap2 | geo_moderate | 2029 | 2229.302
h6c | ap2 | geo_moderate | 2030 | 1997.0714
h6c | ap2 | geo_moderate | 2031 | 1984.2066
h6c | ap2 | geo_moderate | 2032 | 1833.9886
h6c | ap2 | geo_moderate | 2033 | 1821.756
h6c | ap2 | geo_moderate | 2034 | 1793.6182
h6c | ap2 | geo_moderate | 2035 | 1783.3124
h6c | ap2 | geo_moderate | 2036 | 1723.1216
h6c | ap2 | geo_moderate | 2037 | 1712.2888
h6c | ap2 | geo_moderate | 2038 | 1726.6118
h6c | ap2 | geo_moderate | 2039 | 1715.779
h6c | ap2 | geo_moderate | 2040 | 1928.447
h6c | ap2 | geo_moderate | 2041 | 1917.2922
h6c | ap2 | geo_moderate | 2042 | 2039.3942
h6c | ap2 | geo_moderate | 2043 | 2035.8056
h6c | ap2 | geo_moderate | 2044 | 2117.9802
h6c | ap2 | geo_moderate | 2045 | 2113.5662
h6c | ap2 | geo_moderate | 2046 | 2131.5968
h6c | ap2 | geo_moderate | 2047 | 2127.448
h6c | ap2 | geo_moderate | 2048 | 2232.1114
h6c | ap2 | geo_moderate | 2049 | 2227.7668
h6c | ap2 | geo_moderate | 2050 | 2032.3288
h6c | easiur | geo_moderate | 2010 | 42613.8912
h6c | easiur | geo_moderate | 2011 | 42118.5412
h6c | easiur | geo_moderate | 2012 | 35112.6936
h6c | easiur | geo_moderate | 2013 | 34933.3476
h6c | easiur | geo_moderate | 2014 | 37813.2318
h6c | easiur | geo_moderate | 2015 | 37719.1444
h6c | easiur | geo_moderate | 2016 | 26568.7194
h6c | easiur | geo_moderate | 2017 | 26554.4528
h6c | easiur | geo_moderate | 2018 | 21022.0874
h6c | easiur | geo_moderate | 2019 | 21004.7786
h6c | easiur | geo_moderate | 2020 | 21125.072
h6c | easiur | geo_moderate | 2021 | 21086.9466
h6c | easiur | geo_moderate | 2022 | 18253.9072
h6c | easiur | geo_moderate | 2023 | 18195.5802
h6c | easiur | geo_moderate | 2024 | 6212.1638
h6c | easiur | geo_moderate | 2025 | 6191.9066
h6c | easiur | geo_moderate | 2026 | 4387.9712
h6c | easiur | geo_moderate | 2027 | 4369.0732
h6c | easiur | geo_moderate | 2028 | 2672.9914
h6c | easiur | geo_moderate | 2029 | 2656.8434
h6c | easiur | geo_moderate | 2030 | 2350.9884
h6c | easiur | geo_moderate | 2031 | 2340.2202
h6c | easiur | geo_moderate | 2032 | 2194.1278
h6c | easiur | geo_moderate | 2033 | 2184.5832
h6c | easiur | geo_moderate | 2034 | 2158.5646
h6c | easiur | geo_moderate | 2035 | 2149.9454
h6c | easiur | geo_moderate | 2036 | 2081.941
h6c | easiur | geo_moderate | 2037 | 2073.609
h6c | easiur | geo_moderate | 2038 | 2119.3422
h6c | easiur | geo_moderate | 2039 | 2111.0102
h6c | easiur | geo_moderate | 2040 | 2367.299
h6c | easiur | geo_moderate | 2041 | 2358.3436
h6c | easiur | geo_moderate | 2042 | 2542.4052
h6c | easiur | geo_moderate | 2043 | 2535.5424
h6c | easiur | geo_moderate | 2044 | 2643.4228
h6c | easiur | geo_moderate | 2045 | 2634.9718
h6c | easiur | geo_moderate | 2046 | 2609.3734
h6c | easiur | geo_moderate | 2047 | 2601.3434
h6c | easiur | geo_moderate | 2048 | 2842.0852
h6c | easiur | geo_moderate | 2049 | 2833.6766
h6c | easiur | geo_moderate | 2050 | 2697.1574
h6c | inmap | geo_moderate | 2010 | 45737.9682
h6c | inmap | geo_moderate | 2011 | 45469.2706
h6c | inmap | geo_moderate | 2012 | 37673.6876
h6c | inmap | geo_moderate | 2013 | 37578.3372
h6c | inmap | geo_moderate | 2014 | 42181.8508
h6c | inmap | geo_moderate | 2015 | 42131.5748
h6c | inmap | geo_moderate | 2016 | 29503.1356
h6c | inmap | geo_moderate | 2017 | 29497.283
h6c | inmap | geo_moderate | 2018 | 23343.544
h6c | inmap | geo_moderate | 2019 | 23335.3708
h6c | inmap | geo_moderate | 2020 | 23058.8978
h6c | inmap | geo_moderate | 2021 | 23040.9064
h6c | inmap | geo_moderate | 2022 | 20615.9168
h6c | inmap | geo_moderate | 2023 | 20586.8372
h6c | inmap | geo_moderate | 2024 | 6850.818
h6c | inmap | geo_moderate | 2025 | 6841.693
h6c | inmap | geo_moderate | 2026 | 4958.3798
h6c | inmap | geo_moderate | 2027 | 4949.8186
h6c | inmap | geo_moderate | 2028 | 2924.7044
h6c | inmap | geo_moderate | 2029 | 2917.091
h6c | inmap | geo_moderate | 2030 | 2580.0346
h6c | inmap | geo_moderate | 2031 | 2574.5244
h6c | inmap | geo_moderate | 2032 | 2390.2122
h6c | inmap | geo_moderate | 2033 | 2385.1236
h6c | inmap | geo_moderate | 2034 | 2376.368
h6c | inmap | geo_moderate | 2035 | 2371.9554
h6c | inmap | geo_moderate | 2036 | 2306.8686
h6c | inmap | geo_moderate | 2037 | 2302.3886
h6c | inmap | geo_moderate | 2038 | 2293.4476
h6c | inmap | geo_moderate | 2039 | 2288.9676
h6c | inmap | geo_moderate | 2040 | 2570.067
h6c | inmap | geo_moderate | 2041 | 2565.3722
h6c | inmap | geo_moderate | 2042 | 2757.1246
h6c | inmap | geo_moderate | 2043 | 2754.749
h6c | inmap | geo_moderate | 2044 | 2865.0816
h6c | inmap | geo_moderate | 2045 | 2862.1576
h6c | inmap | geo_moderate | 2046 | 2821.848
h6c | inmap | geo_moderate | 2047 | 2819.0808
h6c | inmap | geo_moderate | 2048 | 3011.8618
h6c | inmap | geo_moderate | 2049 | 3008.964
h6c | inmap | geo_moderate | 2050 | 2828.3392

## 45_2022-2050 total undiscounted
cr | model | e | scenario | Health damages (billion $) | Net Level Health damages (billion $)
acs | ap2 | nox | geo_moderate | 44.6813 | 189.2636
acs | ap2 | so2 | geo_moderate | 144.5822 | 189.2636
acs | easiur | nox | geo_moderate | 68.9985 | 219.3447
acs | easiur | so2 | geo_moderate | 150.3462 | 219.3447
acs | inmap | nox | geo_moderate | 84.2136 | 242.5789
acs | inmap | so2 | geo_moderate | 158.3653 | 242.5789
h6c | ap2 | nox | geo_moderate | 114.7848 | 486.2516
h6c | ap2 | so2 | geo_moderate | 371.4668 | 486.2516
h6c | easiur | nox | geo_moderate | 177.2636 | 563.5398
h6c | easiur | so2 | geo_moderate | 386.2762 | 563.5398
h6c | inmap | nox | geo_moderate | 216.3562 | 623.2361
h6c | inmap | so2 | geo_moderate | 406.8799 | 623.2361

## 46_2022-2050 total discounted h
cr | model | e | scenario | Discounted health damages (billion $) | Net Level Discounted health damages (billion $)
acs | ap2 | nox | geo_moderate | 30.5285 | 141.9192
acs | ap2 | so2 | geo_moderate | 111.3907 | 141.9192
acs | easiur | nox | geo_moderate | 45.3758 | 160.1733
acs | easiur | so2 | geo_moderate | 114.7975 | 160.1733
acs | inmap | nox | geo_moderate | 57.1279 | 177.8353
acs | inmap | so2 | geo_moderate | 120.7075 | 177.8353
h6c | ap2 | nox | geo_moderate | 78.4268 | 364.6165
h6c | ap2 | so2 | geo_moderate | 286.1897 | 364.6165
h6c | easiur | nox | geo_moderate | 116.5744 | 411.5173
h6c | easiur | so2 | geo_moderate | 294.9429 | 411.5173
h6c | inmap | nox | geo_moderate | 146.7692 | 456.8968
h6c | inmap | so2 | geo_moderate | 310.1277 | 456.8968

## 47_2022-2050 total mortality (l
cr | model | e | scenario | Health damages (lives) | Net Level Health damages (lives)
acs | ap2 | nox | geo_moderate | 4494.4011 | 19037.6047
acs | ap2 | so2 | geo_moderate | 14543.2036 | 19037.6047
acs | easiur | nox | geo_moderate | 6940.4061 | 22063.3957
acs | easiur | so2 | geo_moderate | 15122.9896 | 22063.3957
acs | inmap | nox | geo_moderate | 8470.8688 | 24400.4711
acs | inmap | so2 | geo_moderate | 15929.6023 | 24400.4711
h6c | ap2 | nox | geo_moderate | 11545.9483 | 48910.9609
h6c | ap2 | so2 | geo_moderate | 37365.0126 | 48910.9609
h6c | easiur | nox | geo_moderate | 17830.5406 | 56685.1949
h6c | easiur | so2 | geo_moderate | 38854.6543 | 56685.1949
h6c | inmap | nox | geo_moderate | 21762.7777 | 62689.8976
h6c | inmap | so2 | geo_moderate | 40927.1199 | 62689.8976

## 48_System cost + health damages
model | scenario | cost_type | year | Average cost ($/MWh) | Net Level Average cost ($/MWh)
ap2 | geo_moderate | System cost | 2010 | 64.4369 | 83.1309
ap2 | geo_moderate | System cost | 2011 | 64.0411 | 82.4156
ap2 | geo_moderate | System cost | 2012 | 60.3987 | 75.7839
ap2 | geo_moderate | System cost | 2013 | 60.1279 | 75.3991
ap2 | geo_moderate | System cost | 2014 | 65.7868 | 82.2802
ap2 | geo_moderate | System cost | 2015 | 65.4129 | 81.8469
ap2 | geo_moderate | System cost | 2016 | 56.2677 | 67.8747
ap2 | geo_moderate | System cost | 2017 | 56.1851 | 67.7865
ap2 | geo_moderate | System cost | 2018 | 58.5373 | 67.8672
ap2 | geo_moderate | System cost | 2019 | 58.3307 | 67.6517
ap2 | geo_moderate | System cost | 2020 | 55.807 | 64.6949
ap2 | geo_moderate | System cost | 2021 | 54.9738 | 63.8428
ap2 | geo_moderate | System cost | 2022 | 64.3729 | 72.2897
ap2 | geo_moderate | System cost | 2023 | 63.3567 | 71.2419
ap2 | geo_moderate | System cost | 2024 | 52.7894 | 55.3894
ap2 | geo_moderate | System cost | 2025 | 52.216 | 54.8071
ap2 | geo_moderate | System cost | 2026 | 51.5356 | 53.3556
ap2 | geo_moderate | System cost | 2027 | 50.9759 | 52.7875
ap2 | geo_moderate | System cost | 2028 | 50.5626 | 51.5687
ap2 | geo_moderate | System cost | 2029 | 50.2328 | 51.2314
ap2 | geo_moderate | System cost | 2030 | 49.432 | 50.3032
ap2 | geo_moderate | System cost | 2031 | 49.432 | 50.2975
ap2 | geo_moderate | System cost | 2032 | 48.5269 | 49.3057
ap2 | geo_moderate | System cost | 2033 | 48.5269 | 49.3005
ap2 | geo_moderate | System cost | 2034 | 47.8816 | 48.6226
ap2 | geo_moderate | System cost | 2035 | 47.8816 | 48.6183
ap2 | geo_moderate | System cost | 2036 | 46.2767 | 46.9674
ap2 | geo_moderate | System cost | 2037 | 46.2767 | 46.963
ap2 | geo_moderate | System cost | 2038 | 45.8849 | 46.5559
ap2 | geo_moderate | System cost | 2039 | 45.8849 | 46.5517
ap2 | geo_moderate | System cost | 2040 | 45.7374 | 46.4648
ap2 | geo_moderate | System cost | 2041 | 45.7374 | 46.4605
ap2 | geo_moderate | System cost | 2042 | 41.2499 | 41.9982
ap2 | geo_moderate | System cost | 2043 | 41.2499 | 41.9969
ap2 | geo_moderate | System cost | 2044 | 41.9079 | 42.6656
ap2 | geo_moderate | System cost | 2045 | 41.9079 | 42.664
ap2 | geo_moderate | System cost | 2046 | 42.7533 | 43.4976
ap2 | geo_moderate | System cost | 2047 | 42.7533 | 43.4962
ap2 | geo_moderate | System cost | 2048 | 42.3882 | 43.1495
ap2 | geo_moderate | System cost | 2049 | 42.3882 | 43.148
ap2 | geo_moderate | System cost | 2050 | 41.4233 | 42.1004
ap2 | geo_moderate | System cost + health | 2010 | 18.694 | 83.1309
ap2 | geo_moderate | System cost + health | 2011 | 18.3745 | 82.4156
ap2 | geo_moderate | System cost + health | 2012 | 15.3852 | 75.7839
ap2 | geo_moderate | System cost + health | 2013 | 15.2712 | 75.3991
ap2 | geo_moderate | System cost + health | 2014 | 16.4934 | 82.2802
ap2 | geo_moderate | System cost + health | 2015 | 16.434 | 81.8469
ap2 | geo_moderate | System cost + health | 2016 | 11.6069 | 67.8747
ap2 | geo_moderate | System cost + health | 2017 | 11.6014 | 67.7865
ap2 | geo_moderate | System cost + health | 2018 | 9.3299 | 67.8672
ap2 | geo_moderate | System cost + health | 2019 | 9.321 | 67.6517
ap2 | geo_moderate | System cost + health | 2020 | 8.8879 | 64.6949
ap2 | geo_moderate | System cost + health | 2021 | 8.8691 | 63.8428
ap2 | geo_moderate | System cost + health | 2022 | 7.9168 | 72.2897
ap2 | geo_moderate | System cost + health | 2023 | 7.8852 | 71.2419
ap2 | geo_moderate | System cost + health | 2024 | 2.6 | 55.3894
ap2 | geo_moderate | System cost + health | 2025 | 2.5911 | 54.8071
ap2 | geo_moderate | System cost + health | 2026 | 1.8199 | 53.3556
ap2 | geo_moderate | System cost + health | 2027 | 1.8116 | 52.7875
ap2 | geo_moderate | System cost + health | 2028 | 1.0061 | 51.5687
ap2 | geo_moderate | System cost + health | 2029 | 0.99866 | 51.2314
ap2 | geo_moderate | System cost + health | 2030 | 0.87112 | 50.3032
ap2 | geo_moderate | System cost + health | 2031 | 0.86551 | 50.2975
ap2 | geo_moderate | System cost + health | 2032 | 0.77878 | 49.3057
ap2 | geo_moderate | System cost + health | 2033 | 0.77358 | 49.3005
ap2 | geo_moderate | System cost + health | 2034 | 0.74094 | 48.6226
ap2 | geo_moderate | System cost + health | 2035 | 0.73669 | 48.6183
ap2 | geo_moderate | System cost + health | 2036 | 0.69063 | 46.9674
ap2 | geo_moderate | System cost + health | 2037 | 0.68629 | 46.963
ap2 | geo_moderate | System cost + health | 2038 | 0.67103 | 46.5559
ap2 | geo_moderate | System cost + health | 2039 | 0.66682 | 46.5517
ap2 | geo_moderate | System cost + health | 2040 | 0.72731 | 46.4648
ap2 | geo_moderate | System cost + health | 2041 | 0.7231 | 46.4605
ap2 | geo_moderate | System cost + health | 2042 | 0.74832 | 41.9982
ap2 | geo_moderate | System cost + health | 2043 | 0.747 | 41.9969
ap2 | geo_moderate | System cost + health | 2044 | 0.7577 | 42.6656
ap2 | geo_moderate | System cost + health | 2045 | 0.75613 | 42.664
ap2 | geo_moderate | System cost + health | 2046 | 0.74432 | 43.4976
ap2 | geo_moderate | System cost + health | 2047 | 0.74287 | 43.4962
ap2 | geo_moderate | System cost + health | 2048 | 0.76131 | 43.1495
ap2 | geo_moderate | System cost + health | 2049 | 0.75983 | 43.148
ap2 | geo_moderate | System cost + health | 2050 | 0.67714 | 42.1004
easiur | geo_moderate | System cost | 2010 | 64.4369 | 85.265
easiur | geo_moderate | System cost | 2011 | 64.0411 | 84.627
easiur | geo_moderate | System cost | 2012 | 60.3987 | 77.8984
easiur | geo_moderate | System cost | 2013 | 60.1279 | 77.5382
easiur | geo_moderate | System cost | 2014 | 65.7868 | 84.333
easiur | geo_moderate | System cost | 2015 | 65.4129 | 83.9129
easiur | geo_moderate | System cost | 2016 | 56.2677 | 69.4392
easiur | geo_moderate | System cost | 2017 | 56.1851 | 69.3495
easiur | geo_moderate | System cost | 2018 | 58.5373 | 68.9158
easiur | geo_moderate | System cost | 2019 | 58.3307 | 68.7007
easiur | geo_moderate | System cost | 2020 | 55.807 | 65.9424
easiur | geo_moderate | System cost | 2021 | 54.9738 | 65.0909
easiur | geo_moderate | System cost | 2022 | 64.3729 | 73.0329
easiur | geo_moderate | System cost | 2023 | 63.3567 | 71.989
easiur | geo_moderate | System cost | 2024 | 52.7894 | 55.6888
easiur | geo_moderate | System cost | 2025 | 52.216 | 55.106
easiur | geo_moderate | System cost | 2026 | 51.5356 | 53.5473
easiur | geo_moderate | System cost | 2027 | 50.9759 | 52.9789
easiur | geo_moderate | System cost | 2028 | 50.5626 | 51.76
easiur | geo_moderate | System cost | 2029 | 50.2328 | 51.4229
easiur | geo_moderate | System cost | 2030 | 49.432 | 50.4575
easiur | geo_moderate | System cost | 2031 | 49.432 | 50.4528
easiur | geo_moderate | System cost | 2032 | 48.5269 | 49.4586
easiur | geo_moderate | System cost | 2033 | 48.5269 | 49.4545
easiur | geo_moderate | System cost | 2034 | 47.8816 | 48.7733
easiur | geo_moderate | System cost | 2035 | 47.8816 | 48.7698
easiur | geo_moderate | System cost | 2036 | 46.2767 | 47.1112
easiur | geo_moderate | System cost | 2037 | 46.2767 | 47.1078
easiur | geo_moderate | System cost | 2038 | 45.8849 | 46.7085
easiur | geo_moderate | System cost | 2039 | 45.8849 | 46.7053
easiur | geo_moderate | System cost | 2040 | 45.7374 | 46.6303
easiur | geo_moderate | System cost | 2041 | 45.7374 | 46.6269
easiur | geo_moderate | System cost | 2042 | 41.2499 | 42.1828
easiur | geo_moderate | System cost | 2043 | 41.2499 | 42.1803
easiur | geo_moderate | System cost | 2044 | 41.9079 | 42.8536
easiur | geo_moderate | System cost | 2045 | 41.9079 | 42.8505
easiur | geo_moderate | System cost | 2046 | 42.7533 | 43.6644
easiur | geo_moderate | System cost | 2047 | 42.7533 | 43.6616
easiur | geo_moderate | System cost | 2048 | 42.3882 | 43.3575
easiur | geo_moderate | System cost | 2049 | 42.3882 | 43.3547
easiur | geo_moderate | System cost | 2050 | 41.4233 | 42.3219
easiur | geo_moderate | System cost + health | 2010 | 20.8281 | 85.265
easiur | geo_moderate | System cost + health | 2011 | 20.586 | 84.627
easiur | geo_moderate | System cost + health | 2012 | 17.4996 | 77.8984
easiur | geo_moderate | System cost + health | 2013 | 17.4102 | 77.5382
easiur | geo_moderate | System cost + health | 2014 | 18.5462 | 84.333
easiur | geo_moderate | System cost + health | 2015 | 18.5001 | 83.9129
easiur | geo_moderate | System cost + health | 2016 | 13.1715 | 69.4392
easiur | geo_moderate | System cost + health | 2017 | 13.1644 | 69.3495
easiur | geo_moderate | System cost + health | 2018 | 10.3785 | 68.9158
easiur | geo_moderate | System cost + health | 2019 | 10.37 | 68.7007
easiur | geo_moderate | System cost + health | 2020 | 10.1354 | 65.9424
easiur | geo_moderate | System cost + health | 2021 | 10.1171 | 65.0909
easiur | geo_moderate | System cost + health | 2022 | 8.66 | 73.0329
easiur | geo_moderate | System cost + health | 2023 | 8.6324 | 71.989
easiur | geo_moderate | System cost + health | 2024 | 2.8995 | 55.6888
easiur | geo_moderate | System cost + health | 2025 | 2.89 | 55.106
easiur | geo_moderate | System cost + health | 2026 | 2.0117 | 53.5473
easiur | geo_moderate | System cost + health | 2027 | 2.003 | 52.9789
easiur | geo_moderate | System cost + health | 2028 | 1.1974 | 51.76
easiur | geo_moderate | System cost + health | 2029 | 1.1902 | 51.4229
easiur | geo_moderate | System cost + health | 2030 | 1.0255 | 50.4575
easiur | geo_moderate | System cost + health | 2031 | 1.0208 | 50.4528
easiur | geo_moderate | System cost + health | 2032 | 0.9317 | 49.4586
easiur | geo_moderate | System cost + health | 2033 | 0.92764 | 49.4545
easiur | geo_moderate | System cost + health | 2034 | 0.89169 | 48.7733
easiur | geo_moderate | System cost + health | 2035 | 0.88813 | 48.7698
easiur | geo_moderate | System cost + health | 2036 | 0.83444 | 47.1112
easiur | geo_moderate | System cost + health | 2037 | 0.8311 | 47.1078
easiur | geo_moderate | System cost + health | 2038 | 0.82365 | 46.7085
easiur | geo_moderate | System cost + health | 2039 | 0.82041 | 46.7053
easiur | geo_moderate | System cost + health | 2040 | 0.89281 | 46.6303
easiur | geo_moderate | System cost + health | 2041 | 0.88943 | 46.6269
easiur | geo_moderate | System cost + health | 2042 | 0.93288 | 42.1828
easiur | geo_moderate | System cost + health | 2043 | 0.93036 | 42.1803
easiur | geo_moderate | System cost + health | 2044 | 0.94567 | 42.8536
easiur | geo_moderate | System cost + health | 2045 | 0.94265 | 42.8505
easiur | geo_moderate | System cost + health | 2046 | 0.91114 | 43.6644
easiur | geo_moderate | System cost + health | 2047 | 0.90834 | 43.6616
easiur | geo_moderate | System cost + health | 2048 | 0.96934 | 43.3575
easiur | geo_moderate | System cost + health | 2049 | 0.96647 | 43.3547
easiur | geo_moderate | System cost + health | 2050 | 0.89863 | 42.3219
inmap | geo_moderate | System cost | 2010 | 64.4369 | 86.7919
inmap | geo_moderate | System cost | 2011 | 64.0411 | 86.2647
inmap | geo_moderate | System cost | 2012 | 60.3987 | 79.1747
inmap | geo_moderate | System cost | 2013 | 60.1279 | 78.8564
inmap | geo_moderate | System cost | 2014 | 65.7868 | 86.4756
inmap | geo_moderate | System cost | 2015 | 65.4129 | 86.077
inmap | geo_moderate | System cost | 2016 | 56.2677 | 70.8939
inmap | geo_moderate | System cost | 2017 | 56.1851 | 70.8083
inmap | geo_moderate | System cost | 2018 | 58.5373 | 70.0619
inmap | geo_moderate | System cost | 2019 | 58.3307 | 69.8512
inmap | geo_moderate | System cost | 2020 | 55.807 | 66.8702
inmap | geo_moderate | System cost | 2021 | 54.9738 | 66.0284
inmap | geo_moderate | System cost | 2022 | 64.3729 | 74.1535
inmap | geo_moderate | System cost | 2023 | 63.3567 | 73.1234
inmap | geo_moderate | System cost | 2024 | 52.7894 | 55.9869
inmap | geo_moderate | System cost | 2025 | 52.216 | 55.4093
inmap | geo_moderate | System cost | 2026 | 51.5356 | 53.8088
inmap | geo_moderate | System cost | 2027 | 50.9759 | 53.2451
inmap | geo_moderate | System cost | 2028 | 50.5626 | 51.8727
inmap | geo_moderate | System cost | 2029 | 50.2328 | 51.5395
inmap | geo_moderate | System cost | 2030 | 49.432 | 50.5574
inmap | geo_moderate | System cost | 2031 | 49.432 | 50.555
inmap | geo_moderate | System cost | 2032 | 48.5269 | 49.5418
inmap | geo_moderate | System cost | 2033 | 48.5269 | 49.5397
inmap | geo_moderate | System cost | 2034 | 47.8816 | 48.8633
inmap | geo_moderate | System cost | 2035 | 47.8816 | 48.8615
inmap | geo_moderate | System cost | 2036 | 46.2767 | 47.2013
inmap | geo_moderate | System cost | 2037 | 46.2767 | 47.1995
inmap | geo_moderate | System cost | 2038 | 45.8849 | 46.7762
inmap | geo_moderate | System cost | 2039 | 45.8849 | 46.7744
inmap | geo_moderate | System cost | 2040 | 45.7374 | 46.7067
inmap | geo_moderate | System cost | 2041 | 45.7374 | 46.705
inmap | geo_moderate | System cost | 2042 | 41.2499 | 42.2616
inmap | geo_moderate | System cost | 2043 | 41.2499 | 42.2607
inmap | geo_moderate | System cost | 2044 | 41.9079 | 42.9328
inmap | geo_moderate | System cost | 2045 | 41.9079 | 42.9318
inmap | geo_moderate | System cost | 2046 | 42.7533 | 43.7386
inmap | geo_moderate | System cost | 2047 | 42.7533 | 43.7377
inmap | geo_moderate | System cost | 2048 | 42.3882 | 43.4154
inmap | geo_moderate | System cost | 2049 | 42.3882 | 43.4144
inmap | geo_moderate | System cost | 2050 | 41.4233 | 42.3656
inmap | geo_moderate | System cost + health | 2010 | 22.3549 | 86.7919
inmap | geo_moderate | System cost + health | 2011 | 22.2236 | 86.2647
inmap | geo_moderate | System cost + health | 2012 | 18.7759 | 79.1747
inmap | geo_moderate | System cost + health | 2013 | 18.7284 | 78.8564
inmap | geo_moderate | System cost + health | 2014 | 20.6888 | 86.4756
inmap | geo_moderate | System cost + health | 2015 | 20.6641 | 86.077
inmap | geo_moderate | System cost + health | 2016 | 14.6262 | 70.8939
inmap | geo_moderate | System cost + health | 2017 | 14.6233 | 70.8083
inmap | geo_moderate | System cost + health | 2018 | 11.5246 | 70.0619
inmap | geo_moderate | System cost + health | 2019 | 11.5206 | 69.8512
inmap | geo_moderate | System cost + health | 2020 | 11.0632 | 66.8702
inmap | geo_moderate | System cost + health | 2021 | 11.0546 | 66.0284
inmap | geo_moderate | System cost + health | 2022 | 9.7806 | 74.1535
inmap | geo_moderate | System cost + health | 2023 | 9.7668 | 73.1234
inmap | geo_moderate | System cost + health | 2024 | 3.1975 | 55.9869
inmap | geo_moderate | System cost + health | 2025 | 3.1933 | 55.4093
inmap | geo_moderate | System cost + health | 2026 | 2.2732 | 53.8088
inmap | geo_moderate | System cost + health | 2027 | 2.2693 | 53.2451
inmap | geo_moderate | System cost + health | 2028 | 1.3102 | 51.8727
inmap | geo_moderate | System cost + health | 2029 | 1.3068 | 51.5395
inmap | geo_moderate | System cost + health | 2030 | 1.1254 | 50.5574
inmap | geo_moderate | System cost + health | 2031 | 1.123 | 50.555
inmap | geo_moderate | System cost + health | 2032 | 1.015 | 49.5418
inmap | geo_moderate | System cost + health | 2033 | 1.0128 | 49.5397
inmap | geo_moderate | System cost + health | 2034 | 0.98166 | 48.8633
inmap | geo_moderate | System cost + health | 2035 | 0.97984 | 48.8615
inmap | geo_moderate | System cost + health | 2036 | 0.92459 | 47.2013
inmap | geo_moderate | System cost + health | 2037 | 0.92279 | 47.1995
inmap | geo_moderate | System cost + health | 2038 | 0.89131 | 46.7762
inmap | geo_moderate | System cost + health | 2039 | 0.88957 | 46.7744
inmap | geo_moderate | System cost + health | 2040 | 0.96928 | 46.7067
inmap | geo_moderate | System cost + health | 2041 | 0.9675 | 46.705
inmap | geo_moderate | System cost + health | 2042 | 1.0117 | 42.2616
inmap | geo_moderate | System cost + health | 2043 | 1.0108 | 42.2607
inmap | geo_moderate | System cost + health | 2044 | 1.025 | 42.9328
inmap | geo_moderate | System cost + health | 2045 | 1.0239 | 42.9318
inmap | geo_moderate | System cost + health | 2046 | 0.98533 | 43.7386
inmap | geo_moderate | System cost + health | 2047 | 0.98436 | 43.7377
inmap | geo_moderate | System cost + health | 2048 | 1.0272 | 43.4154
inmap | geo_moderate | System cost + health | 2049 | 1.0262 | 43.4144
inmap | geo_moderate | System cost + health | 2050 | 0.94234 | 42.3656

## 49_System cost + health damages
model | scenario | cost_type | year | Average cost ($/MWh) | Net Level Average cost ($/MWh)
ap2 | geo_moderate | System cost | 2010 | 64.4369 | 112.4657
ap2 | geo_moderate | System cost | 2011 | 64.0411 | 111.2491
ap2 | geo_moderate | System cost | 2012 | 60.3987 | 99.9265
ap2 | geo_moderate | System cost | 2013 | 60.1279 | 99.3628
ap2 | geo_moderate | System cost | 2014 | 65.7868 | 108.1616
ap2 | geo_moderate | System cost | 2015 | 65.4129 | 107.6352
ap2 | geo_moderate | System cost | 2016 | 56.2677 | 86.0882
ap2 | geo_moderate | System cost | 2017 | 56.1851 | 85.9914
ap2 | geo_moderate | System cost | 2018 | 58.5373 | 82.5076
ap2 | geo_moderate | System cost | 2019 | 58.3307 | 82.2782
ap2 | geo_moderate | System cost | 2020 | 55.807 | 78.6418
ap2 | geo_moderate | System cost | 2021 | 54.9738 | 77.7601
ap2 | geo_moderate | System cost | 2022 | 64.3729 | 84.7128
ap2 | geo_moderate | System cost | 2023 | 63.3567 | 83.6154
ap2 | geo_moderate | System cost | 2024 | 52.7894 | 59.4693
ap2 | geo_moderate | System cost | 2025 | 52.216 | 58.873
ap2 | geo_moderate | System cost | 2026 | 51.5356 | 56.2114
ap2 | geo_moderate | System cost | 2027 | 50.9759 | 55.6303
ap2 | geo_moderate | System cost | 2028 | 50.5626 | 53.1475
ap2 | geo_moderate | System cost | 2029 | 50.2328 | 52.7985
ap2 | geo_moderate | System cost | 2030 | 49.432 | 51.6701
ap2 | geo_moderate | System cost | 2031 | 49.432 | 51.6557
ap2 | geo_moderate | System cost | 2032 | 48.5269 | 50.5277
ap2 | geo_moderate | System cost | 2033 | 48.5269 | 50.5143
ap2 | geo_moderate | System cost | 2034 | 47.8816 | 49.7852
ap2 | geo_moderate | System cost | 2035 | 47.8816 | 49.7743
ap2 | geo_moderate | System cost | 2036 | 46.2767 | 48.0511
ap2 | geo_moderate | System cost | 2037 | 46.2767 | 48.0399
ap2 | geo_moderate | System cost | 2038 | 45.8849 | 47.6088
ap2 | geo_moderate | System cost | 2039 | 45.8849 | 47.598
ap2 | geo_moderate | System cost | 2040 | 45.7374 | 47.606
ap2 | geo_moderate | System cost | 2041 | 45.7374 | 47.5952
ap2 | geo_moderate | System cost | 2042 | 41.2499 | 43.1725
ap2 | geo_moderate | System cost | 2043 | 41.2499 | 43.1691
ap2 | geo_moderate | System cost | 2044 | 41.9079 | 43.8545
ap2 | geo_moderate | System cost | 2045 | 41.9079 | 43.8505
ap2 | geo_moderate | System cost | 2046 | 42.7533 | 44.6656
ap2 | geo_moderate | System cost | 2047 | 42.7533 | 44.6618
ap2 | geo_moderate | System cost | 2048 | 42.3882 | 44.3441
ap2 | geo_moderate | System cost | 2049 | 42.3882 | 44.3403
ap2 | geo_moderate | System cost | 2050 | 41.4233 | 43.163
ap2 | geo_moderate | System cost + health | 2010 | 48.0288 | 112.4657
ap2 | geo_moderate | System cost + health | 2011 | 47.2081 | 111.2491
ap2 | geo_moderate | System cost + health | 2012 | 39.5278 | 99.9265
ap2 | geo_moderate | System cost + health | 2013 | 39.2348 | 99.3628
ap2 | geo_moderate | System cost + health | 2014 | 42.3748 | 108.1616
ap2 | geo_moderate | System cost + health | 2015 | 42.2223 | 107.6352
ap2 | geo_moderate | System cost + health | 2016 | 29.8205 | 86.0882
ap2 | geo_moderate | System cost + health | 2017 | 29.8063 | 85.9914
ap2 | geo_moderate | System cost + health | 2018 | 23.9703 | 82.5076
ap2 | geo_moderate | System cost + health | 2019 | 23.9476 | 82.2782
ap2 | geo_moderate | System cost + health | 2020 | 22.8349 | 78.6418
ap2 | geo_moderate | System cost + health | 2021 | 22.7863 | 77.7601
ap2 | geo_moderate | System cost + health | 2022 | 20.3399 | 84.7128
ap2 | geo_moderate | System cost + health | 2023 | 20.2587 | 83.6154
ap2 | geo_moderate | System cost + health | 2024 | 6.6799 | 59.4693
ap2 | geo_moderate | System cost + health | 2025 | 6.6569 | 58.873
ap2 | geo_moderate | System cost + health | 2026 | 4.6758 | 56.2114
ap2 | geo_moderate | System cost + health | 2027 | 4.6545 | 55.6303
ap2 | geo_moderate | System cost + health | 2028 | 2.5849 | 53.1475
ap2 | geo_moderate | System cost + health | 2029 | 2.5657 | 52.7985
ap2 | geo_moderate | System cost + health | 2030 | 2.2381 | 51.6701
ap2 | geo_moderate | System cost + health | 2031 | 2.2237 | 51.6557
ap2 | geo_moderate | System cost + health | 2032 | 2.0008 | 50.5277
ap2 | geo_moderate | System cost + health | 2033 | 1.9875 | 50.5143
ap2 | geo_moderate | System cost + health | 2034 | 1.9036 | 49.7852
ap2 | geo_moderate | System cost + health | 2035 | 1.8927 | 49.7743
ap2 | geo_moderate | System cost + health | 2036 | 1.7744 | 48.0511
ap2 | geo_moderate | System cost + health | 2037 | 1.7632 | 48.0399
ap2 | geo_moderate | System cost + health | 2038 | 1.724 | 47.6088
ap2 | geo_moderate | System cost + health | 2039 | 1.7132 | 47.598
ap2 | geo_moderate | System cost + health | 2040 | 1.8686 | 47.606
ap2 | geo_moderate | System cost + health | 2041 | 1.8578 | 47.5952
ap2 | geo_moderate | System cost + health | 2042 | 1.9226 | 43.1725
ap2 | geo_moderate | System cost + health | 2043 | 1.9192 | 43.1691
ap2 | geo_moderate | System cost + health | 2044 | 1.9467 | 43.8545
ap2 | geo_moderate | System cost + health | 2045 | 1.9426 | 43.8505
ap2 | geo_moderate | System cost + health | 2046 | 1.9123 | 44.6656
ap2 | geo_moderate | System cost + health | 2047 | 1.9085 | 44.6618
ap2 | geo_moderate | System cost + health | 2048 | 1.9559 | 44.3441
ap2 | geo_moderate | System cost + health | 2049 | 1.9521 | 44.3403
ap2 | geo_moderate | System cost + health | 2050 | 1.7397 | 43.163
easiur | geo_moderate | System cost | 2010 | 64.4369 | 117.9489
easiur | geo_moderate | System cost | 2011 | 64.0411 | 116.931
easiur | geo_moderate | System cost | 2012 | 60.3987 | 105.3591
easiur | geo_moderate | System cost | 2013 | 60.1279 | 104.8587
easiur | geo_moderate | System cost | 2014 | 65.7868 | 113.436
easiur | geo_moderate | System cost | 2015 | 65.4129 | 112.9435
easiur | geo_moderate | System cost | 2016 | 56.2677 | 90.108
easiur | geo_moderate | System cost | 2017 | 56.1851 | 90.0072
easiur | geo_moderate | System cost | 2018 | 58.5373 | 85.2019
easiur | geo_moderate | System cost | 2019 | 58.3307 | 84.9734
easiur | geo_moderate | System cost | 2020 | 55.807 | 81.847
easiur | geo_moderate | System cost | 2021 | 54.9738 | 80.9668
easiur | geo_moderate | System cost | 2022 | 64.3729 | 86.6223
easiur | geo_moderate | System cost | 2023 | 63.3567 | 85.535
easiur | geo_moderate | System cost | 2024 | 52.7894 | 60.2387
easiur | geo_moderate | System cost | 2025 | 52.216 | 59.641
easiur | geo_moderate | System cost | 2026 | 51.5356 | 56.7041
easiur | geo_moderate | System cost | 2027 | 50.9759 | 56.122
easiur | geo_moderate | System cost | 2028 | 50.5626 | 53.639
easiur | geo_moderate | System cost | 2029 | 50.2328 | 53.2906
easiur | geo_moderate | System cost | 2030 | 49.432 | 52.0667
easiur | geo_moderate | System cost | 2031 | 49.432 | 52.0547
easiur | geo_moderate | System cost | 2032 | 48.5269 | 50.9206
easiur | geo_moderate | System cost | 2033 | 48.5269 | 50.9102
easiur | geo_moderate | System cost | 2034 | 47.8816 | 50.1726
easiur | geo_moderate | System cost | 2035 | 47.8816 | 50.1634
easiur | geo_moderate | System cost | 2036 | 46.2767 | 48.4206
easiur | geo_moderate | System cost | 2037 | 46.2767 | 48.412
easiur | geo_moderate | System cost | 2038 | 45.8849 | 48.001
easiur | geo_moderate | System cost | 2039 | 45.8849 | 47.9927
easiur | geo_moderate | System cost | 2040 | 45.7374 | 48.0312
easiur | geo_moderate | System cost | 2041 | 45.7374 | 48.0226
easiur | geo_moderate | System cost | 2042 | 41.2499 | 43.6466
easiur | geo_moderate | System cost | 2043 | 41.2499 | 43.6402
easiur | geo_moderate | System cost | 2044 | 41.9079 | 44.3375
easiur | geo_moderate | System cost | 2045 | 41.9079 | 44.3297
easiur | geo_moderate | System cost | 2046 | 42.7533 | 45.0942
easiur | geo_moderate | System cost | 2047 | 42.7533 | 45.087
easiur | geo_moderate | System cost | 2048 | 42.3882 | 44.8786
easiur | geo_moderate | System cost | 2049 | 42.3882 | 44.8712
easiur | geo_moderate | System cost | 2050 | 41.4233 | 43.732
easiur | geo_moderate | System cost + health | 2010 | 53.512 | 117.9489
easiur | geo_moderate | System cost + health | 2011 | 52.8899 | 116.931
easiur | geo_moderate | System cost + health | 2012 | 44.9604 | 105.3591
easiur | geo_moderate | System cost + health | 2013 | 44.7307 | 104.8587
easiur | geo_moderate | System cost + health | 2014 | 47.6492 | 113.436
easiur | geo_moderate | System cost + health | 2015 | 47.5306 | 112.9435
easiur | geo_moderate | System cost + health | 2016 | 33.8403 | 90.108
easiur | geo_moderate | System cost + health | 2017 | 33.8222 | 90.0072
easiur | geo_moderate | System cost + health | 2018 | 26.6646 | 85.2019
easiur | geo_moderate | System cost + health | 2019 | 26.6427 | 84.9734
easiur | geo_moderate | System cost + health | 2020 | 26.04 | 81.847
easiur | geo_moderate | System cost + health | 2021 | 25.993 | 80.9668
easiur | geo_moderate | System cost + health | 2022 | 22.2494 | 86.6223
easiur | geo_moderate | System cost + health | 2023 | 22.1783 | 85.535
easiur | geo_moderate | System cost + health | 2024 | 7.4493 | 60.2387
easiur | geo_moderate | System cost + health | 2025 | 7.425 | 59.641
easiur | geo_moderate | System cost + health | 2026 | 5.1684 | 56.7041
easiur | geo_moderate | System cost + health | 2027 | 5.1462 | 56.122
easiur | geo_moderate | System cost + health | 2028 | 3.0764 | 53.639
easiur | geo_moderate | System cost + health | 2029 | 3.0578 | 53.2906
easiur | geo_moderate | System cost + health | 2030 | 2.6347 | 52.0667
easiur | geo_moderate | System cost + health | 2031 | 2.6226 | 52.0547
easiur | geo_moderate | System cost + health | 2032 | 2.3937 | 50.9206
easiur | geo_moderate | System cost + health | 2033 | 2.3833 | 50.9102
easiur | geo_moderate | System cost + health | 2034 | 2.2909 | 50.1726
easiur | geo_moderate | System cost + health | 2035 | 2.2818 | 50.1634
easiur | geo_moderate | System cost + health | 2036 | 2.1438 | 48.4206
easiur | geo_moderate | System cost + health | 2037 | 2.1353 | 48.412
easiur | geo_moderate | System cost + health | 2038 | 2.1161 | 48.001
easiur | geo_moderate | System cost + health | 2039 | 2.1078 | 47.9927
easiur | geo_moderate | System cost + health | 2040 | 2.2938 | 48.0312
easiur | geo_moderate | System cost + health | 2041 | 2.2851 | 48.0226
easiur | geo_moderate | System cost + health | 2042 | 2.3967 | 43.6466
easiur | geo_moderate | System cost + health | 2043 | 2.3903 | 43.6402
easiur | geo_moderate | System cost + health | 2044 | 2.4296 | 44.3375
easiur | geo_moderate | System cost + health | 2045 | 2.4218 | 44.3297
easiur | geo_moderate | System cost + health | 2046 | 2.3409 | 45.0942
easiur | geo_moderate | System cost + health | 2047 | 2.3337 | 45.087
easiur | geo_moderate | System cost + health | 2048 | 2.4904 | 44.8786
easiur | geo_moderate | System cost + health | 2049 | 2.483 | 44.8712
easiur | geo_moderate | System cost + health | 2050 | 2.3087 | 43.732
inmap | geo_moderate | System cost | 2010 | 64.4369 | 121.8719
inmap | geo_moderate | System cost | 2011 | 64.0411 | 121.1386
inmap | geo_moderate | System cost | 2012 | 60.3987 | 108.6384
inmap | geo_moderate | System cost | 2013 | 60.1279 | 108.2455
inmap | geo_moderate | System cost | 2014 | 65.7868 | 118.941
inmap | geo_moderate | System cost | 2015 | 65.4129 | 118.5037
inmap | geo_moderate | System cost | 2016 | 56.2677 | 93.8456
inmap | geo_moderate | System cost | 2017 | 56.1851 | 93.7555
inmap | geo_moderate | System cost | 2018 | 58.5373 | 88.1465
inmap | geo_moderate | System cost | 2019 | 58.3307 | 87.9295
inmap | geo_moderate | System cost | 2020 | 55.807 | 84.2307
inmap | geo_moderate | System cost | 2021 | 54.9738 | 83.3754
inmap | geo_moderate | System cost | 2022 | 64.3729 | 89.5014
inmap | geo_moderate | System cost | 2023 | 63.3567 | 88.4497
inmap | geo_moderate | System cost | 2024 | 52.7894 | 61.0045
inmap | geo_moderate | System cost | 2025 | 52.216 | 60.4202
inmap | geo_moderate | System cost | 2026 | 51.5356 | 57.3759
inmap | geo_moderate | System cost | 2027 | 50.9759 | 56.8061
inmap | geo_moderate | System cost | 2028 | 50.5626 | 53.9287
inmap | geo_moderate | System cost | 2029 | 50.2328 | 53.5901
inmap | geo_moderate | System cost | 2030 | 49.432 | 52.3234
inmap | geo_moderate | System cost | 2031 | 49.432 | 52.3172
inmap | geo_moderate | System cost | 2032 | 48.5269 | 51.1345
inmap | geo_moderate | System cost | 2033 | 48.5269 | 51.129
inmap | geo_moderate | System cost | 2034 | 47.8816 | 50.4037
inmap | geo_moderate | System cost | 2035 | 47.8816 | 50.3991
inmap | geo_moderate | System cost | 2036 | 46.2767 | 48.6522
inmap | geo_moderate | System cost | 2037 | 46.2767 | 48.6476
inmap | geo_moderate | System cost | 2038 | 45.8849 | 48.1748
inmap | geo_moderate | System cost | 2039 | 45.8849 | 48.1703
inmap | geo_moderate | System cost | 2040 | 45.7374 | 48.2277
inmap | geo_moderate | System cost | 2041 | 45.7374 | 48.2232
inmap | geo_moderate | System cost | 2042 | 41.2499 | 43.8491
inmap | geo_moderate | System cost | 2043 | 41.2499 | 43.8468
inmap | geo_moderate | System cost | 2044 | 41.9079 | 44.5412
inmap | geo_moderate | System cost | 2045 | 41.9079 | 44.5385
inmap | geo_moderate | System cost | 2046 | 42.7533 | 45.2848
inmap | geo_moderate | System cost | 2047 | 42.7533 | 45.2823
inmap | geo_moderate | System cost | 2048 | 42.3882 | 45.0274
inmap | geo_moderate | System cost | 2049 | 42.3882 | 45.0248
inmap | geo_moderate | System cost | 2050 | 41.4233 | 43.8443
inmap | geo_moderate | System cost + health | 2010 | 57.435 | 121.8719
inmap | geo_moderate | System cost + health | 2011 | 57.0976 | 121.1386
inmap | geo_moderate | System cost + health | 2012 | 48.2396 | 108.6384
inmap | geo_moderate | System cost + health | 2013 | 48.1175 | 108.2455
inmap | geo_moderate | System cost + health | 2014 | 53.1542 | 118.941
inmap | geo_moderate | System cost + health | 2015 | 53.0908 | 118.5037
inmap | geo_moderate | System cost + health | 2016 | 37.5779 | 93.8456
inmap | geo_moderate | System cost + health | 2017 | 37.5704 | 93.7555
inmap | geo_moderate | System cost + health | 2018 | 29.6092 | 88.1465
inmap | geo_moderate | System cost + health | 2019 | 29.5988 | 87.9295
inmap | geo_moderate | System cost + health | 2020 | 28.4238 | 84.2307
inmap | geo_moderate | System cost + health | 2021 | 28.4016 | 83.3754
inmap | geo_moderate | System cost + health | 2022 | 25.1285 | 89.5014
inmap | geo_moderate | System cost + health | 2023 | 25.093 | 88.4497
inmap | geo_moderate | System cost + health | 2024 | 8.2152 | 61.0045
inmap | geo_moderate | System cost + health | 2025 | 8.2042 | 60.4202
inmap | geo_moderate | System cost + health | 2026 | 5.8403 | 57.3759
inmap | geo_moderate | System cost + health | 2027 | 5.8302 | 56.8061
inmap | geo_moderate | System cost + health | 2028 | 3.3661 | 53.9287
inmap | geo_moderate | System cost + health | 2029 | 3.3573 | 53.5901
inmap | geo_moderate | System cost + health | 2030 | 2.8914 | 52.3234
inmap | geo_moderate | System cost + health | 2031 | 2.8852 | 52.3172
inmap | geo_moderate | System cost + health | 2032 | 2.6076 | 51.1345
inmap | geo_moderate | System cost + health | 2033 | 2.6021 | 51.129
inmap | geo_moderate | System cost + health | 2034 | 2.5221 | 50.4037
inmap | geo_moderate | System cost + health | 2035 | 2.5174 | 50.3991
inmap | geo_moderate | System cost + health | 2036 | 2.3755 | 48.6522
inmap | geo_moderate | System cost + health | 2037 | 2.3709 | 48.6476
inmap | geo_moderate | System cost + health | 2038 | 2.29 | 48.1748
inmap | geo_moderate | System cost + health | 2039 | 2.2855 | 48.1703
inmap | geo_moderate | System cost + health | 2040 | 2.4903 | 48.2277
inmap | geo_moderate | System cost + health | 2041 | 2.4857 | 48.2232
inmap | geo_moderate | System cost + health | 2042 | 2.5992 | 43.8491
inmap | geo_moderate | System cost + health | 2043 | 2.5969 | 43.8468
inmap | geo_moderate | System cost + health | 2044 | 2.6333 | 44.5412
inmap | geo_moderate | System cost + health | 2045 | 2.6306 | 44.5385
inmap | geo_moderate | System cost + health | 2046 | 2.5315 | 45.2848
inmap | geo_moderate | System cost + health | 2047 | 2.529 | 45.2823
inmap | geo_moderate | System cost + health | 2048 | 2.6392 | 45.0274
inmap | geo_moderate | System cost + health | 2049 | 2.6366 | 45.0248
inmap | geo_moderate | System cost + health | 2050 | 2.421 | 43.8443

## 50_Runtime (hours)
process | scenario | processtime | Net Level processtime
input_processing/calc_financial_inputs.py | geo_moderate | 0.001187 | 31.9277
input_processing/fuelcostprep.py | geo_moderate | 4.5826e-05 | 31.9277
input_processing/writecapdat.py | geo_moderate | 0.00038671 | 31.9277
input_processing/writesupplycurves.py | geo_moderate | 0.0077929 | 31.9277
input_processing/cfgather.py | geo_moderate | 0.00013522 | 31.9277
input_processing/writedrshift.py | geo_moderate | 4.3407e-05 | 31.9277
input_processing/plantcostprep.py | geo_moderate | 0.00012085 | 31.9277
input_processing/all_year_load.py | geo_moderate | 0.01723 | 31.9277
input_processing/climateprep.py | geo_moderate | 0 | 31.9277
input_processing/ldc_prep.py | geo_moderate | 0.016832 | 31.9277
input_processing/writehintage.py | geo_moderate | 0.0097484 | 31.9277
input_processing/transmission_multilink.py | geo_moderate | 0.0032878 | 31.9277
input_processing/hourly_process.py | geo_moderate | 0 | 31.9277
createmodel.gms | geo_moderate | 0.028973 | 31.9277
d_solveoneyear.gms | geo_moderate | 27.2999 | 31.9277
reeds_augur/a_prep_data.py | geo_moderate | 0.48964 | 31.9277
reeds_augur/b1_osprey.gms | geo_moderate | 3.308 | 31.9277
reeds_augur/b2_gdx_dump.gms | geo_moderate | 0.051377 | 31.9277
reeds_augur/c1_existing_curtailment.py | geo_moderate | 0.077388 | 31.9277
reeds_augur/c2_marginal_curtailment.py | geo_moderate | 0.16058 | 31.9277
reeds_augur/d_condor.py | geo_moderate | 7.6881e-06 | 31.9277
reeds_augur/e_capacity_credit.py | geo_moderate | 0.19873 | 31.9277
reeds_augur/f_plots.py | geo_moderate | 0.10424 | 31.9277
e_report.gms | geo_moderate | 0.14418 | 31.9277
e_report_dump.gms | geo_moderate | 0.0079192 | 31.9277

## 51_Runtime by year (hours)
scenario | process | year | processtime | Net Level processtime
geo_moderate | input_processing/calc_financial_inputs.py | 2000 | 0.001187 | 0.23788
geo_moderate | input_processing/fuelcostprep.py | 2000 | 4.5826e-05 | 0.23788
geo_moderate | input_processing/writecapdat.py | 2000 | 0.00038671 | 0.23788
geo_moderate | input_processing/writesupplycurves.py | 2000 | 0.0077929 | 0.23788
geo_moderate | input_processing/cfgather.py | 2000 | 0.00013522 | 0.23788
geo_moderate | input_processing/writedrshift.py | 2000 | 4.3407e-05 | 0.23788
geo_moderate | input_processing/plantcostprep.py | 2000 | 0.00012085 | 0.23788
geo_moderate | input_processing/all_year_load.py | 2000 | 0.01723 | 0.23788
geo_moderate | input_processing/climateprep.py | 2000 | 0 | 0.23788
geo_moderate | input_processing/ldc_prep.py | 2000 | 0.016832 | 0.23788
geo_moderate | input_processing/writehintage.py | 2000 | 0.0097484 | 0.23788
geo_moderate | input_processing/transmission_multilink.py | 2000 | 0.0032878 | 0.23788
geo_moderate | input_processing/hourly_process.py | 2000 | 0 | 0.23788
geo_moderate | createmodel.gms | 2000 | 0.028973 | 0.23788
geo_moderate | d_solveoneyear.gms | 2010 | 0.15537 | 0.15537
geo_moderate | d_solveoneyear.gms | 2012 | 0.25718 | 0.25718
geo_moderate | d_solveoneyear.gms | 2014 | 0.27857 | 0.27857
geo_moderate | d_solveoneyear.gms | 2016 | 0.26774 | 0.26774
geo_moderate | d_solveoneyear.gms | 2018 | 0.3819 | 0.3819
geo_moderate | d_solveoneyear.gms | 2020 | 0.46932 | 0.79486
geo_moderate | d_solveoneyear.gms | 2022 | 2.2235 | 2.441
geo_moderate | d_solveoneyear.gms | 2024 | 0.26864 | 0.51695
geo_moderate | d_solveoneyear.gms | 2026 | 0.22105 | 0.4689
geo_moderate | d_solveoneyear.gms | 2028 | 0.48935 | 0.76396
geo_moderate | d_solveoneyear.gms | 2030 | 2.5732 | 2.9336
geo_moderate | d_solveoneyear.gms | 2032 | 1.9551 | 2.1919
geo_moderate | d_solveoneyear.gms | 2034 | 2.3494 | 2.6999
geo_moderate | d_solveoneyear.gms | 2036 | 2.0122 | 2.4101
geo_moderate | d_solveoneyear.gms | 2038 | 1.6464 | 2.0876
geo_moderate | d_solveoneyear.gms | 2040 | 3.0832 | 3.333
geo_moderate | d_solveoneyear.gms | 2042 | 1.7189 | 1.9989
geo_moderate | d_solveoneyear.gms | 2044 | 1.7763 | 1.9988
geo_moderate | d_solveoneyear.gms | 2046 | 1.7521 | 1.9808
geo_moderate | d_solveoneyear.gms | 2048 | 1.678 | 1.9865
geo_moderate | d_solveoneyear.gms | 2050 | 1.7424 | 1.7424
geo_moderate | reeds_augur/a_prep_data.py | 2020 | 0.041601 | 0.79486
geo_moderate | reeds_augur/a_prep_data.py | 2022 | 0.024859 | 2.441
geo_moderate | reeds_augur/a_prep_data.py | 2024 | 0.024775 | 0.51695
geo_moderate | reeds_augur/a_prep_data.py | 2026 | 0.03999 | 0.4689
geo_moderate | reeds_augur/a_prep_data.py | 2028 | 0.031736 | 0.76396
geo_moderate | reeds_augur/a_prep_data.py | 2030 | 0.037035 | 2.9336
geo_moderate | reeds_augur/a_prep_data.py | 2032 | 0.040734 | 2.1919
geo_moderate | reeds_augur/a_prep_data.py | 2034 | 0.026031 | 2.6999
geo_moderate | reeds_augur/a_prep_data.py | 2036 | 0.041186 | 2.4101
geo_moderate | reeds_augur/a_prep_data.py | 2038 | 0.040005 | 2.0876
geo_moderate | reeds_augur/a_prep_data.py | 2040 | 0.025223 | 3.333
geo_moderate | reeds_augur/a_prep_data.py | 2042 | 0.035325 | 1.9989
geo_moderate | reeds_augur/a_prep_data.py | 2044 | 0.026126 | 1.9988
geo_moderate | reeds_augur/a_prep_data.py | 2046 | 0.026148 | 1.9808
geo_moderate | reeds_augur/a_prep_data.py | 2048 | 0.028867 | 1.9865
geo_moderate | reeds_augur/b1_osprey.gms | 2020 | 0.25619 | 0.79486
geo_moderate | reeds_augur/b1_osprey.gms | 2022 | 0.14192 | 2.441
geo_moderate | reeds_augur/b1_osprey.gms | 2024 | 0.18856 | 0.51695
geo_moderate | reeds_augur/b1_osprey.gms | 2026 | 0.17103 | 0.4689
geo_moderate | reeds_augur/b1_osprey.gms | 2028 | 0.2068 | 0.76396
geo_moderate | reeds_augur/b1_osprey.gms | 2030 | 0.25464 | 2.9336
geo_moderate | reeds_augur/b1_osprey.gms | 2032 | 0.15681 | 2.1919
geo_moderate | reeds_augur/b1_osprey.gms | 2034 | 0.29063 | 2.6999
geo_moderate | reeds_augur/b1_osprey.gms | 2036 | 0.30685 | 2.4101
geo_moderate | reeds_augur/b1_osprey.gms | 2038 | 0.37258 | 2.0876
geo_moderate | reeds_augur/b1_osprey.gms | 2040 | 0.17198 | 3.333
geo_moderate | reeds_augur/b1_osprey.gms | 2042 | 0.21601 | 1.9989
geo_moderate | reeds_augur/b1_osprey.gms | 2044 | 0.16725 | 1.9988
geo_moderate | reeds_augur/b1_osprey.gms | 2046 | 0.17274 | 1.9808
geo_moderate | reeds_augur/b1_osprey.gms | 2048 | 0.234 | 1.9865
geo_moderate | reeds_augur/b2_gdx_dump.gms | 2020 | 0.0036209 | 0.79486
geo_moderate | reeds_augur/b2_gdx_dump.gms | 2022 | 0.0032813 | 2.441
geo_moderate | reeds_augur/b2_gdx_dump.gms | 2024 | 0.0035282 | 0.51695
geo_moderate | reeds_augur/b2_gdx_dump.gms | 2026 | 0.0033231 | 0.4689
geo_moderate | reeds_augur/b2_gdx_dump.gms | 2028 | 0.0034279 | 0.76396
geo_moderate | reeds_augur/b2_gdx_dump.gms | 2030 | 0.0033753 | 2.9336
geo_moderate | reeds_augur/b2_gdx_dump.gms | 2032 | 0.0037331 | 2.1919
geo_moderate | reeds_augur/b2_gdx_dump.gms | 2034 | 0.0041653 | 2.6999
geo_moderate | reeds_augur/b2_gdx_dump.gms | 2036 | 0.003084 | 2.4101
geo_moderate | reeds_augur/b2_gdx_dump.gms | 2038 | 0.0029769 | 2.0876
geo_moderate | reeds_augur/b2_gdx_dump.gms | 2040 | 0.0029414 | 3.333
geo_moderate | reeds_augur/b2_gdx_dump.gms | 2042 | 0.0030215 | 1.9989
geo_moderate | reeds_augur/b2_gdx_dump.gms | 2044 | 0.0030151 | 1.9988
geo_moderate | reeds_augur/b2_gdx_dump.gms | 2046 | 0.0031445 | 1.9808
geo_moderate | reeds_augur/b2_gdx_dump.gms | 2048 | 0.0047378 | 1.9865
geo_moderate | reeds_augur/c1_existing_curtailment.py | 2020 | 0.0056422 | 0.79486
geo_moderate | reeds_augur/c1_existing_curtailment.py | 2022 | 0.0048635 | 2.441
geo_moderate | reeds_augur/c1_existing_curtailment.py | 2024 | 0.0056892 | 0.51695
geo_moderate | reeds_augur/c1_existing_curtailment.py | 2026 | 0.0059217 | 0.4689
geo_moderate | reeds_augur/c1_existing_curtailment.py | 2028 | 0.0056311 | 0.76396
geo_moderate | reeds_augur/c1_existing_curtailment.py | 2030 | 0.0053437 | 2.9336
geo_moderate | reeds_augur/c1_existing_curtailment.py | 2032 | 0.0058996 | 2.1919
geo_moderate | reeds_augur/c1_existing_curtailment.py | 2034 | 0.0062624 | 2.6999
geo_moderate | reeds_augur/c1_existing_curtailment.py | 2036 | 0.0038443 | 2.4101
geo_moderate | reeds_augur/c1_existing_curtailment.py | 2038 | 0.0042225 | 2.0876
geo_moderate | reeds_augur/c1_existing_curtailment.py | 2040 | 0.0040269 | 3.333
geo_moderate | reeds_augur/c1_existing_curtailment.py | 2042 | 0.0041958 | 1.9989
geo_moderate | reeds_augur/c1_existing_curtailment.py | 2044 | 0.0042007 | 1.9988
geo_moderate | reeds_augur/c1_existing_curtailment.py | 2046 | 0.0044133 | 1.9808
geo_moderate | reeds_augur/c1_existing_curtailment.py | 2048 | 0.0072312 | 1.9865
geo_moderate | reeds_augur/c2_marginal_curtailment.py | 2020 | 0.0083741 | 0.79486
geo_moderate | reeds_augur/c2_marginal_curtailment.py | 2022 | 0.0084787 | 2.441
geo_moderate | reeds_augur/c2_marginal_curtailment.py | 2024 | 0.011715 | 0.51695
geo_moderate | reeds_augur/c2_marginal_curtailment.py | 2026 | 0.012541 | 0.4689
geo_moderate | reeds_augur/c2_marginal_curtailment.py | 2028 | 0.012291 | 0.76396
geo_moderate | reeds_augur/c2_marginal_curtailment.py | 2030 | 0.012424 | 2.9336
geo_moderate | reeds_augur/c2_marginal_curtailment.py | 2032 | 0.013377 | 2.1919
geo_moderate | reeds_augur/c2_marginal_curtailment.py | 2034 | 0.011651 | 2.6999
geo_moderate | reeds_augur/c2_marginal_curtailment.py | 2036 | 0.0089656 | 2.4101
geo_moderate | reeds_augur/c2_marginal_curtailment.py | 2038 | 0.009481 | 2.0876
geo_moderate | reeds_augur/c2_marginal_curtailment.py | 2040 | 0.0092482 | 3.333
geo_moderate | reeds_augur/c2_marginal_curtailment.py | 2042 | 0.0091227 | 1.9989
geo_moderate | reeds_augur/c2_marginal_curtailment.py | 2044 | 0.009137 | 1.9988
geo_moderate | reeds_augur/c2_marginal_curtailment.py | 2046 | 0.0091632 | 1.9808
geo_moderate | reeds_augur/c2_marginal_curtailment.py | 2048 | 0.014608 | 1.9865
geo_moderate | reeds_augur/d_condor.py | 2020 | 5.5833e-07 | 0.79486
geo_moderate | reeds_augur/d_condor.py | 2022 | 4.3394e-06 | 2.441
geo_moderate | reeds_augur/d_condor.py | 2024 | 2.7778e-07 | 0.51695
geo_moderate | reeds_augur/d_condor.py | 2026 | 2.7778e-07 | 0.4689
geo_moderate | reeds_augur/d_condor.py | 2028 | 2.7778e-07 | 0.76396
geo_moderate | reeds_augur/d_condor.py | 2030 | 5.5611e-07 | 2.9336
geo_moderate | reeds_augur/d_condor.py | 2032 | 5.5528e-07 | 2.1919
geo_moderate | reeds_augur/d_condor.py | 2034 | 2.9e-07 | 2.6999
geo_moderate | reeds_augur/d_condor.py | 2036 | 0 | 2.4101
geo_moderate | reeds_augur/d_condor.py | 2038 | 0 | 2.0876
geo_moderate | reeds_augur/d_condor.py | 2040 | 0 | 3.333
geo_moderate | reeds_augur/d_condor.py | 2042 | 0 | 1.9989
geo_moderate | reeds_augur/d_condor.py | 2044 | 0 | 1.9988
geo_moderate | reeds_augur/d_condor.py | 2046 | 0 | 1.9808
geo_moderate | reeds_augur/d_condor.py | 2048 | 5.5556e-07 | 1.9865
geo_moderate | reeds_augur/e_capacity_credit.py | 2020 | 0.010106 | 0.79486
geo_moderate | reeds_augur/e_capacity_credit.py | 2022 | 0.0095479 | 2.441
geo_moderate | reeds_augur/e_capacity_credit.py | 2024 | 0.014037 | 0.51695
geo_moderate | reeds_augur/e_capacity_credit.py | 2026 | 0.015044 | 0.4689
geo_moderate | reeds_augur/e_capacity_credit.py | 2028 | 0.01472 | 0.76396
geo_moderate | reeds_augur/e_capacity_credit.py | 2030 | 0.014979 | 2.9336
geo_moderate | reeds_augur/e_capacity_credit.py | 2032 | 0.016249 | 2.1919
geo_moderate | reeds_augur/e_capacity_credit.py | 2034 | 0.011706 | 2.6999
geo_moderate | reeds_augur/e_capacity_credit.py | 2036 | 0.011211 | 2.4101
geo_moderate | reeds_augur/e_capacity_credit.py | 2038 | 0.011886 | 2.0876
geo_moderate | reeds_augur/e_capacity_credit.py | 2040 | 0.01205 | 3.333
geo_moderate | reeds_augur/e_capacity_credit.py | 2042 | 0.012253 | 1.9989
geo_moderate | reeds_augur/e_capacity_credit.py | 2044 | 0.012831 | 1.9988
geo_moderate | reeds_augur/e_capacity_credit.py | 2046 | 0.013098 | 1.9808
geo_moderate | reeds_augur/e_capacity_credit.py | 2048 | 0.019013 | 1.9865
geo_moderate | reeds_augur/f_plots.py | 2022 | 0.024515 | 2.441
geo_moderate | reeds_augur/f_plots.py | 2030 | 0.032592 | 2.9336
geo_moderate | reeds_augur/f_plots.py | 2036 | 0.022792 | 2.4101
geo_moderate | reeds_augur/f_plots.py | 2040 | 0.024343 | 3.333
geo_moderate | e_report.gms | 2000 | 0.14418 | 0.23788
geo_moderate | e_report_dump.gms | 2000 | 0.0079192 | 0.23788