## ReadMe
Geothermal Vision Study - Geothermal Supply Curve inputs for ReEDS model |  |  | Full GeoVision report - "GeoVision: Harnessing the Heat Beneath our Feet" at:
Generated | 2017-05-23 |  | https://www.energy.gov/sites/prod/files/2019/06/f63/GeoVision-full-report-opt.pdf
Chad Augustine, NREL |  |  | ReEDS model description at:
https://www.nrel.gov/analysis/reeds/
This file contains the following:
Supply curves for geothermal technologies under the GeoVision scenarios formatted for input into the ReEDS model
Cost reduction curves to describe how EGS costs decrease from current values to 2030 values in the Technology Improvement scenario
Supply curves were generated for Business as Usual (BAU), Improved Regulatory Timeline (IRT) and Technology Improvement (TI) scenarios for the Geothermal Vision Study (GVS).
The BAU and IRT supply curves are identical. The IRT scenario assumes different geothermal resource discovery rates and construction timelines, but uses the same underlying supply curve as the BAU scenario.
The TI supply curves assume that the technology advances in the TI scenario are achieved by 2030. Therefore, the costs are in 2015 $/kWe but represent the cost of the technology in 2030.
Supply curves were generated using the GETEM model, a version modified by Chad Augustine for use in the GVS, and a file with macros created to run and collect the outputs from GETEM
GETEM inputs for the scenarios were supplied by the GVS Task Forces, aggregated by Anna Wall and validated by Chad Augustine.
The supply curves consist of the following fields:
| Geothermal Resource Type | Identified hydrothermal, undiscovered hydrothermal, near-field EGS, and deep EGS.
| Site Name | What's in a name?
| State | state in which the geothermal resource is located
| Temp | Temperature of geothermal resource in degrees Celcius (°C)
| Capacity | Electricity generation power capacity of the geothermal resource in megawatts electric (MWe)
| Captial Costs | Overnight capital costs to develop geothermal resource, estimated in GETEM, in 2015 $/kWe
| O&M Costs | fixed operations and maintenance costs for geothermal resource, in $/kW/year. NOTE -ReEDS only uses fixed O&M costs for geothermal due to it's high capacity factor
| Power Control Region | power control region of ReEDS model in which the geothermal resource is located. See https://www.nrel.gov/analysis/reeds/ for more details
The TI scenario assumes that technology improvements decrease geothermal technolog costs. It's assumed that these reductions are achieved by 2030, and the cost reductions are applied linealyr from current (BAU) costs in 2015 to 2030.
Cost Reduction curves were generated for the TI scenario only. The BAU and IRT scenarios do not assume cost reductions beyond learning-by-doing, which is applied within ReEDS
Cost Reduction curves were generated for all geothermal resource types. Near-field EGS is assumed to become commercially available in 2024. Deep EGS in 2030.
Cost reduction curves for both capital costs (CAPEX) and fixed O&M (FOM) costs were calculated as follows.
1. The ratio of TI scenario costs to BAU scenario costs was calculated for each "site" in a technology
2. The average of these ratios is calculated for improved technology sites with 2030 Capital Costs <$5,000/kW (arbitary cut-off, meant to focus calculation on sites that are commercially competitive and not skew cost reduction curve with data that will not likely factor into ReEDS capacity additions decisions)
3. The cost reduction curve was calculated by spreading this average cost reduction linearly over the years 2015-2030
4. The cost reduction curve is applied so that the ending (2030) costs match output from GETEM.
5. Costs for a given year are calculated by multiplying the geothermal resource supply curve cost values by the cost reduction ratio for that year.
The cost reduction curves consist of the following:
| Capital Cost Reduction Curve | Table of ratios to adjust overnight capital costs from 2030 value to a given year
| Fixed O&M (FOM) Cost Reduction Curve | Table of ratios to adjust fixed O&M costs from 2030 value to a given year

## BAU + IRT
|  |  | (°C) | (MWe) | (2015 $/kW) | $/kW/year
Geothermal Resource Type | Site Name | STATE | Temp | CAPACITY | Capital Costs | O&M Costs | POWER CONTROL REGION
Identified Hydrothermal | Boyes HS | CA | 110 | 8.37 | 20047.3166 | 552.269 | 9
Identified Hydrothermal | Clark Ranch | OR | 110 | 7.09 | 20411.8829 | 559.3104 | 7
Identified Hydrothermal | Clifton Hot Springs | AZ | 110 | 14.45 | 19204.4815 | 532.543 | 28
Identified Hydrothermal | Colado area | NV | 110 | 10.78 | 18070.4825 | 520.6936 | 12
Identified Hydrothermal | Dyke Hot Springs area | NV | 110 | 5.43 | 21217.1306 | 574.5509 | 12
Identified Hydrothermal | Fort Bidwell | CA | 110 | 9.14 | 17348.9664 | 514.5651 | 8
Identified Hydrothermal | Gillard (Morenci) Hot Springs | AZ | 110 | 11.8 | 19469.6182 | 539.3979 | 28
Identified Hydrothermal | Gregson (Fairmont) Hot Springs | MT | 110 | 7.1 | 20408.5604 | 559.2489 | 17
Identified Hydrothermal | Jemez Springs (Ojos Calientes) | NM | 110 | 8.62 | 19987.9973 | 550.9269 | 31
Identified Hydrothermal | Kellog HS | CA | 110 | 5.37 | 21260.0189 | 575.2974 | 8
Identified Hydrothermal | Latty Hot Springs | ID | 110 | 6.35 | 20684.87 | 564.206 | 15
Identified Hydrothermal | Magic Reservoir area | ID | 110 | 9.06 | 18854.0785 | 534.6384 | 15
Identified Hydrothermal | Newcastle area | UT | 110 | 12.27 | 16972.3753 | 500.0129 | 25
Identified Hydrothermal | Olene Hot Springs | OR | 110 | 8.26 | 20074.498 | 552.8161 | 6
Identified Hydrothermal | Owl Creek Hot Springs | ID | 110 | 7.83 | 21348.9408 | 571.318 | 15
Identified Hydrothermal | Routt | CO | 110 | 8.29 | 20067.0184 | 552.666 | 33
Identified Hydrothermal | Rowland Hot Springs | NV | 110 | 5.85 | 20938.8553 | 569.6157 | 12
Identified Hydrothermal | Sonoma Mission Inn | CA | 110 | 6.28 | 20713.8166 | 564.7083 | 9
Identified Hydrothermal | Summer Lake Hot Springs | OR | 110 | 6.46 | 18739.5294 | 539.2988 | 7
Identified Hydrothermal | White Licks Hot Springs | ID | 110 | 9.04 | 18857.9522 | 534.7293 | 15
Identified Hydrothermal | Amedee | CA | 115 | 5.57 | 14653.0011 | 455.7176 | 8
Identified Hydrothermal | Arrowhead HS | CA | 115 | 7.07 | 16841.4603 | 472.4343 | 10
Identified Hydrothermal | Baker Hot Spring | WA | 115 | 22.7 | 15679.4426 | 439.7286 | 1
Identified Hydrothermal | Butte Springs (Trego) | NV | 115 | 7.28 | 17272.6999 | 477.4891 | 12
Identified Hydrothermal | Ennis (Thexton) Hot Springs | MT | 115 | 12.93 | 16277.3849 | 456.555 | 17
Identified Hydrothermal | Kahneetah Hot Springs | OR | 115 | 6.06 | 16246.8052 | 469.3368 | 5
Identified Hydrothermal | Sharkey Hot Springs | ID | 115 | 9.99 | 17616.097 | 478.8442 | 15
Identified Hydrothermal | Silver Star (Barkel's) Hot Springs | MT | 115 | 9.11 | 16812.5556 | 468.6453 | 17
Identified Hydrothermal | Surprise Valley HS | CA | 115 | 7.78 | 17126.8439 | 474.7997 | 8
Identified Hydrothermal | Trout Creek | OR | 115 | 9.13 | 14996.9121 | 445.0001 | 7
Identified Hydrothermal | Vulcan Hot Springs | ID | 115 | 10.09 | 16630.8484 | 464.8317 | 15
Identified Hydrothermal | Wabuska Hot Springs | NV | 115 | 5.98 | 17820.8858 | 488.0038 | 12
Identified Hydrothermal | Black Rock Point area | NV | 120 | 8.54 | 14686.807 | 411.8475 | 12
Identified Hydrothermal | Canby (I'SOT) | CA | 120 | 9.42 | 14505.215 | 408.2674 | 8
Identified Hydrothermal | Darrough Hot Springs | NV | 120 | 11.34 | 11988.3062 | 373.8276 | 12
Identified Hydrothermal | Double Hot Springs area | NV | 120 | 9.37 | 14514.6732 | 408.4587 | 12
Identified Hydrothermal | Huckleberry Hot Springs | WY | 120 | 38.74 | 13086.0955 | 368.9799 | 21
Identified Hydrothermal | Kelly HS | CA | 120 | 9.47 | 15361.3008 | 419.571 | 8
Identified Hydrothermal | Leach HS | NV | 120 | 7.49 | 14955.6952 | 416.8257 | 12
Identified Hydrothermal | McLeod 88 (Big Smokey Valley) | NV | 120 | 9.86 | 14425.8652 | 406.6412 | 12
Identified Hydrothermal | Mitchell Butte | OR | 120 | 10.09 | 13189.9597 | 390.4672 | 7
Identified Hydrothermal | Sespe HS | CA | 120 | 10.73 | 14286.953 | 403.6948 | 10
Identified Hydrothermal | Tecopa HS | CA | 120 | 9.03 | 14581.5899 | 409.7963 | 10
Identified Hydrothermal | The Needles (Needle Rocks, Pyramid Lake) | NV | 120 | 17.37 | 12588.6059 | 371.8008 | 12
Identified Hydrothermal | Waunita Hot Springs | CO | 120 | 12.23 | 14095.5709 | 398.4068 | 34
Identified Hydrothermal | Carson Lake Corral | NV | 125 | 11.41 | 12509.7245 | 357.1998 | 12
Identified Hydrothermal | Deer Creek Hot Spring (old 97) | ID | 125 | 15.68 | 12825.8592 | 357.8976 | 15
Identified Hydrothermal | Hot Springs Ranch (Pumpernickel Valley) | NV | 125 | 11.39 | 12512.3193 | 357.2567 | 12
Identified Hydrothermal | Leonards Hot Sps./Seyferth HS | CA | 125 | 9.96 | 12722.9787 | 361.7082 | 8
Identified Hydrothermal | Little Valley area | OR | 125 | 14.61 | 11199.9184 | 336.4599 | 7
Identified Hydrothermal | Smith Creek Valley area | NV | 125 | 12.51 | 13113.4766 | 364.2742 | 12
Identified Hydrothermal | Thermo Hot Springs | UT | 125 | 1.51 | 20854.1585 | 496.7035 | 25
Identified Hydrothermal | Tungsten Mountain | NV | 125 | 12.51 | 12378.9719 | 354.2639 | 12
Identified Hydrothermal | Wendel | CA | 125 | 11.37 | 12514.9227 | 357.3137 | 8
Identified Hydrothermal | Dixie Hot Springs | NV | 130 | 9.64 | 14927.4908 | 371.8165 | 12
Identified Hydrothermal | Lightning Dock | NM | 130 | 12.99 | 13881.0858 | 358.2958 | 31
Identified Hydrothermal | Squaw Hot Springs area | ID | 130 | 13.92 | 10950.3271 | 316.9095 | 16
Identified Hydrothermal | Wayland (Battle Creek) Hot Springs | ID | 130 | 13.97 | 11597.4015 | 325.5767 | 16
Identified Hydrothermal | West Valley Reservoir | CA | 130 | 12.59 | 11743.9393 | 328.6314 | 8
Identified Hydrothermal | Alvord HS | OR | 135 | 19.52 | 9066.6528 | 274.1424 | 7
Identified Hydrothermal | Big Creek Hot Springs | ID | 135 | 21.06 | 9531.5384 | 279.3727 | 15
Identified Hydrothermal | Black Warrior | NV | 135 | 17.02 | 9714.4274 | 284.572 | 12
Identified Hydrothermal | Lakeview area (Hunters and Barry Ranch Hot Springs) | OR | 135 | 20.15 | 8786.6982 | 270.0385 | 7
Identified Hydrothermal | Mt. Signal | CA | 135 | 14.72 | 9872.0373 | 288.5371 | 10
Identified Hydrothermal | Railroad Valley | NV | 135 | 17.06 | 9712.0359 | 284.5095 | 12
Identified Hydrothermal | Reese River | NV | 135 | 17.06 | 8428.1816 | 268.5367 | 12
Identified Hydrothermal | Baltazor Hot Springs | NV | 140 | 20.53 | 8028.9137 | 249.4549 | 12
Identified Hydrothermal | Calistoga HS | CA | 140 | 16.9 | 8913.6513 | 263.4185 | 9
Identified Hydrothermal | Dann Ranch Hot Spring | NV | 140 | 22.31 | 8677.5879 | 256.7608 | 12
Identified Hydrothermal | Maazama Well (Crater Lake) | OR | 140 | 32.33 | 11026.8453 | 289.1034 | 6
Identified Hydrothermal | Wedell Hot Spring (Gabbs) | NV | 140 | 17.75 | 8864.9706 | 262.1498 | 12
Identified Hydrothermal | Carson River | CA | 145 | 15.67 | 8332.849 | 247.9865 | 9
Identified Hydrothermal | Dunes | CA | 145 | 18.52 | 7487.3626 | 235.3981 | 10
Identified Hydrothermal | Pinto Hot Springs | NV | 145 | 26 | 7906.2461 | 236.0326 | 12
Identified Hydrothermal | Raft River | ID | 145 | 36.57 | 8144.8932 | 235.6074 | 16
Identified Hydrothermal | Vale HS | OR | 145 | 45.21 | 7003.829 | 216.5758 | 7
Identified Hydrothermal | Breitenbush Hot Springs | OR | 150 | 7.9 | 9975.1805 | 265.0489 | 5
Identified Hydrothermal | Cove Fort - Sulphurdale - Liquid | UT | 150 | 0.74 | 29135.0268 | 482.1264 | 25
Identified Hydrothermal | Crane Creek-Cove Creek area | ID | 150 | 54.76 | 9113.7675 | 242.0267 | 15
Identified Hydrothermal | Crump's HS | OR | 150 | 44.01 | 7073.5682 | 211.5631 | 7
Identified Hydrothermal | Hot (Borax) Lake | OR | 150 | 42.92 | 7085.2053 | 212.016 | 7
Identified Hydrothermal | Lee Hot Springs | NV | 150 | 26.37 | 7352.9156 | 221.4999 | 12
Identified Hydrothermal | Neal HS | OR | 150 | 11.93 | 7407.4901 | 233.6334 | 7
Identified Hydrothermal | Cove Fort - Sulphurdale - Vapor | UT | 155 | 0 | 15918.5537 | 356.9344 | 25
Identified Hydrothermal | Hot Sulphur Springs - Tuscarora | NV | 155 | 0 | 6217.1697 | 207.3805 | 12
Identified Hydrothermal | Lake City Hot Springs | CA | 160 | 100.75 | 6408.0441 | 196.4744 | 8
Identified Hydrothermal | Stillwater area | NV | 160 | 0 | 6204.4212 | 202.3317 | 12
Identified Hydrothermal | Wilbur Springs | CA | 160 | 29.33 | 5910.9064 | 190.5931 | 9
Identified Hydrothermal | East Mesa (Shallow) | CA | 165 | 66.01 | 5572.6954 | 181.563 | 10
Identified Hydrothermal | Emigrant | NV | 165 | 40.08 | 6992.4435 | 197.8316 | 12
Identified Hydrothermal | Sulphur Hot Springs (Ruby Valley) | NV | 165 | 34.04 | 6340.4125 | 189.8626 | 12
Identified Hydrothermal | Heber Shallow | CA | 170 | 24.79 | 5551.5787 | 179.6826 | 10
Identified Hydrothermal | Mickey HS | OR | 170 | 41.02 | 5160.5378 | 168.438 | 7
Identified Hydrothermal | Great Boiling Springs (Gerlach) | NV | 175 | 49.3 | 4470.8761 | 154.4217 | 12
Identified Hydrothermal | Brady HS | NV | 185 | 17.26 | 4282.3475 | 161.7593 | 12
Identified Hydrothermal | East Mesa (Deep) | CA | 190 | 60.26 | 4749.3479 | 153.4357 | 10
Identified Hydrothermal | San Emidio Desert area | NV | 190 | 58.94 | 4140.052 | 138.5088 | 12
Identified Hydrothermal | Fallon Naval Air Station | NV | 195 | 53.41 | 4775.866 | 145.0269 | 12
Identified Hydrothermal | Blue Mountain | NV | 205 | 23.4 | 4309.7609 | 144.5257 | 12
Identified Hydrothermal | Fish Lake Valley | NV | 205 | 57.13 | 3893.908 | 126.8937 | 12
Identified Hydrothermal | Heber Deep | CA | 205 | 34.51 | 4056.0744 | 134.9475 | 10
Identified Hydrothermal | Humboldt House - Rye Patch | NV | 205 | 90.43 | 3729.988 | 127.1453 | 12
Identified Hydrothermal | Long Valley caldera - deep | CA | 205 | 0 | 5342.6718 | 155.7281 | 10
Identified Hydrothermal | Soda Lake area | NV | 205 | 36.78 | 4088.2382 | 134.7893 | 12
Identified Hydrothermal | Beowawe HS | NV | 215 | 40.01 | 4488.3419 | 138.1479 | 12
Identified Hydrothermal | Desert Peak | NV | 215 | 15.46 | 5140.3619 | 159.8909 | 12
Identified Hydrothermal | Dixie Valley Geothermal Field | NV | 225 | 93.3 | 3556.7785 | 118.8039 | 12
Identified Hydrothermal | Valles Caldera - Sulphur Springs | NM | 225 | 0 | 5490.8669 | 155.2131 | 31
Identified Hydrothermal | North Brawley | CA | 250 | 74.05 | 3084.7925 | 105.6898 | 10
Identified Hydrothermal | Roosevelt HS | UT | 250 | 85.53 | 3000 | 103.3526 | 25
Identified Hydrothermal | South Brawley (Mesquite) | CA | 250 | 42.3 | 3978.9313 | 120.3289 | 10
Identified Hydrothermal | Medicine Lake (Glass Mt.) | CA | 255 | 0 | 3712.7113 | 115.4483 | 8
Identified Hydrothermal | Newberry Caldera | OR | 275 | 124.16 | 3034.0883 | 101.0588 | 5
Identified Hydrothermal | Valles Caldera - Redondo | NM | 275 | 0 | 3769.0298 | 112.8353 | 31
Identified Hydrothermal | Dixie Valley Power Partners | NV | 280 | 102.91 | 3000 | 95.0405 | 12
Identified Hydrothermal | Coso area | CA | 285 | 289.23 | 3000 | 93.5822 | 10
Identified Hydrothermal | East Brawley | CA | 285 | 358.52 | 3407.7113 | 105.5001 | 10
Identified Hydrothermal | Clear Lake (Sulphur Bank mine) | CA | 300 | 29.2 | 3951.3856 | 113.7169 | 9
Identified Hydrothermal | Salton Sea area | CA | 310 | 1829.97 | 4000 | 91.4256 | 10
Undiscovered Hydrotrhermal | Undiscovered <140 - AZ | AZ | 110 | 864.415 | 18725.3153 | 510.3369 | 28
Undiscovered Hydrotrhermal | Undiscovered <140 - CA | CA | 114.6467 | 112.8175 | 15569.5697 | 432.0935 | 8
Undiscovered Hydrotrhermal | Undiscovered <140 - CA | CA | 114.6467 | 32.6818 | 15569.5697 | 432.0935 | 9
Undiscovered Hydrotrhermal | Undiscovered <140 - CA | CA | 114.6467 | 75.6658 | 15569.5697 | 432.0935 | 10
Undiscovered Hydrotrhermal | Undiscovered <140 - CO | CO | 110.0116 | 164.3374 | 18717.0563 | 510.1246 | 33
Undiscovered Hydrotrhermal | Undiscovered <140 - CO | CO | 110.0116 | 373.7443 | 18717.0563 | 510.1246 | 34
Undiscovered Hydrotrhermal | Undiscovered <140 - ID | ID | 109.1697 | 470.2518 | 19707.1401 | 531.6982 | 15
Undiscovered Hydrotrhermal | Undiscovered <140 - ID | ID | 109.1697 | 165.8008 | 19707.1401 | 531.6982 | 16
Undiscovered Hydrotrhermal | Undiscovered <140 - MT | MT | 106.7457 | 410.1495 | 21330.3869 | 576.9999 | 17
Undiscovered Hydrotrhermal | Undiscovered <140 - NM | NM | 110.2518 | 299.7374 | 20825.5085 | 543.7566 | 31
Undiscovered Hydrotrhermal | Undiscovered <140 - NV | NV | 118.6191 | 477.1998 | 13721.697 | 384.203 | 12
Undiscovered Hydrotrhermal | Undiscovered <140 - OR | OR | 114.7896 | 15.6882 | 14821.425 | 418.5441 | 5
Undiscovered Hydrotrhermal | Undiscovered <140 - OR | OR | 114.7896 | 21.1923 | 14821.425 | 418.5441 | 6
Undiscovered Hydrotrhermal | Undiscovered <140 - OR | OR | 114.7896 | 349.3343 | 14821.425 | 418.5441 | 7
Undiscovered Hydrotrhermal | Undiscovered <140 - UT | UT | 111.2484 | 207.2805 | 16165.7842 | 460.7939 | 25
Undiscovered Hydrotrhermal | Undiscovered <140 - WA | WA | 115 | 73.9944 | 15685.9483 | 432.0263 | 1
Undiscovered Hydrotrhermal | Undiscovered <140 - WY | WY | 120 | 35.2831 | 13457.6691 | 374.2658 | 21
Undiscovered Hydrotrhermal | Undiscovered >=140, <=190 - CA | CA | 166.0034 | 139.9639 | 5993.7822 | 182.9164 | 8
Undiscovered Hydrotrhermal | Undiscovered >=140, <=190 - CA | CA | 166.0034 | 83.3515 | 5993.7822 | 182.9164 | 9
Undiscovered Hydrotrhermal | Undiscovered >=140, <=190 - CA | CA | 166.0034 | 280.8094 | 5993.7822 | 182.9164 | 10
Undiscovered Hydrotrhermal | Undiscovered >=140, <=190 - ID | ID | 147.702 | 305.2979 | 9267.6669 | 245.6445 | 15
Undiscovered Hydrotrhermal | Undiscovered >=140, <=190 - ID | ID | 147.702 | 136.6019 | 9267.6669 | 245.6445 | 16
Undiscovered Hydrotrhermal | Undiscovered >=140, <=190 - NV | NV | 164.3917 | 1088.7166 | 5970.0041 | 184.1356 | 12
Undiscovered Hydrotrhermal | Undiscovered >=140, <=190 - OR | OR | 151.1151 | 7.2182 | 7390.5032 | 215.6476 | 5
Undiscovered Hydrotrhermal | Undiscovered >=140, <=190 - OR | OR | 151.1151 | 14.5302 | 7390.5032 | 215.6476 | 6
Undiscovered Hydrotrhermal | Undiscovered >=140, <=190 - OR | OR | 151.1151 | 425.384 | 7390.5032 | 215.6476 | 7
Undiscovered Hydrotrhermal | Undiscovered >=140, <=190 - UT | UT | 150.3033 | 187.5182 | 6456.5849 | 205.6895 | 25
Undiscovered Hydrotrhermal | Undiscovered >190 - CA | CA | 290.2311 | 248.4677 | 3057.1535 | 96.2313 | 8
Undiscovered Hydrotrhermal | Undiscovered >190 - CA | CA | 290.2311 | 1966.4841 | 3057.1535 | 96.2313 | 9
Undiscovered Hydrotrhermal | Undiscovered >190 - CA | CA | 290.2311 | 6340.8624 | 4000 | 96.2313 | 10
Undiscovered Hydrotrhermal | Undiscovered >190 - NM | NM | 264.363 | 336.9067 | 4230.5171 | 117.4751 | 31
Undiscovered Hydrotrhermal | Undiscovered >190 - NV | NV | 221.2019 | 1999.1011 | 3779.789 | 120.9277 | 12
Undiscovered Hydrotrhermal | Undiscovered >190 - OR | OR | 275 | 254.764 | 3211.9264 | 100.8142 | 5
Undiscovered Hydrotrhermal | Undiscovered >190 - UT | UT | 250 | 864.2855 | 3079.3853 | 103.1736 | 25
NF-EGS | NF-EGS Beowawe HS | NV | 185 | 43.2 | 18172.1286 | 495.5789 | 12
NF-EGS | NF-EGS Blue Mountain | NV | 175 | 43.4 | 23444.5417 | 585.0322 | 12
NF-EGS | NF-EGS Brady HS | NV | 170 | 25.1981 | 26901.6851 | 647.8071 | 12
NF-EGS | NF-EGS Coso 1 | CA | 300 | 45 | 10402.9683 | 186.6338 | 10
NF-EGS | NF-EGS Coso 2 | CA | 250 | 43.5704 | 9159.6248 | 204.8791 | 10
NF-EGS | NF-EGS Coso 3 | CA | 325 | 66.7469 | 10775.6164 | 171.3177 | 10
NF-EGS | NF-EGS Coso 4 | CA | 175 | 24.6663 | 22466.4088 | 582.9773 | 10
NF-EGS | NF-EGS Cove Fort - Sulphurdale | UT | 155 | 0 | 33460.3657 | 849.3457 | 25
NF-EGS | NF-EGS Desert Peak | NV | 185 | 26.3685 | 22090.8002 | 532.5077 | 12
NF-EGS | NF-EGS Dixie Valley | NV | 190 | 104 | 20857.4133 | 499.4661 | 12
NF-EGS | NF-EGS East Mesa | CA | 170 | 42 | 25203.4741 | 628.8904 | 10
NF-EGS | NF-EGS Fallon Area | NV | 175 | 37.1 | 23868.1066 | 590.1413 | 12
NF-EGS | NF-EGS Great Boiling Springs (Gerlach) | NV | 165 | 29.4 | 25308.792 | 665.4075 | 12
NF-EGS | NF-EGS Heber | CA | 180 | 24.5 | 23847.8455 | 570.0811 | 10
NF-EGS | NF-EGS Hot Sulphur Springs - Tuscarora | NV | 150 | 0 | 38181.9782 | 975.2308 | 12
NF-EGS | NF-EGS Long Valley (Mammoth) | CA | 175 | 0 | 24165.7193 | 593.5019 | 10
NF-EGS | NF-EGS Raft River | ID | 150 | 28.2 | 39986.8761 | 989.7112 | 16
NF-EGS | NF-EGS Roosevelt HS | UT | 200 | 108 | 18008.9493 | 428.6562 | 25
NF-EGS | NF-EGS Salton Sea area 1 | CA | 175 | 18.6808 | 26655.2764 | 617.4313 | 10
NF-EGS | NF-EGS Salton Sea area 2 | CA | 325 | 50.0555 | 8777.6959 | 158.9132 | 10
NF-EGS | NF-EGS Salton Sea area 3 | CA | 250 | 66.0675 | 10395.4174 | 219.235 | 10
NF-EGS | NF-EGS Salton Sea area 4 | CA | 340 | 107.1634 | 12051.5994 | 172.656 | 10
NF-EGS | NF-EGS San Emidio Desert area | NV | 170 | 45.5 | 22388.6356 | 599.825 | 12
NF-EGS | NF-EGS Soda Lake area | NV | 175 | 33.6 | 21555.898 | 571.7233 | 12
NF-EGS | NF-EGS Steamboat | NV | 180 | 0 | 28656.6419 | 610.0628 | 12
NF-EGS | NF-EGS Stillwater area | NV | 155 | 0 | 30568.4197 | 813.2195 | 12
NF-EGS | NF-EGS The Geysers 1 | CA | 340 | 70 | 12051.5994 | 172.656 | 9
NF-EGS | NF-EGS The Geysers 2 | CA | 265 | 70 | 11047.3693 | 213.3609 | 9
NF-EGS | NF-EGS The Geysers 3 | CA | 180 | 70 | 23759.9201 | 569.22 | 9
NF-EGS | NF-EGS The Geysers 4 | CA | 320 | 68 | 9394.0698 | 163.0409 | 9
NF-EGS | NF-EGS The Geysers 5 | CA | 220 | 37 | 10771.1004 | 258.2803 | 9
NF-EGS | NF-EGS The Geysers 6 | CA | 300 | 55 | 9660.0668 | 180.0064 | 9
Deep EGS | 5k-150 | WA | 150 | 59.934 | 77982.5887 | 1439.2412 | 1
Deep EGS | 6k-150 | WA | 150 | 3670.8761 | 94623.4082 | 1645.0293 | 1
Deep EGS | 6k-175 | WA | 175 | 371.8061 | 58269.9597 | 943.115 | 1
Deep EGS | 7k-150 | WA | 150 | 1149.2637 | 113721.3188 | 1885.8213 | 1
Deep EGS | 7k-175 | WA | 175 | 2452.2526 | 69553.6999 | 1066.0595 | 1
Deep EGS | 7k-200 | WA | 200 | 724.805 | 54047.4304 | 777.4811 | 1
Deep EGS | 7k-225 | WA | 225 | 4.5716 | 42488.0861 | 610.4905 | 1
Deep EGS | 5k-150 | WA | 150 | 3072.1556 | 77982.5887 | 1439.2412 | 2
Deep EGS | 5k-175 | WA | 175 | 0.0088 | 48246.3441 | 836.1669 | 2
Deep EGS | 6k-150 | WA | 150 | 9225.633 | 94623.4082 | 1645.0293 | 2
Deep EGS | 6k-175 | WA | 175 | 5683.6289 | 58269.9597 | 943.115 | 2
Deep EGS | 6k-200 | WA | 200 | 212.4749 | 45132.204 | 688.2194 | 2
Deep EGS | 7k-150 | WA | 150 | 396.8314 | 113721.3188 | 1885.8213 | 2
Deep EGS | 7k-175 | WA | 175 | 8034.6513 | 69553.6999 | 1066.0595 | 2
Deep EGS | 7k-200 | WA | 200 | 8584.8479 | 54047.4304 | 777.4811 | 2
Deep EGS | 7k-225 | WA | 225 | 487.4205 | 42488.0861 | 610.4905 | 2
Deep EGS | 5k-150 | WA | 150 | 5543.6016 | 77982.5887 | 1439.2412 | 3
Deep EGS | 6k-150 | WA | 150 | 14780.7999 | 94623.4082 | 1645.0293 | 3
Deep EGS | 6k-175 | WA | 175 | 10771.2333 | 58269.9597 | 943.115 | 3
Deep EGS | 6k-200 | WA | 200 | 21.8977 | 45132.204 | 688.2194 | 3
Deep EGS | 7k-175 | WA | 175 | 8761.7661 | 69553.6999 | 1066.0595 | 3
Deep EGS | 7k-200 | WA | 200 | 18477.3488 | 54047.4304 | 777.4811 | 3
Deep EGS | 7k-225 | WA | 225 | 97.4763 | 42488.0861 | 610.4905 | 3
Deep EGS | 5k-150 | WA | 150 | 865.3523 | 77982.5887 | 1439.2412 | 4
Deep EGS | 6k-150 | WA | 150 | 4481.5199 | 94623.4082 | 1645.0293 | 4
Deep EGS | 6k-175 | WA | 175 | 2746.6136 | 58269.9597 | 943.115 | 4
Deep EGS | 7k-175 | WA | 175 | 2249.2989 | 69553.6999 | 1066.0595 | 4
Deep EGS | 7k-200 | WA | 200 | 6109.179 | 54047.4304 | 777.4811 | 4
Deep EGS | 4k-150 | OR | 150 | 2574.5865 | 63198.708 | 1257.4102 | 5
Deep EGS | 5k-150 | OR | 150 | 12027.8311 | 77982.5887 | 1439.2412 | 5
Deep EGS | 5k-175 | OR | 175 | 5128.4035 | 48246.3441 | 836.1669 | 5
Deep EGS | 5k-200 | OR | 200 | 105.701 | 37122.2276 | 609.2555 | 5
Deep EGS | 6k-150 | OR | 150 | 8089.8271 | 94623.4082 | 1645.0293 | 5
Deep EGS | 6k-175 | OR | 175 | 15673.9442 | 58269.9597 | 943.115 | 5
Deep EGS | 6k-200 | OR | 200 | 4561.2054 | 45132.204 | 688.2194 | 5
Deep EGS | 6k-225 | OR | 225 | 2724.2295 | 33699.0907 | 510.5086 | 5
Deep EGS | 7k-150 | OR | 150 | 604.7525 | 113721.3188 | 1885.8213 | 5
Deep EGS | 7k-175 | OR | 175 | 7087.817 | 69553.6999 | 1066.0595 | 5
Deep EGS | 7k-200 | OR | 200 | 19433.122 | 54047.4304 | 777.4811 | 5
Deep EGS | 7k-225 | OR | 225 | 4422.6449 | 42488.0861 | 610.4905 | 5
Deep EGS | 7k-250 | OR | 250 | 4165.1723 | 34420.8829 | 471.3854 | 5
Deep EGS | 7k-275 | OR | 275 | 262.233 | 29471.8107 | 386.2802 | 5
Deep EGS | 4k-150 | OR | 150 | 1103.9364 | 63198.708 | 1257.4102 | 6
Deep EGS | 5k-150 | OR | 150 | 1564.29 | 77982.5887 | 1439.2412 | 6
Deep EGS | 5k-175 | OR | 175 | 4159.4962 | 48246.3441 | 836.1669 | 6
Deep EGS | 6k-150 | OR | 150 | 394.6502 | 94623.4082 | 1645.0293 | 6
Deep EGS | 6k-175 | OR | 175 | 428.2399 | 58269.9597 | 943.115 | 6
Deep EGS | 6k-200 | OR | 200 | 5674.1947 | 45132.204 | 688.2194 | 6
Deep EGS | 6k-225 | OR | 225 | 684.4257 | 33699.0907 | 510.5086 | 6
Deep EGS | 7k-150 | OR | 150 | 687.126 | 113721.3188 | 1885.8213 | 6
Deep EGS | 7k-175 | OR | 175 | 343.0262 | 69553.6999 | 1066.0595 | 6
Deep EGS | 7k-200 | OR | 200 | 314.7192 | 54047.4304 | 777.4811 | 6
Deep EGS | 7k-225 | OR | 225 | 5663.6709 | 42488.0861 | 610.4905 | 6
Deep EGS | 7k-250 | OR | 250 | 1323.2468 | 34420.8829 | 471.3854 | 6
Deep EGS | 7k-275 | OR | 275 | 48.7305 | 29471.8107 | 386.2802 | 6
Deep EGS | 4k-150 | OR | 150 | 468.7093 | 63198.708 | 1257.4102 | 7
Deep EGS | 5k-150 | OR | 150 | 18406.9986 | 77982.5887 | 1439.2412 | 7
Deep EGS | 5k-175 | OR | 175 | 3623.183 | 48246.3441 | 836.1669 | 7
Deep EGS | 5k-200 | OR | 200 | 14.3523 | 37122.2276 | 609.2555 | 7
Deep EGS | 6k-150 | OR | 150 | 1251.6256 | 94623.4082 | 1645.0293 | 7
Deep EGS | 6k-175 | OR | 175 | 19329.1205 | 58269.9597 | 943.115 | 7
Deep EGS | 6k-200 | OR | 200 | 9378.8339 | 45132.204 | 688.2194 | 7
Deep EGS | 6k-225 | OR | 225 | 302.2651 | 33699.0907 | 510.5086 | 7
Deep EGS | 7k-175 | OR | 175 | 425.4683 | 69553.6999 | 1066.0595 | 7
Deep EGS | 7k-200 | OR | 200 | 18296.3698 | 54047.4304 | 777.4811 | 7
Deep EGS | 7k-225 | OR | 225 | 14832.1764 | 42488.0861 | 610.4905 | 7
Deep EGS | 7k-250 | OR | 250 | 900.8212 | 34420.8829 | 471.3854 | 7
Deep EGS | 4k-150 | CA | 150 | 187.0509 | 63198.708 | 1257.4102 | 8
Deep EGS | 5k-150 | CA | 150 | 3070.4081 | 77982.5887 | 1439.2412 | 8
Deep EGS | 5k-175 | CA | 175 | 4043.4869 | 48246.3441 | 836.1669 | 8
Deep EGS | 6k-150 | CA | 150 | 259.8112 | 94623.4082 | 1645.0293 | 8
Deep EGS | 6k-175 | CA | 175 | 1385.5644 | 58269.9597 | 943.115 | 8
Deep EGS | 6k-200 | CA | 200 | 6124.1941 | 45132.204 | 688.2194 | 8
Deep EGS | 6k-225 | CA | 225 | 129.1878 | 33699.0907 | 510.5086 | 8
Deep EGS | 7k-150 | CA | 150 | 296.1351 | 113721.3188 | 1885.8213 | 8
Deep EGS | 7k-175 | CA | 175 | 222.9536 | 69553.6999 | 1066.0595 | 8
Deep EGS | 7k-200 | CA | 200 | 851.748 | 54047.4304 | 777.4811 | 8
Deep EGS | 7k-225 | CA | 225 | 6597.6039 | 42488.0861 | 610.4905 | 8
Deep EGS | 7k-250 | CA | 250 | 989.406 | 34420.8829 | 471.3854 | 8
Deep EGS | 4k-150 | CA | 150 | 455.313 | 63198.708 | 1257.4102 | 9
Deep EGS | 4k-175 | CA | 175 | 123.0512 | 39329.1946 | 742.5304 | 9
Deep EGS | 5k-150 | CA | 150 | 15502.0803 | 77982.5887 | 1439.2412 | 9
Deep EGS | 5k-175 | CA | 175 | 1334.4172 | 48246.3441 | 836.1669 | 9
Deep EGS | 5k-200 | CA | 200 | 284.9977 | 37122.2276 | 609.2555 | 9
Deep EGS | 5k-225 | CA | 225 | 8.7241 | 26200.1543 | 425.5609 | 9
Deep EGS | 6k-150 | CA | 150 | 8924.8779 | 94623.4082 | 1645.0293 | 9
Deep EGS | 6k-175 | CA | 175 | 16232.7596 | 58269.9597 | 943.115 | 9
Deep EGS | 6k-200 | CA | 200 | 4457.3716 | 45132.204 | 688.2194 | 9
Deep EGS | 6k-225 | CA | 225 | 273.7042 | 33699.0907 | 510.5086 | 9
Deep EGS | 6k-250 | CA | 250 | 130.5975 | 27352.3355 | 396.6264 | 9
Deep EGS | 7k-150 | CA | 150 | 6313.9775 | 113721.3188 | 1885.8213 | 9
Deep EGS | 7k-175 | CA | 175 | 8260.148 | 69553.6999 | 1066.0595 | 9
Deep EGS | 7k-200 | CA | 200 | 16178.9756 | 54047.4304 | 777.4811 | 9
Deep EGS | 7k-225 | CA | 225 | 8177.8486 | 42488.0861 | 610.4905 | 9
Deep EGS | 7k-250 | CA | 250 | 363.33 | 34420.8829 | 471.3854 | 9
Deep EGS | 7k-275 | CA | 275 | 245.7172 | 29471.8107 | 386.2802 | 9
Deep EGS | 7k-300 | CA | 300 | 37.1673 | 27024.8581 | 331.4757 | 9
Deep EGS | 4k-150 | CA | 150 | 2008.6255 | 63198.708 | 1257.4102 | 10
Deep EGS | 4k-175 | CA | 175 | 1259.3368 | 39329.1946 | 742.5304 | 10
Deep EGS | 5k-150 | CA | 150 | 13776.9473 | 77982.5887 | 1439.2412 | 10
Deep EGS | 5k-175 | CA | 175 | 3818.0115 | 48246.3441 | 836.1669 | 10
Deep EGS | 5k-200 | CA | 200 | 3581.7899 | 37122.2276 | 609.2555 | 10
Deep EGS | 6k-150 | CA | 150 | 8639.9599 | 94623.4082 | 1645.0293 | 10
Deep EGS | 6k-175 | CA | 175 | 14281.0653 | 58269.9597 | 943.115 | 10
Deep EGS | 6k-200 | CA | 200 | 6607.6793 | 45132.204 | 688.2194 | 10
Deep EGS | 6k-225 | CA | 225 | 1212.536 | 33699.0907 | 510.5086 | 10
Deep EGS | 6k-250 | CA | 250 | 3105.265 | 27352.3355 | 396.6264 | 10
Deep EGS | 7k-150 | CA | 150 | 3777.7929 | 113721.3188 | 1885.8213 | 10
Deep EGS | 7k-175 | CA | 175 | 8406.6347 | 69553.6999 | 1066.0595 | 10
Deep EGS | 7k-200 | CA | 200 | 15142.7994 | 54047.4304 | 777.4811 | 10
Deep EGS | 7k-225 | CA | 225 | 8605.5649 | 42488.0861 | 610.4905 | 10
Deep EGS | 7k-250 | CA | 250 | 1094.5881 | 34420.8829 | 471.3854 | 10
Deep EGS | 7k-275 | CA | 275 | 4306.7851 | 29471.8107 | 386.2802 | 10
Deep EGS | 7k-300 | CA | 300 | 967.3071 | 27024.8581 | 331.4757 | 10
Deep EGS | 4k-150 | CA | 150 | 55.1808 | 63198.708 | 1257.4102 | 11
Deep EGS | 5k-150 | CA | 150 | 324.7296 | 77982.5887 | 1439.2412 | 11
Deep EGS | 5k-175 | CA | 175 | 115.749 | 48246.3441 | 836.1669 | 11
Deep EGS | 5k-200 | CA | 200 | 18.2027 | 37122.2276 | 609.2555 | 11
Deep EGS | 6k-150 | CA | 150 | 1124.811 | 94623.4082 | 1645.0293 | 11
Deep EGS | 6k-175 | CA | 175 | 349.462 | 58269.9597 | 943.115 | 11
Deep EGS | 6k-200 | CA | 200 | 146.4144 | 45132.204 | 688.2194 | 11
Deep EGS | 6k-225 | CA | 225 | 58.4474 | 33699.0907 | 510.5086 | 11
Deep EGS | 7k-150 | CA | 150 | 569.9126 | 113721.3188 | 1885.8213 | 11
Deep EGS | 7k-175 | CA | 175 | 1183.686 | 69553.6999 | 1066.0595 | 11
Deep EGS | 7k-200 | CA | 200 | 319.4812 | 54047.4304 | 777.4811 | 11
Deep EGS | 7k-225 | CA | 225 | 232.6712 | 42488.0861 | 610.4905 | 11
Deep EGS | 7k-250 | CA | 250 | 87.1798 | 34420.8829 | 471.3854 | 11
Deep EGS | 4k-150 | NV | 150 | 1362.988 | 63198.708 | 1257.4102 | 12
Deep EGS | 5k-150 | NV | 150 | 75008.719 | 77982.5887 | 1439.2412 | 12
Deep EGS | 5k-175 | NV | 175 | 16407.4641 | 48246.3441 | 836.1669 | 12
Deep EGS | 6k-150 | NV | 150 | 2641.9326 | 94623.4082 | 1645.0293 | 12
Deep EGS | 6k-175 | NV | 175 | 67006.1079 | 58269.9597 | 943.115 | 12
Deep EGS | 6k-200 | NV | 200 | 42574.8503 | 45132.204 | 688.2194 | 12
Deep EGS | 6k-225 | NV | 225 | 567.7535 | 33699.0907 | 510.5086 | 12
Deep EGS | 7k-175 | NV | 175 | 1887.9953 | 69553.6999 | 1066.0595 | 12
Deep EGS | 7k-200 | NV | 200 | 54598.6678 | 54047.4304 | 777.4811 | 12
Deep EGS | 7k-225 | NV | 225 | 63435.3112 | 42488.0861 | 610.4905 | 12
Deep EGS | 7k-250 | NV | 250 | 4767.1624 | 34420.8829 | 471.3854 | 12
Deep EGS | 4k-150 | NV | 150 | 90.2937 | 63198.708 | 1257.4102 | 13
Deep EGS | 5k-150 | NV | 150 | 1815.536 | 77982.5887 | 1439.2412 | 13
Deep EGS | 5k-175 | NV | 175 | 743.2792 | 48246.3441 | 836.1669 | 13
Deep EGS | 6k-175 | NV | 175 | 1380.2 | 58269.9597 | 943.115 | 13
Deep EGS | 6k-200 | NV | 200 | 2467.6992 | 45132.204 | 688.2194 | 13
Deep EGS | 6k-225 | NV | 225 | 10.6076 | 33699.0907 | 510.5086 | 13
Deep EGS | 7k-200 | NV | 200 | 879.45 | 54047.4304 | 777.4811 | 13
Deep EGS | 7k-225 | NV | 225 | 3420.0876 | 42488.0861 | 610.4905 | 13
Deep EGS | 7k-250 | NV | 250 | 83.2912 | 34420.8829 | 471.3854 | 13
Deep EGS | 5k-150 | ID | 150 | 495.517 | 77982.5887 | 1439.2412 | 14
Deep EGS | 6k-150 | ID | 150 | 7504.056 | 94623.4082 | 1645.0293 | 14
Deep EGS | 6k-175 | ID | 175 | 2046.7404 | 58269.9597 | 943.115 | 14
Deep EGS | 6k-200 | ID | 200 | 0.342 | 45132.204 | 688.2194 | 14
Deep EGS | 7k-175 | ID | 175 | 5259.596 | 69553.6999 | 1066.0595 | 14
Deep EGS | 7k-200 | ID | 200 | 5040.8664 | 54047.4304 | 777.4811 | 14
Deep EGS | 7k-225 | ID | 225 | 17.1589 | 42488.0861 | 610.4905 | 14
Deep EGS | 4k-150 | ID | 150 | 2632.235 | 63198.708 | 1257.4102 | 15
Deep EGS | 4k-175 | ID | 175 | 180.2286 | 39329.1946 | 742.5304 | 15
Deep EGS | 5k-150 | ID | 150 | 6653.9921 | 77982.5887 | 1439.2412 | 15
Deep EGS | 5k-175 | ID | 175 | 4602.8814 | 48246.3441 | 836.1669 | 15
Deep EGS | 5k-200 | ID | 200 | 769.4162 | 37122.2276 | 609.2555 | 15
Deep EGS | 6k-150 | ID | 150 | 4464.7022 | 94623.4082 | 1645.0293 | 15
Deep EGS | 6k-175 | ID | 175 | 7645.1819 | 58269.9597 | 943.115 | 15
Deep EGS | 6k-200 | ID | 200 | 5584.8779 | 45132.204 | 688.2194 | 15
Deep EGS | 6k-225 | ID | 225 | 3180.6075 | 33699.0907 | 510.5086 | 15
Deep EGS | 6k-250 | ID | 250 | 27.76 | 27352.3355 | 396.6264 | 15
Deep EGS | 7k-175 | ID | 175 | 3813.48 | 69553.6999 | 1066.0595 | 15
Deep EGS | 7k-200 | ID | 200 | 7994.0258 | 54047.4304 | 777.4811 | 15
Deep EGS | 7k-225 | ID | 225 | 6132.8665 | 42488.0861 | 610.4905 | 15
Deep EGS | 7k-250 | ID | 250 | 5407.0436 | 34420.8829 | 471.3854 | 15
Deep EGS | 7k-275 | ID | 275 | 559.7482 | 29471.8107 | 386.2802 | 15
Deep EGS | 4k-150 | ID | 150 | 4411.8449 | 63198.708 | 1257.4102 | 16
Deep EGS | 4k-175 | ID | 175 | 113.2078 | 39329.1946 | 742.5304 | 16
Deep EGS | 4k-200 | ID | 200 | 13.5712 | 29885.8228 | 537.9897 | 16
Deep EGS | 5k-150 | ID | 150 | 8026.4974 | 77982.5887 | 1439.2412 | 16
Deep EGS | 5k-175 | ID | 175 | 8163.3252 | 48246.3441 | 836.1669 | 16
Deep EGS | 5k-200 | ID | 200 | 334.1449 | 37122.2276 | 609.2555 | 16
Deep EGS | 5k-225 | ID | 225 | 73.411 | 26200.1543 | 425.5609 | 16
Deep EGS | 6k-175 | ID | 175 | 5742.8293 | 58269.9597 | 943.115 | 16
Deep EGS | 6k-200 | ID | 200 | 8809.0349 | 45132.204 | 688.2194 | 16
Deep EGS | 6k-225 | ID | 225 | 5697.1126 | 33699.0907 | 510.5086 | 16
Deep EGS | 6k-250 | ID | 250 | 163.9393 | 27352.3355 | 396.6264 | 16
Deep EGS | 6k-275 | ID | 275 | 21.9464 | 23458.5343 | 326.9669 | 16
Deep EGS | 7k-200 | ID | 200 | 3636.2907 | 54047.4304 | 777.4811 | 16
Deep EGS | 7k-225 | ID | 225 | 11498.8188 | 42488.0861 | 610.4905 | 16
Deep EGS | 7k-250 | ID | 250 | 7752.0036 | 34420.8829 | 471.3854 | 16
Deep EGS | 7k-275 | ID | 275 | 1188.7008 | 29471.8107 | 386.2802 | 16
Deep EGS | 7k-300 | ID | 300 | 94.0002 | 27024.8581 | 331.4757 | 16
Deep EGS | 5k-150 | MT | 150 | 7692.6191 | 77982.5887 | 1439.2412 | 17
Deep EGS | 6k-150 | MT | 150 | 6514.2451 | 94623.4082 | 1645.0293 | 17
Deep EGS | 6k-175 | MT | 175 | 12698.5177 | 58269.9597 | 943.115 | 17
Deep EGS | 6k-200 | MT | 200 | 193.8464 | 45132.204 | 688.2194 | 17
Deep EGS | 7k-175 | MT | 175 | 4015.2286 | 69553.6999 | 1066.0595 | 17
Deep EGS | 7k-200 | MT | 200 | 18337.212 | 54047.4304 | 777.4811 | 17
Deep EGS | 7k-225 | MT | 225 | 575.559 | 42488.0861 | 610.4905 | 17
Deep EGS | 7k-250 | MT | 250 | 11.06 | 34420.8829 | 471.3854 | 17
Deep EGS | 5k-150 | MT | 150 | 1773.6022 | 77982.5887 | 1439.2412 | 18
Deep EGS | 5k-175 | MT | 175 | 63.5495 | 48246.3441 | 836.1669 | 18
Deep EGS | 6k-150 | MT | 150 | 21707.1943 | 94623.4082 | 1645.0293 | 18
Deep EGS | 6k-175 | MT | 175 | 2361.4765 | 58269.9597 | 943.115 | 18
Deep EGS | 6k-200 | MT | 200 | 185.2758 | 45132.204 | 688.2194 | 18
Deep EGS | 7k-150 | MT | 150 | 14461.4633 | 113721.3188 | 1885.8213 | 18
Deep EGS | 7k-175 | MT | 175 | 19179.7192 | 69553.6999 | 1066.0595 | 18
Deep EGS | 7k-200 | MT | 200 | 3416.0594 | 54047.4304 | 777.4811 | 18
Deep EGS | 7k-225 | MT | 225 | 164.548 | 42488.0861 | 610.4905 | 18
Deep EGS | 5k-150 | MT | 150 | 5415.202 | 77982.5887 | 1439.2412 | 19
Deep EGS | 6k-150 | MT | 150 | 2249.8559 | 94623.4082 | 1645.0293 | 19
Deep EGS | 6k-175 | MT | 175 | 4115.2729 | 58269.9597 | 943.115 | 19
Deep EGS | 7k-150 | MT | 150 | 791.361 | 113721.3188 | 1885.8213 | 19
Deep EGS | 7k-175 | MT | 175 | 5152.1759 | 69553.6999 | 1066.0595 | 19
Deep EGS | 7k-200 | MT | 200 | 2285.185 | 54047.4304 | 777.4811 | 19
Deep EGS | 5k-150 | MT | 150 | 6525.0393 | 77982.5887 | 1439.2412 | 20
Deep EGS | 6k-150 | MT | 150 | 15931.0669 | 94623.4082 | 1645.0293 | 20
Deep EGS | 6k-175 | MT | 175 | 4832.5949 | 58269.9597 | 943.115 | 20
Deep EGS | 7k-150 | MT | 150 | 12893.5399 | 113721.3188 | 1885.8213 | 20
Deep EGS | 7k-175 | MT | 175 | 15195.2876 | 69553.6999 | 1066.0595 | 20
Deep EGS | 7k-200 | MT | 200 | 3046.3303 | 54047.4304 | 777.4811 | 20
Deep EGS | 4k-150 | WY | 150 | 4.7484 | 63198.708 | 1257.4102 | 21
Deep EGS | 5k-150 | WY | 150 | 1110.2187 | 77982.5887 | 1439.2412 | 21
Deep EGS | 5k-175 | WY | 175 | 40.49 | 48246.3441 | 836.1669 | 21
Deep EGS | 5k-200 | WY | 200 | 1.4003 | 37122.2276 | 609.2555 | 21
Deep EGS | 6k-150 | WY | 150 | 4118.1682 | 94623.4082 | 1645.0293 | 21
Deep EGS | 6k-175 | WY | 175 | 1429.3843 | 58269.9597 | 943.115 | 21
Deep EGS | 6k-200 | WY | 200 | 67.8207 | 45132.204 | 688.2194 | 21
Deep EGS | 6k-225 | WY | 225 | 1.2083 | 33699.0907 | 510.5086 | 21
Deep EGS | 7k-150 | WY | 150 | 19426.3682 | 113721.3188 | 1885.8213 | 21
Deep EGS | 7k-175 | WY | 175 | 4516.5916 | 69553.6999 | 1066.0595 | 21
Deep EGS | 7k-200 | WY | 200 | 1425.6329 | 54047.4304 | 777.4811 | 21
Deep EGS | 7k-225 | WY | 225 | 81.4091 | 42488.0861 | 610.4905 | 21
Deep EGS | 7k-250 | WY | 250 | 3.5485 | 34420.8829 | 471.3854 | 21
Deep EGS | 6k-150 | WY | 150 | 71.575 | 94623.4082 | 1645.0293 | 22
Deep EGS | 7k-150 | WY | 150 | 1119.1791 | 113721.3188 | 1885.8213 | 22
Deep EGS | 6k-150 | WY | 150 | 317.268 | 94623.4082 | 1645.0293 | 23
Deep EGS | 7k-150 | WY | 150 | 4974.6621 | 113721.3188 | 1885.8213 | 23
Deep EGS | 5k-150 | WY | 150 | 2149.2657 | 77982.5887 | 1439.2412 | 24
Deep EGS | 6k-150 | WY | 150 | 5537.0794 | 94623.4082 | 1645.0293 | 24
Deep EGS | 6k-175 | WY | 175 | 1268.5926 | 58269.9597 | 943.115 | 24
Deep EGS | 7k-150 | WY | 150 | 10293.338 | 113721.3188 | 1885.8213 | 24
Deep EGS | 7k-175 | WY | 175 | 5090.682 | 69553.6999 | 1066.0595 | 24
Deep EGS | 7k-200 | WY | 200 | 608.4331 | 54047.4304 | 777.4811 | 24
Deep EGS | 4k-150 | UT | 150 | 482.8802 | 63198.708 | 1257.4102 | 25
Deep EGS | 5k-150 | UT | 150 | 21867.2891 | 77982.5887 | 1439.2412 | 25
Deep EGS | 5k-175 | UT | 175 | 14516.3043 | 48246.3441 | 836.1669 | 25
Deep EGS | 6k-150 | UT | 150 | 6509.2044 | 94623.4082 | 1645.0293 | 25
Deep EGS | 6k-175 | UT | 175 | 18290.1976 | 58269.9597 | 943.115 | 25
Deep EGS | 6k-200 | UT | 200 | 28174.0801 | 45132.204 | 688.2194 | 25
Deep EGS | 6k-225 | UT | 225 | 232.2305 | 33699.0907 | 510.5086 | 25
Deep EGS | 7k-150 | UT | 150 | 5351.64 | 113721.3188 | 1885.8213 | 25
Deep EGS | 7k-175 | UT | 175 | 6123.3731 | 69553.6999 | 1066.0595 | 25
Deep EGS | 7k-200 | UT | 200 | 17518.4694 | 54047.4304 | 777.4811 | 25
Deep EGS | 7k-225 | UT | 225 | 31974.1071 | 42488.0861 | 610.4905 | 25
Deep EGS | 7k-250 | UT | 250 | 2964.2348 | 34420.8829 | 471.3854 | 25
Deep EGS | 5k-150 | UT | 150 | 118.7792 | 77982.5887 | 1439.2412 | 26
Deep EGS | 6k-150 | UT | 150 | 1821.1375 | 94623.4082 | 1645.0293 | 26
Deep EGS | 6k-175 | UT | 175 | 139.8125 | 58269.9597 | 943.115 | 26
Deep EGS | 7k-175 | UT | 175 | 1785.3959 | 69553.6999 | 1066.0595 | 26
Deep EGS | 7k-200 | UT | 200 | 177.8558 | 54047.4304 | 777.4811 | 26
Deep EGS | 4k-150 | AZ | 150 | 1210.8553 | 63198.708 | 1257.4102 | 27
Deep EGS | 5k-150 | AZ | 150 | 4524.7578 | 77982.5887 | 1439.2412 | 27
Deep EGS | 5k-175 | AZ | 175 | 3955.7268 | 48246.3441 | 836.1669 | 27
Deep EGS | 5k-200 | AZ | 200 | 18.3164 | 37122.2276 | 609.2555 | 27
Deep EGS | 6k-150 | AZ | 150 | 526.1103 | 94623.4082 | 1645.0293 | 27
Deep EGS | 6k-175 | AZ | 175 | 4487.7525 | 58269.9597 | 943.115 | 27
Deep EGS | 6k-200 | AZ | 200 | 5193.8263 | 45132.204 | 688.2194 | 27
Deep EGS | 6k-225 | AZ | 225 | 586.6938 | 33699.0907 | 510.5086 | 27
Deep EGS | 7k-175 | AZ | 175 | 392.6762 | 69553.6999 | 1066.0595 | 27
Deep EGS | 7k-200 | AZ | 200 | 4269.1904 | 54047.4304 | 777.4811 | 27
Deep EGS | 7k-225 | AZ | 225 | 5708.9722 | 42488.0861 | 610.4905 | 27
Deep EGS | 7k-250 | AZ | 250 | 1618.2158 | 34420.8829 | 471.3854 | 27
Deep EGS | 4k-150 | AZ | 150 | 8948.3063 | 63198.708 | 1257.4102 | 28
Deep EGS | 5k-150 | AZ | 150 | 30290.5416 | 77982.5887 | 1439.2412 | 28
Deep EGS | 5k-175 | AZ | 175 | 21379.3625 | 48246.3441 | 836.1669 | 28
Deep EGS | 5k-200 | AZ | 200 | 263.6315 | 37122.2276 | 609.2555 | 28
Deep EGS | 6k-150 | AZ | 150 | 7754.2506 | 94623.4082 | 1645.0293 | 28
Deep EGS | 6k-175 | AZ | 175 | 26032.0791 | 58269.9597 | 943.115 | 28
Deep EGS | 6k-200 | AZ | 200 | 29970.6598 | 45132.204 | 688.2194 | 28
Deep EGS | 6k-225 | AZ | 225 | 4348.6451 | 33699.0907 | 510.5086 | 28
Deep EGS | 7k-150 | AZ | 150 | 8863.232 | 113721.3188 | 1885.8213 | 28
Deep EGS | 7k-175 | AZ | 175 | 8166.3905 | 69553.6999 | 1066.0595 | 28
Deep EGS | 7k-200 | AZ | 200 | 22833.6376 | 54047.4304 | 777.4811 | 28
Deep EGS | 7k-225 | AZ | 225 | 32700.5817 | 42488.0861 | 610.4905 | 28
Deep EGS | 7k-250 | AZ | 250 | 10951.6786 | 34420.8829 | 471.3854 | 28
Deep EGS | 7k-275 | AZ | 275 | 568.289 | 29471.8107 | 386.2802 | 28
Deep EGS | 5k-150 | AZ | 150 | 1990.1772 | 77982.5887 | 1439.2412 | 29
Deep EGS | 5k-175 | AZ | 175 | 296.718 | 48246.3441 | 836.1669 | 29
Deep EGS | 6k-150 | AZ | 150 | 1438.278 | 94623.4082 | 1645.0293 | 29
Deep EGS | 6k-175 | AZ | 175 | 2074.2057 | 58269.9597 | 943.115 | 29
Deep EGS | 6k-200 | AZ | 200 | 512.7102 | 45132.204 | 688.2194 | 29
Deep EGS | 7k-150 | AZ | 150 | 3724.48 | 113721.3188 | 1885.8213 | 29
Deep EGS | 7k-175 | AZ | 175 | 1355.113 | 69553.6999 | 1066.0595 | 29
Deep EGS | 7k-200 | AZ | 200 | 2153.5745 | 54047.4304 | 777.4811 | 29
Deep EGS | 7k-225 | AZ | 225 | 706.4542 | 42488.0861 | 610.4905 | 29
Deep EGS | 4k-150 | AZ | 150 | 1685.443 | 63198.708 | 1257.4102 | 30
Deep EGS | 5k-150 | AZ | 150 | 3259.14 | 77982.5887 | 1439.2412 | 30
Deep EGS | 5k-175 | AZ | 175 | 5770.1284 | 48246.3441 | 836.1669 | 30
Deep EGS | 5k-200 | AZ | 200 | 0.3295 | 37122.2276 | 609.2555 | 30
Deep EGS | 6k-175 | AZ | 175 | 2201.0939 | 58269.9597 | 943.115 | 30
Deep EGS | 6k-200 | AZ | 200 | 8807.4465 | 45132.204 | 688.2194 | 30
Deep EGS | 6k-225 | AZ | 225 | 320.397 | 33699.0907 | 510.5086 | 30
Deep EGS | 7k-200 | AZ | 200 | 1107.3312 | 54047.4304 | 777.4811 | 30
Deep EGS | 7k-225 | AZ | 225 | 10786.2713 | 42488.0861 | 610.4905 | 30
Deep EGS | 7k-250 | AZ | 250 | 1681.5413 | 34420.8829 | 471.3854 | 30
Deep EGS | 4k-150 | NM | 150 | 11308.9601 | 63198.708 | 1257.4102 | 31
Deep EGS | 4k-175 | NM | 175 | 136.4946 | 39329.1946 | 742.5304 | 31
Deep EGS | 5k-150 | NM | 150 | 38644.0332 | 77982.5887 | 1439.2412 | 31
Deep EGS | 5k-175 | NM | 175 | 26477.4908 | 48246.3441 | 836.1669 | 31
Deep EGS | 5k-200 | NM | 200 | 1628.4239 | 37122.2276 | 609.2555 | 31
Deep EGS | 5k-225 | NM | 225 | 62.1999 | 26200.1543 | 425.5609 | 31
Deep EGS | 6k-150 | NM | 150 | 20738.5468 | 94623.4082 | 1645.0293 | 31
Deep EGS | 6k-175 | NM | 175 | 34241.1877 | 58269.9597 | 943.115 | 31
Deep EGS | 6k-200 | NM | 200 | 36523.755 | 45132.204 | 688.2194 | 31
Deep EGS | 6k-225 | NM | 225 | 8005.6193 | 33699.0907 | 510.5086 | 31
Deep EGS | 6k-250 | NM | 250 | 253.3728 | 27352.3355 | 396.6264 | 31
Deep EGS | 6k-275 | NM | 275 | 10.3191 | 23458.5343 | 326.9669 | 31
Deep EGS | 7k-150 | NM | 150 | 13331.6622 | 113721.3188 | 1885.8213 | 31
Deep EGS | 7k-175 | NM | 175 | 20361.4318 | 69553.6999 | 1066.0595 | 31
Deep EGS | 7k-200 | NM | 200 | 31853.3149 | 54047.4304 | 777.4811 | 31
Deep EGS | 7k-225 | NM | 225 | 38747.5809 | 42488.0861 | 610.4905 | 31
Deep EGS | 7k-250 | NM | 250 | 16714.946 | 34420.8829 | 471.3854 | 31
Deep EGS | 7k-275 | NM | 275 | 689.442 | 29471.8107 | 386.2802 | 31
Deep EGS | 7k-300 | NM | 300 | 123.2487 | 27024.8581 | 331.4757 | 31
Deep EGS | 5k-150 | SD | 150 | 13.3186 | 77982.5887 | 1439.2412 | 32
Deep EGS | 6k-150 | SD | 150 | 262.3048 | 94623.4082 | 1645.0293 | 32
Deep EGS | 6k-175 | SD | 175 | 9.2028 | 58269.9597 | 943.115 | 32
Deep EGS | 7k-150 | SD | 150 | 1887.1828 | 113721.3188 | 1885.8213 | 32
Deep EGS | 7k-175 | SD | 175 | 166.7273 | 69553.6999 | 1066.0595 | 32
Deep EGS | 4k-150 | CO | 150 | 2439.4049 | 63198.708 | 1257.4102 | 33
Deep EGS | 5k-150 | CO | 150 | 24293.2371 | 77982.5887 | 1439.2412 | 33
Deep EGS | 5k-175 | CO | 175 | 3553.6645 | 48246.3441 | 836.1669 | 33
Deep EGS | 5k-200 | CO | 200 | 24.4517 | 37122.2276 | 609.2555 | 33
Deep EGS | 6k-150 | CO | 150 | 12099.0056 | 94623.4082 | 1645.0293 | 33
Deep EGS | 6k-175 | CO | 175 | 25909.1003 | 58269.9597 | 943.115 | 33
Deep EGS | 6k-200 | CO | 200 | 4397.7577 | 45132.204 | 688.2194 | 33
Deep EGS | 6k-225 | CO | 225 | 1045.6843 | 33699.0907 | 510.5086 | 33
Deep EGS | 7k-150 | CO | 150 | 9195.0922 | 113721.3188 | 1885.8213 | 33
Deep EGS | 7k-175 | CO | 175 | 16804.474 | 69553.6999 | 1066.0595 | 33
Deep EGS | 7k-200 | CO | 200 | 22699.0692 | 54047.4304 | 777.4811 | 33
Deep EGS | 7k-225 | CO | 225 | 5333.5799 | 42488.0861 | 610.4905 | 33
Deep EGS | 7k-250 | CO | 250 | 1858.599 | 34420.8829 | 471.3854 | 33
Deep EGS | 7k-275 | CO | 275 | 124.478 | 29471.8107 | 386.2802 | 33
Deep EGS | 4k-150 | CO | 150 | 1762.4565 | 63198.708 | 1257.4102 | 34
Deep EGS | 4k-175 | CO | 175 | 32.5642 | 39329.1946 | 742.5304 | 34
Deep EGS | 5k-150 | CO | 150 | 27245.4505 | 77982.5887 | 1439.2412 | 34
Deep EGS | 5k-175 | CO | 175 | 9186.4964 | 48246.3441 | 836.1669 | 34
Deep EGS | 5k-200 | CO | 200 | 239.1865 | 37122.2276 | 609.2555 | 34
Deep EGS | 6k-150 | CO | 150 | 16896.8446 | 94623.4082 | 1645.0293 | 34
Deep EGS | 6k-175 | CO | 175 | 24034.8656 | 58269.9597 | 943.115 | 34
Deep EGS | 6k-200 | CO | 200 | 15111.6812 | 45132.204 | 688.2194 | 34
Deep EGS | 6k-225 | CO | 225 | 1563.2878 | 33699.0907 | 510.5086 | 34
Deep EGS | 6k-250 | CO | 250 | 37.7316 | 27352.3355 | 396.6264 | 34
Deep EGS | 7k-150 | CO | 150 | 12110.7724 | 113721.3188 | 1885.8213 | 34
Deep EGS | 7k-175 | CO | 175 | 15863.5826 | 69553.6999 | 1066.0595 | 34
Deep EGS | 7k-200 | CO | 200 | 21186.5518 | 54047.4304 | 777.4811 | 34
Deep EGS | 7k-225 | CO | 225 | 13782.6773 | 42488.0861 | 610.4905 | 34
Deep EGS | 7k-250 | CO | 250 | 6683.0117 | 34420.8829 | 471.3854 | 34
Deep EGS | 7k-275 | CO | 275 | 154.1957 | 29471.8107 | 386.2802 | 34
Deep EGS | 4k-150 | MT | 150 | 620.3138 | 63198.708 | 1257.4102 | 35
Deep EGS | 5k-150 | MT | 150 | 15276.501 | 77982.5887 | 1439.2412 | 35
Deep EGS | 5k-175 | MT | 175 | 1130.5642 | 48246.3441 | 836.1669 | 35
Deep EGS | 6k-150 | MT | 150 | 20083.5794 | 94623.4082 | 1645.0293 | 35
Deep EGS | 6k-175 | MT | 175 | 13096.7546 | 58269.9597 | 943.115 | 35
Deep EGS | 6k-200 | MT | 200 | 809.7043 | 45132.204 | 688.2194 | 35
Deep EGS | 7k-150 | MT | 150 | 5228.4981 | 113721.3188 | 1885.8213 | 35
Deep EGS | 7k-175 | MT | 175 | 23198.0584 | 69553.6999 | 1066.0595 | 35
Deep EGS | 7k-200 | MT | 200 | 10381.2556 | 54047.4304 | 777.4811 | 35
Deep EGS | 7k-225 | MT | 225 | 518.4641 | 42488.0861 | 610.4905 | 35
Deep EGS | 5k-150 | ND | 150 | 19118.7013 | 77982.5887 | 1439.2412 | 36
Deep EGS | 5k-175 | ND | 175 | 275.4261 | 48246.3441 | 836.1669 | 36
Deep EGS | 6k-150 | ND | 150 | 15064.1099 | 94623.4082 | 1645.0293 | 36
Deep EGS | 6k-175 | ND | 175 | 17824.8366 | 58269.9597 | 943.115 | 36
Deep EGS | 6k-200 | ND | 200 | 182.206 | 45132.204 | 688.2194 | 36
Deep EGS | 7k-150 | ND | 150 | 7273.0646 | 113721.3188 | 1885.8213 | 36
Deep EGS | 7k-175 | ND | 175 | 22566.4517 | 69553.6999 | 1066.0595 | 36
Deep EGS | 7k-200 | ND | 200 | 12101.9377 | 54047.4304 | 777.4811 | 36
Deep EGS | 7k-225 | ND | 225 | 77.8918 | 42488.0861 | 610.4905 | 36
Deep EGS | 5k-150 | ND | 150 | 474.0416 | 77982.5887 | 1439.2412 | 37
Deep EGS | 6k-150 | ND | 150 | 9397.0918 | 94623.4082 | 1645.0293 | 37
Deep EGS | 6k-175 | ND | 175 | 239.544 | 58269.9597 | 943.115 | 37
Deep EGS | 7k-150 | ND | 150 | 12904.1551 | 113721.3188 | 1885.8213 | 37
Deep EGS | 7k-175 | ND | 175 | 6462.7949 | 69553.6999 | 1066.0595 | 37
Deep EGS | 7k-200 | ND | 200 | 73.101 | 54047.4304 | 777.4811 | 37
Deep EGS | 5k-150 | SD | 150 | 8870.676 | 77982.5887 | 1439.2412 | 38
Deep EGS | 6k-150 | SD | 150 | 13604.731 | 94623.4082 | 1645.0293 | 38
Deep EGS | 6k-175 | SD | 175 | 9478.7426 | 58269.9597 | 943.115 | 38
Deep EGS | 7k-150 | SD | 150 | 30983.5868 | 113721.3188 | 1885.8213 | 38
Deep EGS | 7k-175 | SD | 175 | 13886.9604 | 69553.6999 | 1066.0595 | 38
Deep EGS | 7k-200 | SD | 200 | 9314.0733 | 54047.4304 | 777.4811 | 38
Deep EGS | 5k-150 | NE | 150 | 5147.3395 | 77982.5887 | 1439.2412 | 39
Deep EGS | 6k-150 | NE | 150 | 13307.5323 | 94623.4082 | 1645.0293 | 39
Deep EGS | 6k-175 | NE | 175 | 1936.8002 | 58269.9597 | 943.115 | 39
Deep EGS | 7k-150 | NE | 150 | 15249.563 | 113721.3188 | 1885.8213 | 39
Deep EGS | 7k-175 | NE | 175 | 12356.9085 | 69553.6999 | 1066.0595 | 39
Deep EGS | 7k-200 | NE | 200 | 534.0422 | 54047.4304 | 777.4811 | 39
Deep EGS | 5k-150 | NE | 150 | 662.6721 | 77982.5887 | 1439.2412 | 40
Deep EGS | 6k-150 | NE | 150 | 4947.5089 | 94623.4082 | 1645.0293 | 40
Deep EGS | 6k-175 | NE | 175 | 829.579 | 58269.9597 | 943.115 | 40
Deep EGS | 7k-150 | NE | 150 | 26568.8788 | 113721.3188 | 1885.8213 | 40
Deep EGS | 7k-175 | NE | 175 | 3628.4292 | 69553.6999 | 1066.0595 | 40
Deep EGS | 7k-200 | NE | 200 | 952.9569 | 54047.4304 | 777.4811 | 40
Deep EGS | 6k-150 | NE | 150 | 308.4466 | 94623.4082 | 1645.0293 | 41
Deep EGS | 7k-150 | NE | 150 | 1442.7118 | 113721.3188 | 1885.8213 | 41
Deep EGS | 7k-175 | NE | 175 | 230.0815 | 69553.6999 | 1066.0595 | 41
Deep EGS | 6k-150 | NM | 150 | 414.5521 | 94623.4082 | 1645.0293 | 47
Deep EGS | 7k-150 | NM | 150 | 1072.0348 | 113721.3188 | 1885.8213 | 47
Deep EGS | 7k-175 | NM | 175 | 400.6656 | 69553.6999 | 1066.0595 | 47
Deep EGS | 6k-150 | TX | 150 | 1072.1327 | 94623.4082 | 1645.0293 | 48
Deep EGS | 7k-150 | TX | 150 | 2278.9841 | 113721.3188 | 1885.8213 | 48
Deep EGS | 7k-175 | TX | 175 | 706.985 | 69553.6999 | 1066.0595 | 48
Deep EGS | 5k-150 | OK | 150 | 19.2326 | 77982.5887 | 1439.2412 | 50
Deep EGS | 6k-150 | OK | 150 | 265.9364 | 94623.4082 | 1645.0293 | 50
Deep EGS | 6k-175 | OK | 175 | 19.0991 | 58269.9597 | 943.115 | 50
Deep EGS | 7k-150 | OK | 150 | 483.6936 | 113721.3188 | 1885.8213 | 50
Deep EGS | 7k-175 | OK | 175 | 162.8913 | 69553.6999 | 1066.0595 | 50
Deep EGS | 6k-150 | OK | 150 | 0.6139 | 94623.4082 | 1645.0293 | 51
Deep EGS | 7k-150 | KS | 150 | 46.4044 | 113721.3188 | 1885.8213 | 52
Deep EGS | 7k-150 | KS | 150 | 0.671 | 113721.3188 | 1885.8213 | 53
Deep EGS | 7k-150 | MO | 150 | 15.0391 | 113721.3188 | 1885.8213 | 55
Deep EGS | 5k-150 | AR | 150 | 0.1218 | 77982.5887 | 1439.2412 | 56
Deep EGS | 6k-150 | AR | 150 | 23.8484 | 94623.4082 | 1645.0293 | 56
Deep EGS | 7k-150 | AR | 150 | 273.1176 | 113721.3188 | 1885.8213 | 56
Deep EGS | 7k-175 | AR | 175 | 4.9202 | 69553.6999 | 1066.0595 | 56
Deep EGS | 5k-150 | TX | 150 | 8729.5389 | 77982.5887 | 1439.2412 | 57
Deep EGS | 5k-175 | TX | 175 | 29.1691 | 48246.3441 | 836.1669 | 57
Deep EGS | 6k-150 | TX | 150 | 177.2599 | 94623.4082 | 1645.0293 | 57
Deep EGS | 6k-175 | TX | 175 | 9882.5944 | 58269.9597 | 943.115 | 57
Deep EGS | 6k-200 | TX | 200 | 14.7913 | 45132.204 | 688.2194 | 57
Deep EGS | 7k-150 | TX | 150 | 40.0178 | 113721.3188 | 1885.8213 | 57
Deep EGS | 7k-175 | TX | 175 | 512.2158 | 69553.6999 | 1066.0595 | 57
Deep EGS | 7k-200 | TX | 200 | 10705.5996 | 54047.4304 | 777.4811 | 57
Deep EGS | 4k-150 | LA | 150 | 712.8984 | 63198.708 | 1257.4102 | 58
Deep EGS | 5k-150 | LA | 150 | 12050.7786 | 77982.5887 | 1439.2412 | 58
Deep EGS | 5k-175 | LA | 175 | 1650.4758 | 48246.3441 | 836.1669 | 58
Deep EGS | 6k-150 | LA | 150 | 9147.6124 | 94623.4082 | 1645.0293 | 58
Deep EGS | 6k-175 | LA | 175 | 12746.8535 | 58269.9597 | 943.115 | 58
Deep EGS | 6k-200 | LA | 200 | 1624.6582 | 45132.204 | 688.2194 | 58
Deep EGS | 7k-150 | LA | 150 | 17410.9762 | 113721.3188 | 1885.8213 | 58
Deep EGS | 7k-175 | LA | 175 | 9090.2311 | 69553.6999 | 1066.0595 | 58
Deep EGS | 7k-200 | LA | 200 | 12318.5834 | 54047.4304 | 777.4811 | 58
Deep EGS | 7k-225 | LA | 225 | 1300.011 | 42488.0861 | 610.4905 | 58
Deep EGS | 4k-150 | TX | 150 | 22.5747 | 63198.708 | 1257.4102 | 59
Deep EGS | 5k-150 | TX | 150 | 1275.3158 | 77982.5887 | 1439.2412 | 59
Deep EGS | 5k-175 | TX | 175 | 270.3879 | 48246.3441 | 836.1669 | 59
Deep EGS | 6k-175 | TX | 175 | 1268.5158 | 58269.9597 | 943.115 | 59
Deep EGS | 6k-200 | TX | 200 | 529.1494 | 45132.204 | 688.2194 | 59
Deep EGS | 7k-200 | TX | 200 | 1226.352 | 54047.4304 | 777.4811 | 59
Deep EGS | 7k-225 | TX | 225 | 724.4434 | 42488.0861 | 610.4905 | 59
Deep EGS | 7k-250 | TX | 250 | 54.1557 | 34420.8829 | 471.3854 | 59
Deep EGS | 6k-150 | TX | 150 | 207.0246 | 94623.4082 | 1645.0293 | 60
Deep EGS | 7k-150 | TX | 150 | 6753.4441 | 113721.3188 | 1885.8213 | 60
Deep EGS | 4k-150 | TX | 150 | 457.5417 | 63198.708 | 1257.4102 | 61
Deep EGS | 5k-150 | TX | 150 | 7894.6163 | 77982.5887 | 1439.2412 | 61
Deep EGS | 5k-175 | TX | 175 | 1388.96 | 48246.3441 | 836.1669 | 61
Deep EGS | 6k-150 | TX | 150 | 6200.3418 | 94623.4082 | 1645.0293 | 61
Deep EGS | 6k-175 | TX | 175 | 8419.7789 | 58269.9597 | 943.115 | 61
Deep EGS | 6k-200 | TX | 200 | 2340.026 | 45132.204 | 688.2194 | 61
Deep EGS | 6k-225 | TX | 225 | 58.5768 | 33699.0907 | 510.5086 | 61
Deep EGS | 7k-150 | TX | 150 | 10319.2481 | 113721.3188 | 1885.8213 | 61
Deep EGS | 7k-175 | TX | 175 | 5311.9381 | 69553.6999 | 1066.0595 | 61
Deep EGS | 7k-200 | TX | 200 | 8721.3108 | 54047.4304 | 777.4811 | 61
Deep EGS | 7k-225 | TX | 225 | 2628.2324 | 42488.0861 | 610.4905 | 61
Deep EGS | 7k-250 | TX | 250 | 565.3256 | 34420.8829 | 471.3854 | 61
Deep EGS | 5k-150 | TX | 150 | 22002.3864 | 77982.5887 | 1439.2412 | 63
Deep EGS | 5k-175 | TX | 175 | 176.1096 | 48246.3441 | 836.1669 | 63
Deep EGS | 6k-150 | TX | 150 | 12758.1601 | 94623.4082 | 1645.0293 | 63
Deep EGS | 6k-175 | TX | 175 | 22300.3372 | 58269.9597 | 943.115 | 63
Deep EGS | 6k-200 | TX | 200 | 93.1871 | 45132.204 | 688.2194 | 63
Deep EGS | 7k-150 | TX | 150 | 15793.7201 | 113721.3188 | 1885.8213 | 63
Deep EGS | 7k-175 | TX | 175 | 16224.8763 | 69553.6999 | 1066.0595 | 63
Deep EGS | 7k-200 | TX | 200 | 19670.4854 | 54047.4304 | 777.4811 | 63
Deep EGS | 7k-225 | TX | 225 | 14.5842 | 42488.0861 | 610.4905 | 63
Deep EGS | 4k-150 | TX | 150 | 184.5612 | 63198.708 | 1257.4102 | 64
Deep EGS | 5k-150 | TX | 150 | 12433.8902 | 77982.5887 | 1439.2412 | 64
Deep EGS | 5k-175 | TX | 175 | 577.8369 | 48246.3441 | 836.1669 | 64
Deep EGS | 6k-150 | TX | 150 | 5614.3181 | 94623.4082 | 1645.0293 | 64
Deep EGS | 6k-175 | TX | 175 | 11500.5651 | 58269.9597 | 943.115 | 64
Deep EGS | 6k-200 | TX | 200 | 730.87 | 45132.204 | 688.2194 | 64
Deep EGS | 7k-150 | TX | 150 | 2058.8584 | 113721.3188 | 1885.8213 | 64
Deep EGS | 7k-175 | TX | 175 | 8567.1108 | 69553.6999 | 1066.0595 | 64
Deep EGS | 7k-200 | TX | 200 | 9481.2727 | 54047.4304 | 777.4811 | 64
Deep EGS | 7k-225 | TX | 225 | 783.0761 | 42488.0861 | 610.4905 | 64
Deep EGS | 4k-150 | TX | 150 | 2428.9926 | 63198.708 | 1257.4102 | 65
Deep EGS | 5k-150 | TX | 150 | 24250.4126 | 77982.5887 | 1439.2412 | 65
Deep EGS | 5k-175 | TX | 175 | 6256.3488 | 48246.3441 | 836.1669 | 65
Deep EGS | 6k-150 | TX | 150 | 21097.4653 | 94623.4082 | 1645.0293 | 65
Deep EGS | 6k-175 | TX | 175 | 22947.5601 | 58269.9597 | 943.115 | 65
Deep EGS | 6k-200 | TX | 200 | 7267.1719 | 45132.204 | 688.2194 | 65
Deep EGS | 7k-150 | TX | 150 | 8471.8143 | 113721.3188 | 1885.8213 | 65
Deep EGS | 7k-175 | TX | 175 | 22891.6515 | 69553.6999 | 1066.0595 | 65
Deep EGS | 7k-200 | TX | 200 | 21807.3652 | 54047.4304 | 777.4811 | 65
Deep EGS | 7k-225 | TX | 225 | 7648.8723 | 42488.0861 | 610.4905 | 65
Deep EGS | 4k-150 | TX | 150 | 309.6538 | 63198.708 | 1257.4102 | 66
Deep EGS | 5k-150 | TX | 150 | 7317.3628 | 77982.5887 | 1439.2412 | 66
Deep EGS | 5k-175 | TX | 175 | 649.1325 | 48246.3441 | 836.1669 | 66
Deep EGS | 6k-150 | TX | 150 | 9316.6521 | 94623.4082 | 1645.0293 | 66
Deep EGS | 6k-175 | TX | 175 | 5755.9335 | 58269.9597 | 943.115 | 66
Deep EGS | 6k-200 | TX | 200 | 606.4072 | 45132.204 | 688.2194 | 66
Deep EGS | 7k-150 | TX | 150 | 4193.8183 | 113721.3188 | 1885.8213 | 66
Deep EGS | 7k-175 | TX | 175 | 9877.0207 | 69553.6999 | 1066.0595 | 66
Deep EGS | 7k-200 | TX | 200 | 4789.6893 | 54047.4304 | 777.4811 | 66
Deep EGS | 7k-225 | TX | 225 | 539.5426 | 42488.0861 | 610.4905 | 66
Deep EGS | 5k-150 | TX | 150 | 1001.69 | 77982.5887 | 1439.2412 | 67
Deep EGS | 6k-150 | TX | 150 | 4976.1042 | 94623.4082 | 1645.0293 | 67
Deep EGS | 6k-175 | TX | 175 | 847.7028 | 58269.9597 | 943.115 | 67
Deep EGS | 7k-150 | TX | 150 | 2161.9575 | 113721.3188 | 1885.8213 | 67
Deep EGS | 7k-175 | TX | 175 | 4040.1819 | 69553.6999 | 1066.0595 | 67
Deep EGS | 7k-200 | TX | 200 | 503.935 | 54047.4304 | 777.4811 | 67
Deep EGS | 7k-150 | IA | 150 | 0.6873 | 113721.3188 | 1885.8213 | 69
Deep EGS | 7k-150 | IA | 150 | 125.5392 | 113721.3188 | 1885.8213 | 70
Deep EGS | 7k-150 | MO | 150 | 4.1903 | 113721.3188 | 1885.8213 | 71
Deep EGS | 7k-150 | WI | 150 | 76.022 | 113721.3188 | 1885.8213 | 77
Deep EGS | 7k-150 | IL | 150 | 8.6492 | 113721.3188 | 1885.8213 | 80
Deep EGS | 7k-150 | IL | 150 | 23.8894 | 113721.3188 | 1885.8213 | 81
Deep EGS | 7k-150 | IL | 150 | 1.1349 | 113721.3188 | 1885.8213 | 83
Deep EGS | 4k-150 | AR | 150 | 4.0422 | 63198.708 | 1257.4102 | 85
Deep EGS | 5k-150 | AR | 150 | 55.843 | 77982.5887 | 1439.2412 | 85
Deep EGS | 5k-175 | AR | 175 | 5.9171 | 48246.3441 | 836.1669 | 85
Deep EGS | 6k-150 | AR | 150 | 190.5624 | 94623.4082 | 1645.0293 | 85
Deep EGS | 6k-175 | AR | 175 | 29.7412 | 58269.9597 | 943.115 | 85
Deep EGS | 6k-200 | AR | 200 | 7.5444 | 45132.204 | 688.2194 | 85
Deep EGS | 7k-150 | AR | 150 | 181.9699 | 113721.3188 | 1885.8213 | 85
Deep EGS | 7k-175 | AR | 175 | 249.1245 | 69553.6999 | 1066.0595 | 85
Deep EGS | 7k-200 | AR | 200 | 24.7754 | 54047.4304 | 777.4811 | 85
Deep EGS | 7k-225 | AR | 225 | 10.3525 | 42488.0861 | 610.4905 | 85
Deep EGS | 5k-150 | LA | 150 | 8452.4854 | 77982.5887 | 1439.2412 | 86
Deep EGS | 6k-150 | LA | 150 | 2612.5226 | 94623.4082 | 1645.0293 | 86
Deep EGS | 6k-175 | LA | 175 | 8007.8614 | 58269.9597 | 943.115 | 86
Deep EGS | 6k-200 | LA | 200 | 6.7976 | 45132.204 | 688.2194 | 86
Deep EGS | 7k-175 | LA | 175 | 5318.2264 | 69553.6999 | 1066.0595 | 86
Deep EGS | 7k-200 | LA | 200 | 6562.3772 | 54047.4304 | 777.4811 | 86
Deep EGS | 5k-150 | MS | 150 | 75.401 | 77982.5887 | 1439.2412 | 87
Deep EGS | 6k-150 | MS | 150 | 289.4808 | 94623.4082 | 1645.0293 | 87
Deep EGS | 6k-175 | MS | 175 | 62.3112 | 58269.9597 | 943.115 | 87
Deep EGS | 7k-150 | MS | 150 | 94.7632 | 113721.3188 | 1885.8213 | 87
Deep EGS | 7k-175 | MS | 175 | 221.808 | 69553.6999 | 1066.0595 | 87
Deep EGS | 7k-200 | MS | 200 | 54.6636 | 54047.4304 | 777.4811 | 87
Deep EGS | 5k-150 | MS | 150 | 8.1698 | 77982.5887 | 1439.2412 | 88
Deep EGS | 6k-150 | MS | 150 | 38.8764 | 94623.4082 | 1645.0293 | 88
Deep EGS | 6k-175 | MS | 175 | 6.951 | 58269.9597 | 943.115 | 88
Deep EGS | 7k-150 | MS | 150 | 48.0694 | 113721.3188 | 1885.8213 | 88
Deep EGS | 7k-175 | MS | 175 | 47.328 | 69553.6999 | 1066.0595 | 88
Deep EGS | 7k-200 | MS | 200 | 10.145 | 54047.4304 | 777.4811 | 88
Deep EGS | 6k-150 | AL | 150 | 4.6816 | 94623.4082 | 1645.0293 | 89
Deep EGS | 7k-150 | AL | 150 | 157.2576 | 113721.3188 | 1885.8213 | 89
Deep EGS | 7k-175 | AL | 175 | 1.1327 | 69553.6999 | 1066.0595 | 89
Deep EGS | 7k-150 | AL | 150 | 76.6148 | 113721.3188 | 1885.8213 | 90
Deep EGS | 5k-150 | FL | 150 | 1.7255 | 77982.5887 | 1439.2412 | 91
Deep EGS | 6k-150 | FL | 150 | 144.3861 | 94623.4082 | 1645.0293 | 91
Deep EGS | 7k-150 | FL | 150 | 134.5104 | 113721.3188 | 1885.8213 | 91
Deep EGS | 7k-175 | FL | 175 | 92.0727 | 69553.6999 | 1066.0595 | 91
Deep EGS | 7k-150 | TN | 150 | 74.3613 | 113721.3188 | 1885.8213 | 92
Deep EGS | 7k-150 | KY | 150 | 3.5732 | 113721.3188 | 1885.8213 | 93
Deep EGS | 7k-150 | GA | 150 | 307.6684 | 113721.3188 | 1885.8213 | 94
Deep EGS | 7k-150 | SC | 150 | 508.8474 | 113721.3188 | 1885.8213 | 95
Deep EGS | 7k-150 | SC | 150 | 8923.9242 | 113721.3188 | 1885.8213 | 96
Deep EGS | 6k-150 | NC | 150 | 2.5454 | 94623.4082 | 1645.0293 | 98
Deep EGS | 7k-150 | NC | 150 | 116.0229 | 113721.3188 | 1885.8213 | 98
Deep EGS | 7k-175 | NC | 175 | 3.2063 | 69553.6999 | 1066.0595 | 98
Deep EGS | 5k-150 | VA | 150 | 27.8975 | 77982.5887 | 1439.2412 | 99
Deep EGS | 6k-150 | VA | 150 | 174.6972 | 94623.4082 | 1645.0293 | 99
Deep EGS | 6k-175 | VA | 175 | 31.7017 | 58269.9597 | 943.115 | 99
Deep EGS | 7k-150 | VA | 150 | 4627.0291 | 113721.3188 | 1885.8213 | 99
Deep EGS | 7k-175 | VA | 175 | 115.6376 | 69553.6999 | 1066.0595 | 99
Deep EGS | 7k-200 | VA | 200 | 10.2629 | 54047.4304 | 777.4811 | 99
Deep EGS | 7k-150 | FL | 150 | 33.2969 | 113721.3188 | 1885.8213 | 101
Deep EGS | 7k-150 | IN | 150 | 31.0935 | 113721.3188 | 1885.8213 | 107
Deep EGS | 7k-150 | KY | 150 | 3.6873 | 113721.3188 | 1885.8213 | 109
Deep EGS | 6k-150 | KY | 150 | 3.1244 | 94623.4082 | 1645.0293 | 110
Deep EGS | 7k-150 | KY | 150 | 18.8411 | 113721.3188 | 1885.8213 | 110
Deep EGS | 7k-175 | KY | 175 | 0.16128 | 69553.6999 | 1066.0595 | 110
Deep EGS | 7k-150 | OH | 150 | 247.7582 | 113721.3188 | 1885.8213 | 111
Deep EGS | 7k-150 | OH | 150 | 145.0191 | 113721.3188 | 1885.8213 | 112
Deep EGS | 5k-150 | PA | 150 | 53.9508 | 77982.5887 | 1439.2412 | 115
Deep EGS | 6k-150 | PA | 150 | 2214.4 | 94623.4082 | 1645.0293 | 115
Deep EGS | 6k-175 | PA | 175 | 32.7737 | 58269.9597 | 943.115 | 115
Deep EGS | 7k-150 | PA | 150 | 7625.1529 | 113721.3188 | 1885.8213 | 115
Deep EGS | 7k-175 | PA | 175 | 805.646 | 69553.6999 | 1066.0595 | 115
Deep EGS | 7k-200 | PA | 200 | 22.0398 | 54047.4304 | 777.4811 | 115
Deep EGS | 5k-150 | WV | 150 | 2879.328 | 77982.5887 | 1439.2412 | 116
Deep EGS | 6k-150 | WV | 150 | 5045.8825 | 94623.4082 | 1645.0293 | 116
Deep EGS | 6k-175 | WV | 175 | 3710.63 | 58269.9597 | 943.115 | 116
Deep EGS | 7k-150 | WV | 150 | 3539.0929 | 113721.3188 | 1885.8213 | 116
Deep EGS | 7k-175 | WV | 175 | 5264.4461 | 69553.6999 | 1066.0595 | 116
Deep EGS | 7k-200 | WV | 200 | 3099.775 | 54047.4304 | 777.4811 | 116
Deep EGS | 7k-225 | WV | 225 | 21.6311 | 42488.0861 | 610.4905 | 116
Deep EGS | 5k-150 | WV | 150 | 13.0723 | 77982.5887 | 1439.2412 | 117
Deep EGS | 6k-150 | WV | 150 | 2763.5901 | 94623.4082 | 1645.0293 | 117
Deep EGS | 6k-175 | WV | 175 | 1.3726 | 58269.9597 | 943.115 | 117
Deep EGS | 7k-150 | WV | 150 | 7285.7003 | 113721.3188 | 1885.8213 | 117
Deep EGS | 7k-175 | WV | 175 | 773.0758 | 69553.6999 | 1066.0595 | 117
Deep EGS | 5k-150 | VA | 150 | 100.7376 | 77982.5887 | 1439.2412 | 118
Deep EGS | 6k-150 | VA | 150 | 2245.5419 | 94623.4082 | 1645.0293 | 118
Deep EGS | 7k-150 | VA | 150 | 1583.92 | 113721.3188 | 1885.8213 | 118
Deep EGS | 7k-175 | VA | 175 | 1181.1371 | 69553.6999 | 1066.0595 | 118
Deep EGS | 7k-150 | PA | 150 | 729.3888 | 113721.3188 | 1885.8213 | 119
Deep EGS | 7k-150 | PA | 150 | 378.5482 | 113721.3188 | 1885.8213 | 120
Deep EGS | 7k-150 | MD | 150 | 105.711 | 113721.3188 | 1885.8213 | 121
Deep EGS | 6k-150 | PA | 150 | 1856.0672 | 94623.4082 | 1645.0293 | 122
Deep EGS | 7k-150 | PA | 150 | 12642.7426 | 113721.3188 | 1885.8213 | 122
Deep EGS | 7k-175 | PA | 175 | 735.4223 | 69553.6999 | 1066.0595 | 122
Deep EGS | 7k-150 | MD | 150 | 9.9816 | 113721.3188 | 1885.8213 | 123
Deep EGS | 7k-150 | VA | 150 | 1.6517 | 113721.3188 | 1885.8213 | 124
Deep EGS | 6k-150 | NY | 150 | 3.5006 | 94623.4082 | 1645.0293 | 127
Deep EGS | 7k-175 | NY | 175 | 2.9208 | 69553.6999 | 1066.0595 | 127
Deep EGS | 7k-150 | MA | 150 | 8.3685 | 113721.3188 | 1885.8213 | 131
Deep EGS | 7k-150 | ME | 150 | 165.9765 | 113721.3188 | 1885.8213 | 134

## Improved Tech 2030
|  |  | (°C) | (MWe) | (2015 $/kW) | $/kW/year |  | Capital Cost Reduction Curve |  |  |  |  | Fixed O&M (FOM) Cost Reduction Curve
Geothermal Resource Type | Site Name | STATE | Temp | CAPACITY | Capital Costs | O&M Costs | POWER CONTROL REGION |  | Identified Hydrothermal | Undiscovered Hydrotrhermal | NF-EGS | Deep EGS |  | Identified Hydrothermal | Undiscovered Hydrotrhermal | NF-EGS | Deep EGS
Identified Hydrothermal | Boyes HS | CA | 110 | 8.37 | 17015.5927 | 529.2306 | 9 | 2010 | 1.132 | 1.0852 | 3.0219 | 7.4658 | 2010 | 1.132 | 1.0852 | 1.9032 | 2.9327
Identified Hydrothermal | Clark Ranch | OR | 110 | 7.09 | 17301.2275 | 536.7587 | 7 | 2012 | 1.132 | 1.0852 | 3.0219 | 7.4658 | 2012 | 1.132 | 1.0852 | 1.9032 | 2.9327
Identified Hydrothermal | Clifton Hot Springs | AZ | 110 | 14.45 | 16232.3589 | 506.3547 | 28 | 2014 | 1.132 | 1.0852 | 3.0219 | 7.4658 | 2014 | 1.132 | 1.0852 | 1.9032 | 2.9327
Identified Hydrothermal | Colado area | NV | 110 | 10.78 | 16124.172 | 513.3688 | 12 | 2016 | 1.1232 | 1.0796 | 2.8871 | 7.0348 | 2016 | 1.1232 | 1.0796 | 1.8429 | 2.8038
Identified Hydrothermal | Dyke Hot Springs area | NV | 110 | 5.43 | 17981.4544 | 554.2797 | 12 | 2018 | 1.1056 | 1.0682 | 2.6175 | 6.1727 | 2018 | 1.1056 | 1.0682 | 1.7225 | 2.5461
Identified Hydrothermal | Fort Bidwell | CA | 110 | 9.14 | 16060.4917 | 518.1472 | 8 | 2020 | 1.088 | 1.0568 | 2.3479 | 5.3106 | 2020 | 1.088 | 1.0568 | 1.6021 | 2.2884
Identified Hydrothermal | Gillard (Morenci) Hot Springs | AZ | 110 | 11.8 | 16486.5898 | 510.0821 | 28 | 2022 | 1.0704 | 1.0455 | 2.0783 | 4.4484 | 2022 | 1.0704 | 1.0455 | 1.4817 | 2.0308
Identified Hydrothermal | Gregson (Fairmont) Hot Springs | MT | 110 | 7.1 | 17298.2714 | 536.6875 | 17 | 2024 | 1.0528 | 1.0341 | 1.8088 | 3.5863 | 2024 | 1.0528 | 1.0341 | 1.3613 | 1.7731
Identified Hydrothermal | Jemez Springs (Ojos Calientes) | NM | 110 | 8.62 | 16962.1747 | 527.8434 | 31 | 2026 | 1.0352 | 1.0227 | 1.5392 | 2.7242 | 2026 | 1.0352 | 1.0227 | 1.2408 | 1.5154
Identified Hydrothermal | Kellog HS | CA | 110 | 5.37 | 18020.8804 | 555.1241 | 8 | 2028 | 1.0176 | 1.0114 | 1.2696 | 1.8621 | 2028 | 1.0176 | 1.0114 | 1.1204 | 1.2577
Identified Hydrothermal | Latty Hot Springs | ID | 110 | 6.35 | 17543.9462 | 542.4548 | 15 | 2030 | 1 | 1 | 1 | 1 | 2030 | 1 | 1 | 1 | 1
Identified Hydrothermal | Magic Reservoir area | ID | 110 | 9.06 | 16556.6737 | 522.527 | 15 | 2032 | 1 | 1 | 1 | 1 | 2032 | 1 | 1 | 1 | 1
Identified Hydrothermal | Newcastle area | UT | 110 | 12.27 | 15656.7141 | 505.6759 | 25 | 2034 | 1 | 1 | 1 | 1 | 2034 | 1 | 1 | 1 | 1
Identified Hydrothermal | Olene Hot Springs | OR | 110 | 8.26 | 17040.0378 | 529.8595 | 6 | 2036 | 1 | 1 | 1 | 1 | 2036 | 1 | 1 | 1 | 1
Identified Hydrothermal | Owl Creek Hot Springs | ID | 110 | 7.83 | 17431.4156 | 532.45 | 15 | 2038 | 1 | 1 | 1 | 1 | 2038 | 1 | 1 | 1 | 1
Identified Hydrothermal | Routt | CO | 110 | 8.29 | 17033.3117 | 529.6868 | 33 | 2040 | 1 | 1 | 1 | 1 | 2040 | 1 | 1 | 1 | 1
Identified Hydrothermal | Rowland Hot Springs | NV | 110 | 5.85 | 17740.2707 | 546.8653 | 12 | 2042 | 1 | 1 | 1 | 1 | 2042 | 1 | 1 | 1 | 1
Identified Hydrothermal | Sonoma Mission Inn | CA | 110 | 6.28 | 17569.6653 | 543.0421 | 9 | 2044 | 1 | 1 | 1 | 1 | 2044 | 1 | 1 | 1 | 1
Identified Hydrothermal | Summer Lake Hot Springs | OR | 110 | 6.46 | 16945.7661 | 536.7552 | 7 | 2046 | 1 | 1 | 1 | 1 | 2046 | 1 | 1 | 1 | 1
Identified Hydrothermal | White Licks Hot Springs | ID | 110 | 9.04 | 16560.4251 | 522.629 | 15 | 2048 | 1 | 1 | 1 | 1 | 2048 | 1 | 1 | 1 | 1
Identified Hydrothermal | Amedee | CA | 115 | 5.57 | 14226.1704 | 469.9668 | 8 | 2050 | 1 | 1 | 1 | 1 | 2050 | 1 | 1 | 1 | 1
Identified Hydrothermal | Arrowhead HS | CA | 115 | 7.07 | 14505.1641 | 459.2718 | 10
Identified Hydrothermal | Baker Hot Spring | WA | 115 | 22.7 | 13187.3284 | 413.3809 | 1
Identified Hydrothermal | Butte Springs (Trego) | NV | 115 | 7.28 | 14583.2226 | 458.9781 | 12
Identified Hydrothermal | Ennis (Thexton) Hot Springs | MT | 115 | 12.93 | 13702.3475 | 435.0864 | 17
Identified Hydrothermal | Kahneetah Hot Springs | OR | 115 | 6.06 | 14560.7882 | 465.0696 | 5
Identified Hydrothermal | Sharkey Hot Springs | ID | 115 | 9.99 | 14325.3171 | 447.8281 | 15
Identified Hydrothermal | Silver Star (Barkel's) Hot Springs | MT | 115 | 9.11 | 14180.2538 | 446.62 | 17
Identified Hydrothermal | Surprise Valley HS | CA | 115 | 7.78 | 14453.7086 | 455.8634 | 8
Identified Hydrothermal | Trout Creek | OR | 115 | 9.13 | 13665.6247 | 445.0328 | 7
Identified Hydrothermal | Vulcan Hot Springs | ID | 115 | 10.09 | 14045.2368 | 444.9417 | 15
Identified Hydrothermal | Wabuska Hot Springs | NV | 115 | 5.98 | 15035.8882 | 471.0967 | 12
Identified Hydrothermal | Black Rock Point area | NV | 120 | 8.54 | 12359.2258 | 395.6 | 12
Identified Hydrothermal | Canby (I'SOT) | CA | 120 | 9.42 | 12198.0369 | 391.4962 | 8
Identified Hydrothermal | Darrough Hot Springs | NV | 120 | 11.34 | 11268.6024 | 380.1924 | 12
Identified Hydrothermal | Double Hot Springs area | NV | 120 | 9.37 | 12206.4366 | 391.7146 | 12
Identified Hydrothermal | Huckleberry Hot Springs | WY | 120 | 38.74 | 10948.3663 | 348.2767 | 21
Identified Hydrothermal | Kelly HS | CA | 120 | 9.47 | 12418.2487 | 393.1312 | 8
Identified Hydrothermal | Leach HS | NV | 120 | 7.49 | 12597.6208 | 401.3583 | 12
Identified Hydrothermal | McLeod 88 (Big Smokey Valley) | NV | 120 | 9.86 | 12127.5477 | 389.6419 | 12
Identified Hydrothermal | Mitchell Butte | OR | 120 | 10.09 | 11748.7527 | 386.1228 | 7
Identified Hydrothermal | Sespe HS | CA | 120 | 10.73 | 12012.0432 | 384.0231 | 10
Identified Hydrothermal | Tecopa HS | CA | 120 | 9.03 | 12265.851 | 393.245 | 10
Identified Hydrothermal | The Needles (Needle Rocks, Pyramid Lake) | NV | 120 | 17.37 | 11158.6922 | 367.3771 | 12
Identified Hydrothermal | Waunita Hot Springs | CO | 120 | 12.23 | 11857.2168 | 381.7505 | 34
Identified Hydrothermal | Carson Lake Corral | NV | 125 | 11.41 | 10493.2026 | 342.0681 | 12
Identified Hydrothermal | Deer Creek Hot Spring (old 97) | ID | 125 | 15.68 | 10340.3879 | 332.9782 | 15
Identified Hydrothermal | Hot Springs Ranch (Pumpernickel Valley) | NV | 125 | 11.39 | 10495.5072 | 342.1323 | 12
Identified Hydrothermal | Leonards Hot Sps./Seyferth HS | CA | 125 | 9.96 | 10682.4677 | 347.1839 | 8
Identified Hydrothermal | Little Valley area | OR | 125 | 14.61 | 9933.6172 | 331.9371 | 7
Identified Hydrothermal | Smith Creek Valley area | NV | 125 | 12.51 | 10574.6703 | 338.8259 | 12
Identified Hydrothermal | Thermo Hot Springs | UT | 125 | 1.51 | 20789.301 | 513.3102 | 25
Identified Hydrothermal | Tungsten Mountain | NV | 125 | 12.51 | 10402.1341 | 339.1304 | 12
Identified Hydrothermal | Wendel | CA | 125 | 11.37 | 10497.8193 | 342.1967 | 8
Identified Hydrothermal | Dixie Hot Springs | NV | 130 | 9.64 | 10423.7211 | 322.0039 | 12
Identified Hydrothermal | Lightning Dock | NM | 130 | 12.99 | 9920.5941 | 310.6705 | 31
Identified Hydrothermal | Squaw Hot Springs area | ID | 130 | 13.92 | 9169.2433 | 302.1128 | 16
Identified Hydrothermal | Wayland (Battle Creek) Hot Springs | ID | 130 | 13.97 | 9333.2565 | 303.9179 | 16
Identified Hydrothermal | West Valley Reservoir | CA | 130 | 12.59 | 9453.1702 | 307.484 | 8
Identified Hydrothermal | Alvord HS | OR | 135 | 19.52 | 7873.3496 | 267.2418 | 7
Identified Hydrothermal | Big Creek Hot Springs | ID | 135 | 21.06 | 7961.6519 | 265.9072 | 15
Identified Hydrothermal | Black Warrior | NV | 135 | 17.02 | 8140.2752 | 271.9331 | 12
Identified Hydrothermal | Lakeview area (Hunters and Barry Ranch Hot Springs) | OR | 135 | 20.15 | 7773.2497 | 266.033 | 7
Identified Hydrothermal | Mt. Signal | CA | 135 | 14.72 | 8261.278 | 276.0529 | 10
Identified Hydrothermal | Railroad Valley | NV | 135 | 17.06 | 8138.1306 | 271.8639 | 12
Identified Hydrothermal | Reese River | NV | 135 | 17.06 | 7758.6575 | 270.3124 | 12
Identified Hydrothermal | Baltazor Hot Springs | NV | 140 | 20.53 | 7108.2298 | 245.8675 | 12
Identified Hydrothermal | Calistoga HS | CA | 140 | 16.9 | 7453.801 | 251.8053 | 9
Identified Hydrothermal | Dann Ranch Hot Spring | NV | 140 | 22.31 | 7246.8011 | 244.4629 | 12
Identified Hydrothermal | Maazama Well (Crater Lake) | OR | 140 | 32.33 | 7617.8225 | 239.2837 | 6
Identified Hydrothermal | Wedell Hot Spring (Gabbs) | NV | 140 | 17.75 | 7412.1067 | 249.6127 | 12
Identified Hydrothermal | Carson River | CA | 145 | 15.67 | 6974.9616 | 237.6306 | 9
Identified Hydrothermal | Dunes | CA | 145 | 18.52 | 6642.9253 | 232.4012 | 10
Identified Hydrothermal | Pinto Hot Springs | NV | 145 | 26 | 6598.4591 | 224.4872 | 12
Identified Hydrothermal | Raft River | ID | 145 | 36.57 | 6535.8056 | 217.6005 | 16
Identified Hydrothermal | Vale HS | OR | 145 | 45.21 | 6160.3482 | 212.2228 | 7
Identified Hydrothermal | Breitenbush Hot Springs | OR | 150 | 7.9 | 7811.5678 | 252.8586 | 5
Identified Hydrothermal | Cove Fort - Sulphurdale - Liquid | UT | 150 | 0.74 | 29639.3211 | 505.7605 | 25
Identified Hydrothermal | Crane Creek-Cove Creek area | ID | 150 | 54.76 | 6292.3919 | 198.5482 | 15
Identified Hydrothermal | Crump's HS | OR | 150 | 44.01 | 5891.0056 | 199.6774 | 7
Identified Hydrothermal | Hot (Borax) Lake | OR | 150 | 42.92 | 5900.7633 | 200.6166 | 7
Identified Hydrothermal | Lee Hot Springs | NV | 150 | 26.37 | 6138.7334 | 210.7946 | 12
Identified Hydrothermal | Neal HS | OR | 150 | 11.93 | 6630.2525 | 232.1135 | 7
Identified Hydrothermal | Cove Fort - Sulphurdale - Vapor | UT | 155 | 1.66 | 16011.8402 | 369.3613 | 25
Identified Hydrothermal | Hot Sulphur Springs - Tuscarora | NV | 155 | 0 | 5756.4074 | 208.8723 | 12
Identified Hydrothermal | Lake City Hot Springs | CA | 160 | 100.75 | 5360.0641 | 187.0765 | 8
Identified Hydrothermal | Stillwater area | NV | 160 | 0 | 5581.9174 | 201.0233 | 12
Identified Hydrothermal | Wilbur Springs | CA | 160 | 29.33 | 5233.8365 | 187.4826 | 9
Identified Hydrothermal | East Mesa (Shallow) | CA | 165 | 66.01 | 4948.4947 | 178.7478 | 10
Identified Hydrothermal | Emigrant | NV | 165 | 40.08 | 5185.1693 | 173.5311 | 12
Identified Hydrothermal | Sulphur Hot Springs (Ruby Valley) | NV | 165 | 34.04 | 5096.714 | 176.2073 | 12
Identified Hydrothermal | Heber Shallow | CA | 170 | 24.79 | 4842.2065 | 175.3305 | 10
Identified Hydrothermal | Mickey HS | OR | 170 | 41.02 | 4565.1279 | 165.2433 | 7
Identified Hydrothermal | Great Boiling Springs (Gerlach) | NV | 175 | 49.3 | 4173.0769 | 155.7908 | 12
Identified Hydrothermal | Brady HS | NV | 185 | 17.26 | 4261.5346 | 166.2679 | 12
Identified Hydrothermal | East Mesa (Deep) | CA | 190 | 60.26 | 4023.0718 | 146.8929 | 10
Identified Hydrothermal | San Emidio Desert area | NV | 190 | 58.94 | 3688.5336 | 135.6389 | 12
Identified Hydrothermal | Fallon Naval Air Station | NV | 195 | 53.41 | 3735.622 | 131.2475 | 12
Identified Hydrothermal | Blue Mountain | NV | 205 | 23.4 | 4108.8207 | 145.5161 | 12
Identified Hydrothermal | Fish Lake Valley | NV | 205 | 57.13 | 3408.4277 | 122.587 | 12
Identified Hydrothermal | Heber Deep | CA | 205 | 34.51 | 3713.6151 | 133.496 | 10
Identified Hydrothermal | Humboldt House - Rye Patch | NV | 205 | 90.43 | 3503.1718 | 127.5846 | 12
Identified Hydrothermal | Long Valley caldera - deep | CA | 205 | 47.53 | 3776.5381 | 132.0542 | 10
Identified Hydrothermal | Soda Lake area | NV | 205 | 36.78 | 3675.1848 | 132.1027 | 12
Identified Hydrothermal | Beowawe HS | NV | 215 | 40.01 | 3529.0424 | 125.6872 | 12
Identified Hydrothermal | Desert Peak | NV | 215 | 15.46 | 4639.8111 | 156.8186 | 12
Identified Hydrothermal | Dixie Valley Geothermal Field | NV | 225 | 93.3 | 3166.7291 | 115.7549 | 12
Identified Hydrothermal | Valles Caldera - Sulphur Springs | NM | 225 | 0 | 3831.2638 | 133.096 | 31
Identified Hydrothermal | North Brawley | CA | 250 | 74.05 | 3000 | 103.4746 | 10
Identified Hydrothermal | Roosevelt HS | UT | 250 | 85.53 | 3000 | 102.6658 | 25
Identified Hydrothermal | South Brawley (Mesquite) | CA | 250 | 42.3 | 3000 | 105.9599 | 10
Identified Hydrothermal | Medicine Lake (Glass Mt.) | CA | 255 | 0 | 3000 | 104.8095 | 8
Identified Hydrothermal | Newberry Caldera | OR | 275 | 124.16 | 3000 | 96.2991 | 5
Identified Hydrothermal | Valles Caldera - Redondo | NM | 275 | 0 | 3000 | 98.8376 | 31
Identified Hydrothermal | Dixie Valley Power Partners | NV | 280 | 102.91 | 3000 | 93.5127 | 12
Identified Hydrothermal | Coso area | CA | 285 | 289.23 | 3000 | 92.1473 | 10
Identified Hydrothermal | East Brawley | CA | 285 | 358.52 | 3000 | 95.1167 | 10
Identified Hydrothermal | Clear Lake (Sulphur Bank mine) | CA | 300 | 29.2 | 3000 | 100.9869 | 9
Identified Hydrothermal | Salton Sea area | CA | 310 | 1829.97 | 4000 | 87.3853 | 10
Undiscovered Hydrotrhermal | Undiscovered <140 - AZ | AZ | 110 | 1021.1407 | 15680.8783 | 482.7668 | 28
Undiscovered Hydrotrhermal | Undiscovered <140 - CA | CA | 114.6467 | 207.613 | 13123.7418 | 412.4169 | 8
Undiscovered Hydrotrhermal | Undiscovered <140 - CA | CA | 114.6467 | 39.159 | 13123.7418 | 412.4169 | 9
Undiscovered Hydrotrhermal | Undiscovered <140 - CA | CA | 114.6467 | 87.5022 | 13123.7418 | 412.4169 | 10
Undiscovered Hydrotrhermal | Undiscovered <140 - CO | CO | 110.0116 | 446.5017 | 15673.7043 | 482.566 | 33
Undiscovered Hydrotrhermal | Undiscovered <140 - CO | CO | 110.0116 | 618.1578 | 15673.7043 | 482.566 | 34
Undiscovered Hydrotrhermal | Undiscovered <140 - ID | ID | 109.1697 | 653.7602 | 16325.5315 | 497.0842 | 15
Undiscovered Hydrotrhermal | Undiscovered <140 - ID | ID | 109.1697 | 263.2096 | 16325.5315 | 497.0842 | 16
Undiscovered Hydrotrhermal | Undiscovered <140 - MT | MT | 106.7457 | 638.887 | 17955.8757 | 545.8755 | 17
Undiscovered Hydrotrhermal | Undiscovered <140 - NM | NM | 110.2518 | 332.8142 | 16174.6285 | 486.3157 | 31
Undiscovered Hydrotrhermal | Undiscovered <140 - NV | NV | 118.6191 | 658.8703 | 11530.1633 | 366.4685 | 12
Undiscovered Hydrotrhermal | Undiscovered <140 - OR | OR | 114.7896 | 34.2376 | 12852.8387 | 408.6869 | 5
Undiscovered Hydrotrhermal | Undiscovered <140 - OR | OR | 114.7896 | 47.7959 | 12852.8387 | 408.6869 | 6
Undiscovered Hydrotrhermal | Undiscovered <140 - OR | OR | 114.7896 | 457.2097 | 12852.8387 | 408.6869 | 7
Undiscovered Hydrotrhermal | Undiscovered <140 - UT | UT | 111.2484 | 217.5166 | 14403.145 | 456.6718 | 25
Undiscovered Hydrotrhermal | Undiscovered <140 - WA | WA | 115 | 282.9197 | 13054.6245 | 408.8163 | 1
Undiscovered Hydrotrhermal | Undiscovered <140 - WY | WY | 120 | 148.7613 | 11149.6063 | 354.4077 | 21
Undiscovered Hydrotrhermal | Undiscovered >=140, <=190 - CA | CA | 166.0034 | 208.0197 | 5037.4694 | 177.1505 | 8
Undiscovered Hydrotrhermal | Undiscovered >=140, <=190 - CA | CA | 166.0034 | 83.3515 | 5037.4694 | 177.1505 | 9
Undiscovered Hydrotrhermal | Undiscovered >=140, <=190 - CA | CA | 166.0034 | 645.8618 | 5037.4694 | 177.1505 | 10
Undiscovered Hydrotrhermal | Undiscovered >=140, <=190 - ID | ID | 147.702 | 307.7567 | 6673.4528 | 215.5323 | 15
Undiscovered Hydrotrhermal | Undiscovered >=140, <=190 - ID | ID | 147.702 | 174.8504 | 6673.4528 | 215.5323 | 16
Undiscovered Hydrotrhermal | Undiscovered >=140, <=190 - NV | NV | 164.3917 | 1171.8954 | 5091.0618 | 179.6582 | 12
Undiscovered Hydrotrhermal | Undiscovered >=140, <=190 - OR | OR | 151.1151 | 27.6608 | 6042.5643 | 205.2146 | 5
Undiscovered Hydrotrhermal | Undiscovered >=140, <=190 - OR | OR | 151.1151 | 113.2002 | 6042.5643 | 205.2146 | 6
Undiscovered Hydrotrhermal | Undiscovered >=140, <=190 - OR | OR | 151.1151 | 425.384 | 6042.5643 | 205.2146 | 7
Undiscovered Hydrotrhermal | Undiscovered >=140, <=190 - UT | UT | 150.3033 | 217.8096 | 5834.8281 | 206.6379 | 25
Undiscovered Hydrotrhermal | Undiscovered >190 - CA | CA | 290.2311 | 707.0098 | 3000 | 92.0825 | 8
Undiscovered Hydrotrhermal | Undiscovered >190 - CA | CA | 290.2311 | 2120.7181 | 3000 | 92.0825 | 9
Undiscovered Hydrotrhermal | Undiscovered >190 - CA | CA | 290.2311 | 6435.5964 | 4000 | 92.0825 | 10
Undiscovered Hydrotrhermal | Undiscovered >190 - NM | NM | 264.363 | 952.1278 | 3000 | 102.4686 | 31
Undiscovered Hydrotrhermal | Undiscovered >190 - NV | NV | 221.2019 | 1999.1011 | 3288.969 | 118.0557 | 12
Undiscovered Hydrotrhermal | Undiscovered >190 - OR | OR | 275 | 427.4858 | 3000 | 96.2991 | 5
Undiscovered Hydrotrhermal | Undiscovered >190 - UT | UT | 250 | 864.2855 | 3000 | 102.6658 | 25
NF-EGS | NF-EGS Beowawe HS | NV | 185 | 43.2 | 4414.2307 | 156.4999 | 12
NF-EGS | NF-EGS Blue Mountain | NV | 175 | 43.4 | 5021.1807 | 170.4838 | 12
NF-EGS | NF-EGS Brady HS | NV | 170 | 25.1981 | 5563.7629 | 189.7382 | 12
NF-EGS | NF-EGS Coso 1 | CA | 300 | 45 | 3800 | 105.0739 | 10
NF-EGS | NF-EGS Coso 2 | CA | 250 | 43.5704 | 3800 | 123.7818 | 10
NF-EGS | NF-EGS Coso 3 | CA | 325 | 66.7469 | 3800 | 106.6638 | 10
NF-EGS | NF-EGS Coso 4 | CA | 175 | 24.6663 | 5163.0787 | 182.223 | 10
NF-EGS | NF-EGS Cove Fort - Sulphurdale | UT | 155 | 16 | 6842.1523 | 232.7037 | 25
NF-EGS | NF-EGS Desert Peak | NV | 185 | 26.3685 | 4750.8757 | 166.0208 | 12
NF-EGS | NF-EGS Dixie Valley | NV | 190 | 104 | 4549.3429 | 160.4136 | 12
NF-EGS | NF-EGS East Mesa | CA | 170 | 42 | 5317.7437 | 179.1127 | 10
NF-EGS | NF-EGS Fallon Area | NV | 175 | 37.1 | 5081.0791 | 173.391 | 12
NF-EGS | NF-EGS Great Boiling Springs (Gerlach) | NV | 165 | 29.4 | 5653.5306 | 195.2319 | 12
NF-EGS | NF-EGS Heber | CA | 180 | 24.5 | 5035.4978 | 174.7199 | 10
NF-EGS | NF-EGS Hot Sulphur Springs - Tuscarora | NV | 150 | 0 | 7346.9037 | 247.3614 | 12
NF-EGS | NF-EGS Long Valley (Mammoth) | CA | 175 | 33.6 | 5128.4535 | 175.4109 | 10
NF-EGS | NF-EGS Raft River | ID | 150 | 28.2 | 7104.4534 | 232.2047 | 16
NF-EGS | NF-EGS Roosevelt HS | UT | 200 | 108 | 4163.2222 | 148.7815 | 25
NF-EGS | NF-EGS Salton Sea area 1 | CA | 175 | 18.6808 | 5475.2229 | 188.7827 | 10
NF-EGS | NF-EGS Salton Sea area 2 | CA | 325 | 50.0555 | 3800 | 94.7388 | 10
NF-EGS | NF-EGS Salton Sea area 3 | CA | 250 | 66.0675 | 3800 | 134.7043 | 10
NF-EGS | NF-EGS Salton Sea area 4 | CA | 340 | 107.1634 | 3800 | 103.5144 | 10
NF-EGS | NF-EGS San Emidio Desert area | NV | 170 | 45.5 | 5157.7997 | 177.6996 | 12
NF-EGS | NF-EGS Soda Lake area | NV | 175 | 33.6 | 5002.3375 | 175.5375 | 12
NF-EGS | NF-EGS Steamboat | NV | 180 | 11.4 | 5706.2503 | 195.5499 | 12
NF-EGS | NF-EGS Stillwater area | NV | 155 | 0 | 6331.7176 | 213.3585 | 12
NF-EGS | NF-EGS The Geysers 1 | CA | 340 | 70 | 3800 | 103.5144 | 9
NF-EGS | NF-EGS The Geysers 2 | CA | 265 | 70 | 3800 | 127.6816 | 9
NF-EGS | NF-EGS The Geysers 3 | CA | 180 | 70 | 5022.8137 | 174.2506 | 9
NF-EGS | NF-EGS The Geysers 4 | CA | 320 | 68 | 3800 | 107.0275 | 9
NF-EGS | NF-EGS The Geysers 5 | CA | 220 | 37 | 3800 | 148.2952 | 9
NF-EGS | NF-EGS The Geysers 6 | CA | 300 | 55 | 3800 | 100.3212 | 9
Deep EGS | 5k-150 | WA | 150 | 353.6106 | 8079.1598 | 237.6644 | 1
Deep EGS | 6k-150 | WA | 150 | 6817.3413 | 8434.7017 | 242.0533 | 1
Deep EGS | 6k-175 | WA | 175 | 2871.8816 | 6168.9238 | 182.7016 | 1
Deep EGS | 7k-150 | WA | 150 | 1502.8833 | 8803.871 | 247.3752 | 1
Deep EGS | 7k-175 | WA | 175 | 4628.9712 | 6420.1339 | 185.4488 | 1
Deep EGS | 7k-200 | WA | 200 | 6291.3075 | 4977.6428 | 148.0986 | 1
Deep EGS | 7k-225 | WA | 225 | 39.6817 | 4781.8402 | 169.3695 | 1
Deep EGS | 5k-150 | WA | 150 | 4018.3328 | 8079.1598 | 237.6644 | 2
Deep EGS | 5k-175 | WA | 175 | 0.0137 | 5924.7656 | 180.7298 | 2
Deep EGS | 6k-150 | WA | 150 | 11557.956 | 8434.7017 | 242.0533 | 2
Deep EGS | 6k-175 | WA | 175 | 7659.3666 | 6168.9238 | 182.7016 | 2
Deep EGS | 6k-200 | WA | 200 | 330.5165 | 4794.7306 | 146.7077 | 2
Deep EGS | 7k-150 | WA | 150 | 680.2824 | 8803.871 | 247.3752 | 2
Deep EGS | 7k-175 | WA | 175 | 10063.2018 | 6420.1339 | 185.4488 | 2
Deep EGS | 7k-200 | WA | 200 | 11637.2383 | 4977.6428 | 148.0986 | 2
Deep EGS | 7k-225 | WA | 225 | 762.1485 | 4781.8402 | 169.3695 | 2
Deep EGS | 5k-150 | WA | 150 | 7940.123 | 8079.1598 | 237.6644 | 3
Deep EGS | 6k-150 | WA | 150 | 16258.8799 | 8434.7017 | 242.0533 | 3
Deep EGS | 6k-175 | WA | 175 | 15615.5819 | 6168.9238 | 182.7016 | 3
Deep EGS | 6k-200 | WA | 200 | 22.5285 | 4794.7306 | 146.7077 | 3
Deep EGS | 7k-175 | WA | 175 | 9607.1997 | 6420.1339 | 185.4488 | 3
Deep EGS | 7k-200 | WA | 200 | 27057.859 | 4977.6428 | 148.0986 | 3
Deep EGS | 7k-225 | WA | 225 | 101.0425 | 4781.8402 | 169.3695 | 3
Deep EGS | 5k-150 | WA | 150 | 865.3523 | 8079.1598 | 237.6644 | 4
Deep EGS | 6k-150 | WA | 150 | 4481.5199 | 8434.7017 | 242.0533 | 4
Deep EGS | 6k-175 | WA | 175 | 2746.6136 | 6168.9238 | 182.7016 | 4
Deep EGS | 7k-175 | WA | 175 | 2249.2989 | 6420.1339 | 185.4488 | 4
Deep EGS | 7k-200 | WA | 200 | 6109.179 | 4977.6428 | 148.0986 | 4
Deep EGS | 4k-150 | OR | 150 | 4474.8766 | 7858.9039 | 238.491 | 5
Deep EGS | 5k-150 | OR | 150 | 18022.8943 | 8079.1598 | 237.6644 | 5
Deep EGS | 5k-175 | OR | 175 | 8906.381 | 5924.7656 | 180.7298 | 5
Deep EGS | 5k-200 | OR | 200 | 259.8484 | 4618.3746 | 146.0416 | 5
Deep EGS | 6k-150 | OR | 150 | 13856.8326 | 8434.7017 | 242.0533 | 5
Deep EGS | 6k-175 | OR | 175 | 23675.3283 | 6168.9238 | 182.7016 | 5
Deep EGS | 6k-200 | OR | 200 | 7929.9388 | 4794.7306 | 146.7077 | 5
Deep EGS | 6k-225 | OR | 225 | 5488.5212 | 4565.948 | 165.0634 | 5
Deep EGS | 7k-150 | OR | 150 | 1015.9842 | 8803.871 | 247.3752 | 5
Deep EGS | 7k-175 | OR | 175 | 11305.361 | 6420.1339 | 185.4488 | 5
Deep EGS | 7k-200 | OR | 200 | 29556.0791 | 4977.6428 | 148.0986 | 5
Deep EGS | 7k-225 | OR | 225 | 7655.7509 | 4781.8402 | 169.3695 | 5
Deep EGS | 7k-250 | OR | 250 | 7919.6938 | 4102.6394 | 148.0474 | 5
Deep EGS | 7k-275 | OR | 275 | 854.8796 | 3639.784 | 133.6093 | 5
Deep EGS | 4k-150 | OR | 150 | 2142.1623 | 7858.9039 | 238.491 | 6
Deep EGS | 5k-150 | OR | 150 | 3369.24 | 8079.1598 | 237.6644 | 6
Deep EGS | 5k-175 | OR | 175 | 7464.3014 | 5924.7656 | 180.7298 | 6
Deep EGS | 6k-150 | OR | 150 | 732.9218 | 8434.7017 | 242.0533 | 6
Deep EGS | 6k-175 | OR | 175 | 1012.2034 | 6168.9238 | 182.7016 | 6
Deep EGS | 6k-200 | OR | 200 | 9427.8927 | 4794.7306 | 146.7077 | 6
Deep EGS | 6k-225 | OR | 225 | 2661.6555 | 4565.948 | 165.0634 | 6
Deep EGS | 7k-150 | OR | 150 | 1145.21 | 8803.871 | 247.3752 | 6
Deep EGS | 7k-175 | OR | 175 | 654.8682 | 6420.1339 | 185.4488 | 6
Deep EGS | 7k-200 | OR | 200 | 865.4778 | 4977.6428 | 148.0986 | 6
Deep EGS | 7k-225 | OR | 225 | 8202.5579 | 4781.8402 | 169.3695 | 6
Deep EGS | 7k-250 | OR | 250 | 5110.4704 | 4102.6394 | 148.0474 | 6
Deep EGS | 7k-275 | OR | 275 | 194.922 | 3639.784 | 133.6093 | 6
Deep EGS | 4k-150 | OR | 150 | 548.1894 | 7858.9039 | 238.491 | 7
Deep EGS | 5k-150 | OR | 150 | 24204.4785 | 8079.1598 | 237.6644 | 7
Deep EGS | 5k-175 | OR | 175 | 4262.9199 | 5924.7656 | 180.7298 | 7
Deep EGS | 5k-200 | OR | 200 | 16.7443 | 4618.3746 | 146.0416 | 7
Deep EGS | 6k-150 | OR | 150 | 1647.9737 | 8434.7017 | 242.0533 | 7
Deep EGS | 6k-175 | OR | 175 | 25450.0086 | 6168.9238 | 182.7016 | 7
Deep EGS | 6k-200 | OR | 200 | 11001.1187 | 4794.7306 | 146.7077 | 7
Deep EGS | 6k-225 | OR | 225 | 359.1621 | 4565.948 | 165.0634 | 7
Deep EGS | 7k-175 | OR | 175 | 561.3321 | 6420.1339 | 185.4488 | 7
Deep EGS | 7k-200 | OR | 200 | 24138.908 | 4977.6428 | 148.0986 | 7
Deep EGS | 7k-225 | OR | 225 | 17032.8855 | 4781.8402 | 169.3695 | 7
Deep EGS | 7k-250 | OR | 250 | 1120.8374 | 4102.6394 | 148.0474 | 7
Deep EGS | 4k-150 | CA | 150 | 465.4522 | 7858.9039 | 238.491 | 8
Deep EGS | 5k-150 | CA | 150 | 5873.8241 | 8079.1598 | 237.6644 | 8
Deep EGS | 5k-175 | CA | 175 | 10050.9532 | 5924.7656 | 180.7298 | 8
Deep EGS | 6k-150 | CA | 150 | 357.2404 | 8434.7017 | 242.0533 | 8
Deep EGS | 6k-175 | CA | 175 | 2519.208 | 6168.9238 | 182.7016 | 8
Deep EGS | 6k-200 | CA | 200 | 15793.9742 | 4794.7306 | 146.7077 | 8
Deep EGS | 6k-225 | CA | 225 | 243.4693 | 4565.948 | 165.0634 | 8
Deep EGS | 7k-150 | CA | 150 | 394.8468 | 8803.871 | 247.3752 | 8
Deep EGS | 7k-175 | CA | 175 | 306.5612 | 6420.1339 | 185.4488 | 8
Deep EGS | 7k-200 | CA | 200 | 1533.1464 | 4977.6428 | 148.0986 | 8
Deep EGS | 7k-225 | CA | 225 | 16747.7638 | 4781.8402 | 169.3695 | 8
Deep EGS | 7k-250 | CA | 250 | 1947.5676 | 4102.6394 | 148.0474 | 8
Deep EGS | 4k-150 | CA | 150 | 581.2507 | 7858.9039 | 238.491 | 9
Deep EGS | 4k-175 | CA | 175 | 123.0512 | 5758.6865 | 181.9731 | 9
Deep EGS | 5k-150 | CA | 150 | 19524.4003 | 8079.1598 | 237.6644 | 9
Deep EGS | 5k-175 | CA | 175 | 1563.6783 | 5924.7656 | 180.7298 | 9
Deep EGS | 5k-200 | CA | 200 | 416.5351 | 4618.3746 | 146.0416 | 9
Deep EGS | 5k-225 | CA | 225 | 12.7506 | 4346.5109 | 160.6405 | 9
Deep EGS | 6k-150 | CA | 150 | 11715.6292 | 8434.7017 | 242.0533 | 9
Deep EGS | 6k-175 | CA | 175 | 21308.0144 | 6168.9238 | 182.7016 | 9
Deep EGS | 6k-200 | CA | 200 | 4989.1282 | 4794.7306 | 146.7077 | 9
Deep EGS | 6k-225 | CA | 225 | 472.7618 | 4565.948 | 165.0634 | 9
Deep EGS | 6k-250 | CA | 250 | 225.5775 | 3928.9254 | 144.5774 | 9
Deep EGS | 7k-150 | CA | 150 | 9171.6799 | 8803.871 | 247.3752 | 9
Deep EGS | 7k-175 | CA | 175 | 10738.1924 | 6420.1339 | 185.4488 | 9
Deep EGS | 7k-200 | CA | 200 | 21719.049 | 4977.6428 | 148.0986 | 9
Deep EGS | 7k-225 | CA | 225 | 9149.4742 | 4781.8402 | 169.3695 | 9
Deep EGS | 7k-250 | CA | 250 | 581.328 | 4102.6394 | 148.0474 | 9
Deep EGS | 7k-275 | CA | 275 | 393.1475 | 3639.784 | 133.6093 | 9
Deep EGS | 7k-300 | CA | 300 | 59.4677 | 3279.1458 | 122.4251 | 9
Deep EGS | 4k-150 | CA | 150 | 2257.871 | 7858.9039 | 238.491 | 10
Deep EGS | 4k-175 | CA | 175 | 1259.3368 | 5758.6865 | 181.9731 | 10
Deep EGS | 5k-150 | CA | 150 | 17597.8975 | 8079.1598 | 237.6644 | 10
Deep EGS | 5k-175 | CA | 175 | 4288.097 | 5924.7656 | 180.7298 | 10
Deep EGS | 5k-200 | CA | 200 | 3581.7899 | 4618.3746 | 146.0416 | 10
Deep EGS | 6k-150 | CA | 150 | 13057.018 | 8434.7017 | 242.0533 | 10
Deep EGS | 6k-175 | CA | 175 | 18184.5564 | 6168.9238 | 182.7016 | 10
Deep EGS | 6k-200 | CA | 200 | 7515.7522 | 4794.7306 | 146.7077 | 10
Deep EGS | 6k-225 | CA | 225 | 1242.8494 | 4565.948 | 165.0634 | 10
Deep EGS | 6k-250 | CA | 250 | 3105.265 | 3928.9254 | 144.5774 | 10
Deep EGS | 7k-150 | CA | 150 | 6125.1593 | 8803.871 | 247.3752 | 10
Deep EGS | 7k-175 | CA | 175 | 12087.6463 | 6420.1339 | 185.4488 | 10
Deep EGS | 7k-200 | CA | 200 | 19458.4972 | 4977.6428 | 148.0986 | 10
Deep EGS | 7k-225 | CA | 225 | 9780.2117 | 4781.8402 | 169.3695 | 10
Deep EGS | 7k-250 | CA | 250 | 1190.6046 | 4102.6394 | 148.0474 | 10
Deep EGS | 7k-275 | CA | 275 | 4306.7851 | 3639.784 | 133.6093 | 10
Deep EGS | 7k-300 | CA | 300 | 967.3071 | 3279.1458 | 122.4251 | 10
Deep EGS | 4k-150 | CA | 150 | 68.976 | 7858.9039 | 238.491 | 11
Deep EGS | 5k-150 | CA | 150 | 324.7296 | 8079.1598 | 237.6644 | 11
Deep EGS | 5k-175 | CA | 175 | 138.8988 | 5924.7656 | 180.7298 | 11
Deep EGS | 5k-200 | CA | 200 | 18.2027 | 4618.3746 | 146.0416 | 11
Deep EGS | 6k-150 | CA | 150 | 1187.3005 | 8434.7017 | 242.0533 | 11
Deep EGS | 6k-175 | CA | 175 | 349.462 | 6168.9238 | 182.7016 | 11
Deep EGS | 6k-200 | CA | 200 | 170.8168 | 4794.7306 | 146.7077 | 11
Deep EGS | 6k-225 | CA | 225 | 58.4474 | 4565.948 | 165.0634 | 11
Deep EGS | 7k-150 | CA | 150 | 869.8666 | 8803.871 | 247.3752 | 11
Deep EGS | 7k-175 | CA | 175 | 1183.686 | 6420.1339 | 185.4488 | 11
Deep EGS | 7k-200 | CA | 200 | 319.4812 | 4977.6428 | 148.0986 | 11
Deep EGS | 7k-225 | CA | 225 | 261.7551 | 4781.8402 | 169.3695 | 11
Deep EGS | 7k-250 | CA | 250 | 87.1798 | 4102.6394 | 148.0474 | 11
Deep EGS | 4k-150 | NV | 150 | 1569.386 | 7858.9039 | 238.491 | 12
Deep EGS | 5k-150 | NV | 150 | 83656.5689 | 8079.1598 | 237.6644 | 12
Deep EGS | 5k-175 | NV | 175 | 18970.3254 | 5924.7656 | 180.7298 | 12
Deep EGS | 6k-150 | NV | 150 | 2849.143 | 8434.7017 | 242.0533 | 12
Deep EGS | 6k-175 | NV | 175 | 75336.1022 | 6168.9238 | 182.7016 | 12
Deep EGS | 6k-200 | NV | 200 | 49291.2037 | 4794.7306 | 146.7077 | 12
Deep EGS | 6k-225 | NV | 225 | 632.8912 | 4565.948 | 165.0634 | 12
Deep EGS | 7k-175 | NV | 175 | 1996.6569 | 6420.1339 | 185.4488 | 12
Deep EGS | 7k-200 | NV | 200 | 61759.1488 | 4977.6428 | 148.0986 | 12
Deep EGS | 7k-225 | NV | 225 | 73914.8494 | 4781.8402 | 169.3695 | 12
Deep EGS | 7k-250 | NV | 250 | 5330.4295 | 4102.6394 | 148.0474 | 12
Deep EGS | 4k-150 | NV | 150 | 105.1966 | 7858.9039 | 238.491 | 13
Deep EGS | 5k-150 | NV | 150 | 1815.536 | 8079.1598 | 237.6644 | 13
Deep EGS | 5k-175 | NV | 175 | 846.0089 | 5924.7656 | 180.7298 | 13
Deep EGS | 6k-175 | NV | 175 | 1380.2 | 6168.9238 | 182.7016 | 13
Deep EGS | 6k-200 | NV | 200 | 2795.4405 | 4794.7306 | 146.7077 | 13
Deep EGS | 6k-225 | NV | 225 | 10.6076 | 4565.948 | 165.0634 | 13
Deep EGS | 7k-200 | NV | 200 | 879.45 | 4977.6428 | 148.0986 | 13
Deep EGS | 7k-225 | NV | 225 | 3885.2195 | 4781.8402 | 169.3695 | 13
Deep EGS | 7k-250 | NV | 250 | 83.2912 | 4102.6394 | 148.0474 | 13
Deep EGS | 5k-150 | ID | 150 | 738.9791 | 8079.1598 | 237.6644 | 14
Deep EGS | 6k-150 | ID | 150 | 8933.4 | 8434.7017 | 242.0533 | 14
Deep EGS | 6k-175 | ID | 175 | 3082.7448 | 6168.9238 | 182.7016 | 14
Deep EGS | 6k-200 | ID | 200 | 2.3942 | 4794.7306 | 146.7077 | 14
Deep EGS | 7k-175 | ID | 175 | 6265.107 | 6420.1339 | 185.4488 | 14
Deep EGS | 7k-200 | ID | 200 | 7692.2312 | 4977.6428 | 148.0986 | 14
Deep EGS | 7k-225 | ID | 225 | 42.8973 | 4781.8402 | 169.3695 | 14
Deep EGS | 4k-150 | ID | 150 | 3160.6391 | 7858.9039 | 238.491 | 15
Deep EGS | 4k-175 | ID | 175 | 181.4889 | 5758.6865 | 181.9731 | 15
Deep EGS | 5k-150 | ID | 150 | 36108.5903 | 8079.1598 | 237.6644 | 15
Deep EGS | 5k-175 | ID | 175 | 6614.0503 | 5924.7656 | 180.7298 | 15
Deep EGS | 5k-200 | ID | 200 | 791.9356 | 4618.3746 | 146.0416 | 15
Deep EGS | 6k-150 | ID | 150 | 11905.8726 | 8434.7017 | 242.0533 | 15
Deep EGS | 6k-175 | ID | 175 | 41914.0372 | 6168.9238 | 182.7016 | 15
Deep EGS | 6k-200 | ID | 200 | 10673.3223 | 4794.7306 | 146.7077 | 15
Deep EGS | 6k-225 | ID | 225 | 3329.487 | 4565.948 | 165.0634 | 15
Deep EGS | 6k-250 | ID | 250 | 27.76 | 3928.9254 | 144.5774 | 15
Deep EGS | 7k-175 | ID | 175 | 10169.28 | 6420.1339 | 185.4488 | 15
Deep EGS | 7k-200 | ID | 200 | 42695.3649 | 4977.6428 | 148.0986 | 15
Deep EGS | 7k-225 | ID | 225 | 15973.9778 | 4781.8402 | 169.3695 | 15
Deep EGS | 7k-250 | ID | 250 | 5945.1854 | 4102.6394 | 148.0474 | 15
Deep EGS | 7k-275 | ID | 275 | 566.8336 | 3639.784 | 133.6093 | 15
Deep EGS | 4k-150 | ID | 150 | 5414.5369 | 7858.9039 | 238.491 | 16
Deep EGS | 4k-175 | ID | 175 | 138.6219 | 5758.6865 | 181.9731 | 16
Deep EGS | 4k-200 | ID | 200 | 94.9984 | 4492.7697 | 147.5275 | 16
Deep EGS | 5k-150 | ID | 150 | 15688.154 | 8079.1598 | 237.6644 | 16
Deep EGS | 5k-175 | ID | 175 | 10924.4499 | 5924.7656 | 180.7298 | 16
Deep EGS | 5k-200 | ID | 200 | 408.6664 | 4618.3746 | 146.0416 | 16
Deep EGS | 5k-225 | ID | 225 | 96.1334 | 4346.5109 | 160.6405 | 16
Deep EGS | 5k-250 | ID | 250 | 78.5286 | 3760.6677 | 141.1627 | 16
Deep EGS | 5k-275 | ID | 275 | 31.9188 | 3354.059 | 127.8148 | 16
Deep EGS | 6k-175 | ID | 175 | 12376.7873 | 6168.9238 | 182.7016 | 16
Deep EGS | 6k-200 | ID | 200 | 12360.3212 | 4794.7306 | 146.7077 | 16
Deep EGS | 6k-225 | ID | 225 | 7201.1503 | 4565.948 | 165.0634 | 16
Deep EGS | 6k-250 | ID | 250 | 192.3778 | 3928.9254 | 144.5774 | 16
Deep EGS | 6k-275 | ID | 275 | 153.6248 | 3494.5501 | 130.6869 | 16
Deep EGS | 6k-300 | ID | 300 | 122.141 | 3156.5514 | 119.9485 | 16
Deep EGS | 7k-200 | ID | 200 | 8063.0794 | 4977.6428 | 148.0986 | 16
Deep EGS | 7k-225 | ID | 225 | 16856.223 | 4781.8402 | 169.3695 | 16
Deep EGS | 7k-250 | ID | 250 | 9644.225 | 4102.6394 | 148.0474 | 16
Deep EGS | 7k-275 | ID | 275 | 1397.2448 | 3639.784 | 133.6093 | 16
Deep EGS | 7k-300 | ID | 300 | 159.8003 | 3279.1458 | 122.4251 | 16
Deep EGS | 7k-325 | ID | 325 | 149.2836 | 2983.9328 | 113.4088 | 16
Deep EGS | 5k-150 | MT | 150 | 18701.491 | 8079.1598 | 237.6644 | 17
Deep EGS | 5k-175 | MT | 175 | 111.2223 | 5924.7656 | 180.7298 | 17
Deep EGS | 6k-150 | MT | 150 | 15923.7102 | 8434.7017 | 242.0533 | 17
Deep EGS | 6k-175 | MT | 175 | 30585.6771 | 6168.9238 | 182.7016 | 17
Deep EGS | 6k-200 | MT | 200 | 872.3088 | 4794.7306 | 146.7077 | 17
Deep EGS | 7k-175 | MT | 175 | 9815.0033 | 6420.1339 | 185.4488 | 17
Deep EGS | 7k-200 | MT | 200 | 43648.6883 | 4977.6428 | 148.0986 | 17
Deep EGS | 7k-225 | MT | 225 | 2067.749 | 4781.8402 | 169.3695 | 17
Deep EGS | 7k-250 | MT | 250 | 39.734 | 4102.6394 | 148.0474 | 17
Deep EGS | 4k-150 | MT | 150 | 107.4312 | 7858.9039 | 238.491 | 18
Deep EGS | 4k-175 | MT | 175 | 38.506 | 5758.6865 | 181.9731 | 18
Deep EGS | 4k-200 | MT | 200 | 4.9186 | 4492.7697 | 147.5275 | 18
Deep EGS | 5k-150 | MT | 150 | 2421.0639 | 8079.1598 | 237.6644 | 18
Deep EGS | 5k-175 | MT | 175 | 254.198 | 5924.7656 | 180.7298 | 18
Deep EGS | 5k-200 | MT | 200 | 78.6906 | 4618.3746 | 146.0416 | 18
Deep EGS | 5k-225 | MT | 225 | 25.9458 | 4346.5109 | 160.6405 | 18
Deep EGS | 5k-250 | MT | 250 | 5.6212 | 3760.6677 | 141.1627 | 18
Deep EGS | 6k-150 | MT | 150 | 23059.0658 | 8434.7017 | 242.0533 | 18
Deep EGS | 6k-175 | MT | 175 | 3335.145 | 6168.9238 | 182.7016 | 18
Deep EGS | 6k-200 | MT | 200 | 341.2975 | 4794.7306 | 146.7077 | 18
Deep EGS | 6k-225 | MT | 225 | 124.98 | 4565.948 | 165.0634 | 18
Deep EGS | 6k-250 | MT | 250 | 53.3209 | 3928.9254 | 144.5774 | 18
Deep EGS | 6k-275 | MT | 275 | 20.1004 | 3494.5501 | 130.6869 | 18
Deep EGS | 6k-300 | MT | 300 | 6.3239 | 3156.5514 | 119.9485 | 18
Deep EGS | 7k-150 | MT | 150 | 16451.1277 | 8803.871 | 247.3752 | 18
Deep EGS | 7k-175 | MT | 175 | 20276.8642 | 6420.1339 | 185.4488 | 18
Deep EGS | 7k-200 | MT | 200 | 5010.2205 | 4977.6428 | 148.0986 | 18
Deep EGS | 7k-225 | MT | 225 | 294.4543 | 4781.8402 | 169.3695 | 18
Deep EGS | 7k-250 | MT | 250 | 209.022 | 4102.6394 | 148.0474 | 18
Deep EGS | 7k-275 | MT | 275 | 77.913 | 3639.784 | 133.6093 | 18
Deep EGS | 7k-300 | MT | 300 | 55.4486 | 3279.1458 | 122.4251 | 18
Deep EGS | 7k-325 | MT | 325 | 7.7292 | 2983.9328 | 113.4088 | 18
Deep EGS | 5k-150 | MT | 150 | 5415.202 | 8079.1598 | 237.6644 | 19
Deep EGS | 6k-150 | MT | 150 | 2249.8559 | 8434.7017 | 242.0533 | 19
Deep EGS | 6k-175 | MT | 175 | 4115.2729 | 6168.9238 | 182.7016 | 19
Deep EGS | 7k-150 | MT | 150 | 791.361 | 8803.871 | 247.3752 | 19
Deep EGS | 7k-175 | MT | 175 | 5152.1759 | 6420.1339 | 185.4488 | 19
Deep EGS | 7k-200 | MT | 200 | 2285.185 | 4977.6428 | 148.0986 | 19
Deep EGS | 5k-150 | MT | 150 | 7283.7648 | 8079.1598 | 237.6644 | 20
Deep EGS | 6k-150 | MT | 150 | 16282.4875 | 8434.7017 | 242.0533 | 20
Deep EGS | 6k-175 | MT | 175 | 5431.8366 | 6168.9238 | 182.7016 | 20
Deep EGS | 7k-150 | MT | 150 | 12893.5399 | 8803.871 | 247.3752 | 20
Deep EGS | 7k-175 | MT | 175 | 16419.0692 | 6420.1339 | 185.4488 | 20
Deep EGS | 7k-200 | MT | 200 | 3360.9747 | 4977.6428 | 148.0986 | 20
Deep EGS | 4k-150 | WY | 150 | 25.5228 | 7858.9039 | 238.491 | 21
Deep EGS | 4k-175 | WY | 175 | 5.3551 | 5758.6865 | 181.9731 | 21
Deep EGS | 5k-150 | WY | 150 | 1707.4219 | 8079.1598 | 237.6644 | 21
Deep EGS | 5k-175 | WY | 175 | 107.9734 | 5924.7656 | 180.7298 | 21
Deep EGS | 5k-200 | WY | 200 | 19.6046 | 4618.3746 | 146.0416 | 21
Deep EGS | 5k-225 | WY | 225 | 2.7032 | 4346.5109 | 160.6405 | 21
Deep EGS | 6k-150 | WY | 150 | 4797.0853 | 8434.7017 | 242.0533 | 21
Deep EGS | 6k-175 | WY | 175 | 2534.1465 | 6168.9238 | 182.7016 | 21
Deep EGS | 6k-200 | WY | 200 | 219.1131 | 4794.7306 | 146.7077 | 21
Deep EGS | 6k-225 | WY | 225 | 21.7486 | 4565.948 | 165.0634 | 21
Deep EGS | 6k-250 | WY | 250 | 22.9566 | 3928.9254 | 144.5774 | 21
Deep EGS | 7k-150 | WY | 150 | 28836.0153 | 8803.871 | 247.3752 | 21
Deep EGS | 7k-175 | WY | 175 | 5213.6554 | 6420.1339 | 185.4488 | 21
Deep EGS | 7k-200 | WY | 200 | 3005.8526 | 4977.6428 | 148.0986 | 21
Deep EGS | 7k-225 | WY | 225 | 364.1986 | 4781.8402 | 169.3695 | 21
Deep EGS | 7k-250 | WY | 250 | 63.8737 | 4102.6394 | 148.0474 | 21
Deep EGS | 7k-275 | WY | 275 | 15.8415 | 3639.784 | 133.6093 | 21
Deep EGS | 7k-300 | WY | 300 | 11.2888 | 3279.1458 | 122.4251 | 21
Deep EGS | 6k-150 | WY | 150 | 72.9128 | 8434.7017 | 242.0533 | 22
Deep EGS | 7k-150 | WY | 150 | 2525.3272 | 8803.871 | 247.3752 | 22
Deep EGS | 6k-150 | WY | 150 | 355.3401 | 8434.7017 | 242.0533 | 23
Deep EGS | 7k-150 | WY | 150 | 5607.8009 | 8803.871 | 247.3752 | 23
Deep EGS | 5k-150 | WY | 150 | 2486.8467 | 8079.1598 | 237.6644 | 24
Deep EGS | 6k-150 | WY | 150 | 6210.508 | 8434.7017 | 242.0533 | 24
Deep EGS | 6k-175 | WY | 175 | 1547.2984 | 6168.9238 | 182.7016 | 24
Deep EGS | 7k-150 | WY | 150 | 11975.5178 | 8803.871 | 247.3752 | 24
Deep EGS | 7k-175 | WY | 175 | 5725.1728 | 6420.1339 | 185.4488 | 24
Deep EGS | 7k-200 | WY | 200 | 751.5939 | 4977.6428 | 148.0986 | 24
Deep EGS | 4k-150 | UT | 150 | 549.0173 | 7858.9039 | 238.491 | 25
Deep EGS | 5k-150 | UT | 150 | 30725.3943 | 8079.1598 | 237.6644 | 25
Deep EGS | 5k-175 | UT | 175 | 17526.0643 | 5924.7656 | 180.7298 | 25
Deep EGS | 6k-150 | UT | 150 | 7193.2225 | 8434.7017 | 242.0533 | 25
Deep EGS | 6k-175 | UT | 175 | 26242.4574 | 6168.9238 | 182.7016 | 25
Deep EGS | 6k-200 | UT | 200 | 35411.9041 | 4794.7306 | 146.7077 | 25
Deep EGS | 6k-225 | UT | 225 | 241.3257 | 4565.948 | 165.0634 | 25
Deep EGS | 7k-150 | UT | 150 | 5351.64 | 8803.871 | 247.3752 | 25
Deep EGS | 7k-175 | UT | 175 | 6855.5155 | 6420.1339 | 185.4488 | 25
Deep EGS | 7k-200 | UT | 200 | 26154.3346 | 4977.6428 | 148.0986 | 25
Deep EGS | 7k-225 | UT | 225 | 42001.4898 | 4781.8402 | 169.3695 | 25
Deep EGS | 7k-250 | UT | 250 | 3021.9329 | 4102.6394 | 148.0474 | 25
Deep EGS | 5k-150 | UT | 150 | 165.9035 | 8079.1598 | 237.6644 | 26
Deep EGS | 6k-150 | UT | 150 | 2736.9095 | 8434.7017 | 242.0533 | 26
Deep EGS | 6k-175 | UT | 175 | 246.1488 | 6168.9238 | 182.7016 | 26
Deep EGS | 7k-175 | UT | 175 | 2699.0493 | 6420.1339 | 185.4488 | 26
Deep EGS | 7k-200 | UT | 200 | 366.4908 | 4977.6428 | 148.0986 | 26
Deep EGS | 4k-150 | AZ | 150 | 1210.8553 | 7858.9039 | 238.491 | 27
Deep EGS | 5k-150 | AZ | 150 | 4627.5932 | 8079.1598 | 237.6644 | 27
Deep EGS | 5k-175 | AZ | 175 | 3955.7268 | 5924.7656 | 180.7298 | 27
Deep EGS | 5k-200 | AZ | 200 | 18.3164 | 4618.3746 | 146.0416 | 27
Deep EGS | 6k-150 | AZ | 150 | 540.1399 | 8434.7017 | 242.0533 | 27
Deep EGS | 6k-175 | AZ | 175 | 4607.4259 | 6168.9238 | 182.7016 | 27
Deep EGS | 6k-200 | AZ | 200 | 5193.8263 | 4794.7306 | 146.7077 | 27
Deep EGS | 6k-225 | AZ | 225 | 586.6938 | 4565.948 | 165.0634 | 27
Deep EGS | 7k-175 | AZ | 175 | 404.9474 | 6420.1339 | 185.4488 | 27
Deep EGS | 7k-200 | AZ | 200 | 4402.6026 | 4977.6428 | 148.0986 | 27
Deep EGS | 7k-225 | AZ | 225 | 5708.9722 | 4781.8402 | 169.3695 | 27
Deep EGS | 7k-250 | AZ | 250 | 1618.2158 | 4102.6394 | 148.0474 | 27
Deep EGS | 4k-150 | AZ | 150 | 10262.7467 | 7858.9039 | 238.491 | 28
Deep EGS | 5k-150 | AZ | 150 | 38710.2853 | 8079.1598 | 237.6644 | 28
Deep EGS | 5k-175 | AZ | 175 | 24313.7848 | 5924.7656 | 180.7298 | 28
Deep EGS | 5k-200 | AZ | 200 | 843.6208 | 4618.3746 | 146.0416 | 28
Deep EGS | 6k-150 | AZ | 150 | 10003.1632 | 8434.7017 | 242.0533 | 28
Deep EGS | 6k-175 | AZ | 175 | 33459.0988 | 6168.9238 | 182.7016 | 28
Deep EGS | 6k-200 | AZ | 200 | 34938.3993 | 4794.7306 | 146.7077 | 28
Deep EGS | 6k-225 | AZ | 225 | 7082.0791 | 4565.948 | 165.0634 | 28
Deep EGS | 7k-150 | AZ | 150 | 14413.5084 | 8803.871 | 247.3752 | 28
Deep EGS | 7k-175 | AZ | 175 | 9909.9771 | 6420.1339 | 185.4488 | 28
Deep EGS | 7k-200 | AZ | 200 | 29591.3869 | 4977.6428 | 148.0986 | 28
Deep EGS | 7k-225 | AZ | 225 | 39065.1245 | 4781.8402 | 169.3695 | 28
Deep EGS | 7k-250 | AZ | 250 | 14852.2765 | 4102.6394 | 148.0474 | 28
Deep EGS | 7k-275 | AZ | 275 | 568.289 | 3639.784 | 133.6093 | 28
Deep EGS | 5k-150 | AZ | 150 | 2331.9248 | 8079.1598 | 237.6644 | 29
Deep EGS | 5k-175 | AZ | 175 | 514.3112 | 5924.7656 | 180.7298 | 29
Deep EGS | 6k-150 | AZ | 150 | 1454.0256 | 8434.7017 | 242.0533 | 29
Deep EGS | 6k-175 | AZ | 175 | 2535.1403 | 6168.9238 | 182.7016 | 29
Deep EGS | 6k-200 | AZ | 200 | 911.4848 | 4794.7306 | 146.7077 | 29
Deep EGS | 7k-150 | AZ | 150 | 3724.48 | 8803.871 | 247.3752 | 29
Deep EGS | 7k-175 | AZ | 175 | 1379.42 | 6420.1339 | 185.4488 | 29
Deep EGS | 7k-200 | AZ | 200 | 2637.03 | 4977.6428 | 148.0986 | 29
Deep EGS | 7k-225 | AZ | 225 | 1264.1812 | 4781.8402 | 169.3695 | 29
Deep EGS | 7k-250 | AZ | 250 | 91.1925 | 4102.6394 | 148.0474 | 29
Deep EGS | 4k-150 | AZ | 150 | 1829.0457 | 7858.9039 | 238.491 | 30
Deep EGS | 5k-150 | AZ | 150 | 5214.624 | 8079.1598 | 237.6644 | 30
Deep EGS | 5k-175 | AZ | 175 | 6265.4184 | 5924.7656 | 180.7298 | 30
Deep EGS | 5k-200 | AZ | 200 | 0.3295 | 4618.3746 | 146.0416 | 30
Deep EGS | 6k-175 | AZ | 175 | 3668.4899 | 6168.9238 | 182.7016 | 30
Deep EGS | 6k-200 | AZ | 200 | 9604.5005 | 4794.7306 | 146.7077 | 30
Deep EGS | 6k-225 | AZ | 225 | 320.397 | 4565.948 | 165.0634 | 30
Deep EGS | 7k-200 | AZ | 200 | 1937.8296 | 4977.6428 | 148.0986 | 30
Deep EGS | 7k-225 | AZ | 225 | 11388.8563 | 4781.8402 | 169.3695 | 30
Deep EGS | 7k-250 | AZ | 250 | 1966.5483 | 4102.6394 | 148.0474 | 30
Deep EGS | 4k-150 | NM | 150 | 14484.2621 | 7858.9039 | 238.491 | 31
Deep EGS | 4k-175 | NM | 175 | 197.4815 | 5758.6865 | 181.9731 | 31
Deep EGS | 5k-150 | NM | 150 | 44811.5519 | 8079.1598 | 237.6644 | 31
Deep EGS | 5k-175 | NM | 175 | 35329.2032 | 5924.7656 | 180.7298 | 31
Deep EGS | 5k-200 | NM | 200 | 2279.7935 | 4618.3746 | 146.0416 | 31
Deep EGS | 5k-225 | NM | 225 | 102.1856 | 4346.5109 | 160.6405 | 31
Deep EGS | 6k-150 | NM | 150 | 23577.063 | 8434.7017 | 242.0533 | 31
Deep EGS | 6k-175 | NM | 175 | 39027.5903 | 6168.9238 | 182.7016 | 31
Deep EGS | 6k-200 | NM | 200 | 48093.1705 | 4794.7306 | 146.7077 | 31
Deep EGS | 6k-225 | NM | 225 | 11616.8497 | 4565.948 | 165.0634 | 31
Deep EGS | 6k-250 | NM | 250 | 372.1413 | 3928.9254 | 144.5774 | 31
Deep EGS | 6k-275 | NM | 275 | 15.1562 | 3494.5501 | 130.6869 | 31
Deep EGS | 7k-150 | NM | 150 | 14533.9872 | 8803.871 | 247.3752 | 31
Deep EGS | 7k-175 | NM | 175 | 22898.4792 | 6420.1339 | 185.4488 | 31
Deep EGS | 7k-200 | NM | 200 | 36468.2834 | 4977.6428 | 148.0986 | 31
Deep EGS | 7k-225 | NM | 225 | 50409.4742 | 4781.8402 | 169.3695 | 31
Deep EGS | 7k-250 | NM | 250 | 23441.6926 | 4102.6394 | 148.0474 | 31
Deep EGS | 7k-275 | NM | 275 | 1007.646 | 3639.784 | 133.6093 | 31
Deep EGS | 7k-300 | NM | 300 | 246.4974 | 3279.1458 | 122.4251 | 31
Deep EGS | 5k-150 | SD | 150 | 27.5251 | 8079.1598 | 237.6644 | 32
Deep EGS | 6k-150 | SD | 150 | 544.7869 | 8434.7017 | 242.0533 | 32
Deep EGS | 6k-175 | SD | 175 | 15.6447 | 6168.9238 | 182.7016 | 32
Deep EGS | 7k-150 | SD | 150 | 4258.2586 | 8803.871 | 247.3752 | 32
Deep EGS | 7k-175 | SD | 175 | 337.332 | 6420.1339 | 185.4488 | 32
Deep EGS | 4k-150 | CO | 150 | 4705.3411 | 7858.9039 | 238.491 | 33
Deep EGS | 5k-150 | CO | 150 | 30002.7075 | 8079.1598 | 237.6644 | 33
Deep EGS | 5k-175 | CO | 175 | 6745.9393 | 5924.7656 | 180.7298 | 33
Deep EGS | 5k-200 | CO | 200 | 57.2169 | 4618.3746 | 146.0416 | 33
Deep EGS | 6k-150 | CO | 150 | 13203.9376 | 8434.7017 | 242.0533 | 33
Deep EGS | 6k-175 | CO | 175 | 29980.5303 | 6168.9238 | 182.7016 | 33
Deep EGS | 6k-200 | CO | 200 | 8412.2246 | 4794.7306 | 146.7077 | 33
Deep EGS | 6k-225 | CO | 225 | 2456.1422 | 4565.948 | 165.0634 | 33
Deep EGS | 7k-150 | CO | 150 | 10686.1882 | 8803.871 | 247.3752 | 33
Deep EGS | 7k-175 | CO | 175 | 18163.1336 | 6420.1339 | 185.4488 | 33
Deep EGS | 7k-200 | CO | 200 | 25736.2686 | 4977.6428 | 148.0986 | 33
Deep EGS | 7k-225 | CO | 225 | 10526.0598 | 4781.8402 | 169.3695 | 33
Deep EGS | 7k-250 | CO | 250 | 4185.2896 | 4102.6394 | 148.0474 | 33
Deep EGS | 7k-275 | CO | 275 | 313.0811 | 3639.784 | 133.6093 | 33
Deep EGS | 4k-150 | CO | 150 | 2663.4137 | 7858.9039 | 238.491 | 34
Deep EGS | 4k-175 | CO | 175 | 86.9233 | 5758.6865 | 181.9731 | 34
Deep EGS | 5k-150 | CO | 150 | 28675.2409 | 8079.1598 | 237.6644 | 34
Deep EGS | 5k-175 | CO | 175 | 14447.8534 | 5924.7656 | 180.7298 | 34
Deep EGS | 5k-200 | CO | 200 | 481.1066 | 4618.3746 | 146.0416 | 34
Deep EGS | 6k-150 | CO | 150 | 18000.8998 | 8434.7017 | 242.0533 | 34
Deep EGS | 6k-175 | CO | 175 | 25275.9086 | 6168.9238 | 182.7016 | 34
Deep EGS | 6k-200 | CO | 200 | 21171.3157 | 4794.7306 | 146.7077 | 34
Deep EGS | 6k-225 | CO | 225 | 2795.5264 | 4565.948 | 165.0634 | 34
Deep EGS | 6k-250 | CO | 250 | 111.001 | 3928.9254 | 144.5774 | 34
Deep EGS | 7k-150 | CO | 150 | 16358.5806 | 8803.871 | 247.3752 | 34
Deep EGS | 7k-175 | CO | 175 | 16571.4065 | 6420.1339 | 185.4488 | 34
Deep EGS | 7k-200 | CO | 200 | 22417.3058 | 4977.6428 | 148.0986 | 34
Deep EGS | 7k-225 | CO | 225 | 18705.0621 | 4781.8402 | 169.3695 | 34
Deep EGS | 7k-250 | CO | 250 | 11543.3839 | 4102.6394 | 148.0474 | 34
Deep EGS | 7k-275 | CO | 275 | 393.5661 | 3639.784 | 133.6093 | 34
Deep EGS | 4k-150 | MT | 150 | 620.3138 | 7858.9039 | 238.491 | 35
Deep EGS | 5k-150 | MT | 150 | 15433.3842 | 8079.1598 | 237.6644 | 35
Deep EGS | 5k-175 | MT | 175 | 1130.5642 | 5924.7656 | 180.7298 | 35
Deep EGS | 6k-150 | MT | 150 | 20158.7988 | 8434.7017 | 242.0533 | 35
Deep EGS | 6k-175 | MT | 175 | 13238.0139 | 6168.9238 | 182.7016 | 35
Deep EGS | 6k-200 | MT | 200 | 809.7043 | 4794.7306 | 146.7077 | 35
Deep EGS | 7k-150 | MT | 150 | 5228.4981 | 8803.871 | 247.3752 | 35
Deep EGS | 7k-175 | MT | 175 | 23501.6979 | 6420.1339 | 185.4488 | 35
Deep EGS | 7k-200 | MT | 200 | 10437.0688 | 4977.6428 | 148.0986 | 35
Deep EGS | 7k-225 | MT | 225 | 518.4641 | 4781.8402 | 169.3695 | 35
Deep EGS | 5k-150 | ND | 150 | 22279.2454 | 8079.1598 | 237.6644 | 36
Deep EGS | 5k-175 | ND | 175 | 369.7501 | 5924.7656 | 180.7298 | 36
Deep EGS | 6k-150 | ND | 150 | 15064.1099 | 8434.7017 | 242.0533 | 36
Deep EGS | 6k-175 | ND | 175 | 21106.2866 | 6168.9238 | 182.7016 | 36
Deep EGS | 6k-200 | ND | 200 | 241.155 | 4794.7306 | 146.7077 | 36
Deep EGS | 7k-150 | ND | 150 | 7273.0646 | 8803.871 | 247.3752 | 36
Deep EGS | 7k-175 | ND | 175 | 22566.4517 | 6420.1339 | 185.4488 | 36
Deep EGS | 7k-200 | ND | 200 | 14602.6398 | 4977.6428 | 148.0986 | 36
Deep EGS | 7k-225 | ND | 225 | 105.7103 | 4781.8402 | 169.3695 | 36
Deep EGS | 5k-150 | ND | 150 | 474.0416 | 8079.1598 | 237.6644 | 37
Deep EGS | 6k-150 | ND | 150 | 9397.0918 | 8434.7017 | 242.0533 | 37
Deep EGS | 6k-175 | ND | 175 | 239.544 | 6168.9238 | 182.7016 | 37
Deep EGS | 7k-150 | ND | 150 | 12904.1551 | 8803.871 | 247.3752 | 37
Deep EGS | 7k-175 | ND | 175 | 6462.7949 | 6420.1339 | 185.4488 | 37
Deep EGS | 7k-200 | ND | 200 | 73.101 | 4977.6428 | 148.0986 | 37
Deep EGS | 5k-150 | SD | 150 | 9709.794 | 8079.1598 | 237.6644 | 38
Deep EGS | 6k-150 | SD | 150 | 13854.2065 | 8434.7017 | 242.0533 | 38
Deep EGS | 6k-175 | SD | 175 | 10567.3377 | 6168.9238 | 182.7016 | 38
Deep EGS | 7k-150 | SD | 150 | 31289.8496 | 8803.871 | 247.3752 | 38
Deep EGS | 7k-175 | SD | 175 | 14062.9923 | 6420.1339 | 185.4488 | 38
Deep EGS | 7k-200 | SD | 200 | 10570.2477 | 4977.6428 | 148.0986 | 38
Deep EGS | 5k-150 | NE | 150 | 5465.0765 | 8079.1598 | 237.6644 | 39
Deep EGS | 6k-150 | NE | 150 | 13643.0163 | 8434.7017 | 242.0533 | 39
Deep EGS | 6k-175 | NE | 175 | 2064.7021 | 6168.9238 | 182.7016 | 39
Deep EGS | 7k-150 | NE | 150 | 15249.563 | 8803.871 | 247.3752 | 39
Deep EGS | 7k-175 | NE | 175 | 12690.879 | 6420.1339 | 185.4488 | 39
Deep EGS | 7k-200 | NE | 200 | 603.2699 | 4977.6428 | 148.0986 | 39
Deep EGS | 5k-150 | NE | 150 | 662.6721 | 8079.1598 | 237.6644 | 40
Deep EGS | 6k-150 | NE | 150 | 4982.5594 | 8434.7017 | 242.0533 | 40
Deep EGS | 6k-175 | NE | 175 | 829.579 | 6168.9238 | 182.7016 | 40
Deep EGS | 7k-150 | NE | 150 | 26568.8788 | 8803.871 | 247.3752 | 40
Deep EGS | 7k-175 | NE | 175 | 3672.845 | 6420.1339 | 185.4488 | 40
Deep EGS | 7k-200 | NE | 200 | 952.9569 | 4977.6428 | 148.0986 | 40
Deep EGS | 6k-150 | NE | 150 | 308.4466 | 8434.7017 | 242.0533 | 41
Deep EGS | 7k-150 | NE | 150 | 1442.7118 | 8803.871 | 247.3752 | 41
Deep EGS | 7k-175 | NE | 175 | 230.0815 | 6420.1339 | 185.4488 | 41
Deep EGS | 6k-150 | NM | 150 | 425.1816 | 8434.7017 | 242.0533 | 47
Deep EGS | 7k-150 | NM | 150 | 1098.3963 | 8803.871 | 247.3752 | 47
Deep EGS | 7k-175 | NM | 175 | 418.473 | 6420.1339 | 185.4488 | 47
Deep EGS | 6k-150 | TX | 150 | 1072.1327 | 8434.7017 | 242.0533 | 48
Deep EGS | 7k-150 | TX | 150 | 2334.3237 | 8803.871 | 247.3752 | 48
Deep EGS | 7k-175 | TX | 175 | 706.985 | 6420.1339 | 185.4488 | 48
Deep EGS | 7k-150 | OK | 150 | 3.8391 | 8803.871 | 247.3752 | 49
Deep EGS | 5k-150 | OK | 150 | 96.163 | 8079.1598 | 237.6644 | 50
Deep EGS | 6k-150 | OK | 150 | 294.4296 | 8434.7017 | 242.0533 | 50
Deep EGS | 6k-175 | OK | 175 | 95.4955 | 6168.9238 | 182.7016 | 50
Deep EGS | 7k-150 | OK | 150 | 669.7296 | 8803.871 | 247.3752 | 50
Deep EGS | 7k-175 | OK | 175 | 205.3847 | 6420.1339 | 185.4488 | 50
Deep EGS | 7k-200 | OK | 200 | 44.4128 | 4977.6428 | 148.0986 | 50
Deep EGS | 6k-150 | OK | 150 | 0.6139 | 8434.7017 | 242.0533 | 51
Deep EGS | 7k-150 | KS | 150 | 61.8725 | 8803.871 | 247.3752 | 52
Deep EGS | 7k-150 | KS | 150 | 0.671 | 8803.871 | 247.3752 | 53
Deep EGS | 7k-150 | MO | 150 | 44.2818 | 8803.871 | 247.3752 | 55
Deep EGS | 5k-150 | AR | 150 | 0.1218 | 8079.1598 | 237.6644 | 56
Deep EGS | 6k-150 | AR | 150 | 281.4111 | 8434.7017 | 242.0533 | 56
Deep EGS | 7k-150 | AR | 150 | 2025.6222 | 8803.871 | 247.3752 | 56
Deep EGS | 7k-175 | AR | 175 | 41.8217 | 6420.1339 | 185.4488 | 56
Deep EGS | 5k-150 | TX | 150 | 8729.5389 | 8079.1598 | 237.6644 | 57
Deep EGS | 5k-175 | TX | 175 | 29.1691 | 5924.7656 | 180.7298 | 57
Deep EGS | 6k-150 | TX | 150 | 177.2599 | 8434.7017 | 242.0533 | 57
Deep EGS | 6k-175 | TX | 175 | 9882.5944 | 6168.9238 | 182.7016 | 57
Deep EGS | 6k-200 | TX | 200 | 14.7913 | 4794.7306 | 146.7077 | 57
Deep EGS | 7k-150 | TX | 150 | 40.0178 | 8803.871 | 247.3752 | 57
Deep EGS | 7k-175 | TX | 175 | 512.2158 | 6420.1339 | 185.4488 | 57
Deep EGS | 7k-200 | TX | 200 | 10705.5996 | 4977.6428 | 148.0986 | 57
Deep EGS | 4k-150 | LA | 150 | 740.2009 | 7858.9039 | 238.491 | 58
Deep EGS | 5k-150 | LA | 150 | 14040.8154 | 8079.1598 | 237.6644 | 58
Deep EGS | 5k-175 | LA | 175 | 1714.5029 | 5924.7656 | 180.7298 | 58
Deep EGS | 6k-150 | LA | 150 | 9654.2494 | 8434.7017 | 242.0533 | 58
Deep EGS | 6k-175 | LA | 175 | 15047.0375 | 6168.9238 | 182.7016 | 58
Deep EGS | 6k-200 | LA | 200 | 1683.2044 | 4794.7306 | 146.7077 | 58
Deep EGS | 7k-150 | LA | 150 | 17620.747 | 8803.871 | 247.3752 | 58
Deep EGS | 7k-175 | LA | 175 | 10312.4471 | 6420.1339 | 185.4488 | 58
Deep EGS | 7k-200 | LA | 200 | 14534.1559 | 4977.6428 | 148.0986 | 58
Deep EGS | 7k-225 | LA | 225 | 1320.43 | 4781.8402 | 169.3695 | 58
Deep EGS | 4k-150 | TX | 150 | 22.5747 | 7858.9039 | 238.491 | 59
Deep EGS | 5k-150 | TX | 150 | 1275.3158 | 8079.1598 | 237.6644 | 59
Deep EGS | 5k-175 | TX | 175 | 270.3879 | 5924.7656 | 180.7298 | 59
Deep EGS | 6k-175 | TX | 175 | 1268.5158 | 6168.9238 | 182.7016 | 59
Deep EGS | 6k-200 | TX | 200 | 529.1494 | 4794.7306 | 146.7077 | 59
Deep EGS | 7k-200 | TX | 200 | 1226.352 | 4977.6428 | 148.0986 | 59
Deep EGS | 7k-225 | TX | 225 | 724.4434 | 4781.8402 | 169.3695 | 59
Deep EGS | 7k-250 | TX | 250 | 54.1557 | 4102.6394 | 148.0474 | 59
Deep EGS | 6k-150 | TX | 150 | 207.0246 | 8434.7017 | 242.0533 | 60
Deep EGS | 7k-150 | TX | 150 | 6753.4441 | 8803.871 | 247.3752 | 60
Deep EGS | 4k-150 | TX | 150 | 457.5417 | 7858.9039 | 238.491 | 61
Deep EGS | 5k-150 | TX | 150 | 7894.6163 | 8079.1598 | 237.6644 | 61
Deep EGS | 5k-175 | TX | 175 | 1388.96 | 5924.7656 | 180.7298 | 61
Deep EGS | 6k-150 | TX | 150 | 6200.3418 | 8434.7017 | 242.0533 | 61
Deep EGS | 6k-175 | TX | 175 | 8419.7789 | 6168.9238 | 182.7016 | 61
Deep EGS | 6k-200 | TX | 200 | 2340.026 | 4794.7306 | 146.7077 | 61
Deep EGS | 6k-225 | TX | 225 | 58.5768 | 4565.948 | 165.0634 | 61
Deep EGS | 7k-150 | TX | 150 | 10319.2481 | 8803.871 | 247.3752 | 61
Deep EGS | 7k-175 | TX | 175 | 5311.9381 | 6420.1339 | 185.4488 | 61
Deep EGS | 7k-200 | TX | 200 | 8721.3108 | 4977.6428 | 148.0986 | 61
Deep EGS | 7k-225 | TX | 225 | 2628.2324 | 4781.8402 | 169.3695 | 61
Deep EGS | 7k-250 | TX | 250 | 565.3256 | 4102.6394 | 148.0474 | 61
Deep EGS | 5k-150 | TX | 150 | 22545.6552 | 8079.1598 | 237.6644 | 63
Deep EGS | 5k-175 | TX | 175 | 176.1096 | 5924.7656 | 180.7298 | 63
Deep EGS | 6k-150 | TX | 150 | 12894.1746 | 8434.7017 | 242.0533 | 63
Deep EGS | 6k-175 | TX | 175 | 22816.5487 | 6168.9238 | 182.7016 | 63
Deep EGS | 6k-200 | TX | 200 | 93.1871 | 4794.7306 | 146.7077 | 63
Deep EGS | 7k-150 | TX | 150 | 15949.1701 | 8803.871 | 247.3752 | 63
Deep EGS | 7k-175 | TX | 175 | 16610.1636 | 6420.1339 | 185.4488 | 63
Deep EGS | 7k-200 | TX | 200 | 19942.4276 | 4977.6428 | 148.0986 | 63
Deep EGS | 7k-225 | TX | 225 | 14.5842 | 4781.8402 | 169.3695 | 63
Deep EGS | 4k-150 | TX | 150 | 184.5612 | 7858.9039 | 238.491 | 64
Deep EGS | 5k-150 | TX | 150 | 12765.4606 | 8079.1598 | 237.6644 | 64
Deep EGS | 5k-175 | TX | 175 | 577.8369 | 5924.7656 | 180.7298 | 64
Deep EGS | 6k-150 | TX | 150 | 5761.5789 | 8434.7017 | 242.0533 | 64
Deep EGS | 6k-175 | TX | 175 | 11500.5651 | 6168.9238 | 182.7016 | 64
Deep EGS | 6k-200 | TX | 200 | 730.87 | 4794.7306 | 146.7077 | 64
Deep EGS | 7k-150 | TX | 150 | 2058.8584 | 8803.871 | 247.3752 | 64
Deep EGS | 7k-175 | TX | 175 | 8890.398 | 6420.1339 | 185.4488 | 64
Deep EGS | 7k-200 | TX | 200 | 9481.2727 | 4977.6428 | 148.0986 | 64
Deep EGS | 7k-225 | TX | 225 | 783.0761 | 4781.8402 | 169.3695 | 64
Deep EGS | 4k-150 | TX | 150 | 2428.9926 | 7858.9039 | 238.491 | 65
Deep EGS | 5k-150 | TX | 150 | 24250.4126 | 8079.1598 | 237.6644 | 65
Deep EGS | 5k-175 | TX | 175 | 6256.3488 | 5924.7656 | 180.7298 | 65
Deep EGS | 6k-150 | TX | 150 | 21097.4653 | 8434.7017 | 242.0533 | 65
Deep EGS | 6k-175 | TX | 175 | 22947.5601 | 6168.9238 | 182.7016 | 65
Deep EGS | 6k-200 | TX | 200 | 7267.1719 | 4794.7306 | 146.7077 | 65
Deep EGS | 7k-150 | TX | 150 | 8471.8143 | 8803.871 | 247.3752 | 65
Deep EGS | 7k-175 | TX | 175 | 22891.6515 | 6420.1339 | 185.4488 | 65
Deep EGS | 7k-200 | TX | 200 | 21807.3652 | 4977.6428 | 148.0986 | 65
Deep EGS | 7k-225 | TX | 225 | 7648.8723 | 4781.8402 | 169.3695 | 65
Deep EGS | 4k-150 | TX | 150 | 464.4806 | 7858.9039 | 238.491 | 66
Deep EGS | 5k-150 | TX | 150 | 8522.2298 | 8079.1598 | 237.6644 | 66
Deep EGS | 5k-175 | TX | 175 | 997.4475 | 5924.7656 | 180.7298 | 66
Deep EGS | 6k-150 | TX | 150 | 10257.7281 | 8434.7017 | 242.0533 | 66
Deep EGS | 6k-175 | TX | 175 | 6850.0366 | 6168.9238 | 182.7016 | 66
Deep EGS | 6k-200 | TX | 200 | 1039.5552 | 4794.7306 | 146.7077 | 66
Deep EGS | 7k-150 | TX | 150 | 4193.8183 | 8803.871 | 247.3752 | 66
Deep EGS | 7k-175 | TX | 175 | 11585.4783 | 6420.1339 | 185.4488 | 66
Deep EGS | 7k-200 | TX | 200 | 5828.4171 | 4977.6428 | 148.0986 | 66
Deep EGS | 7k-225 | TX | 225 | 952.134 | 4781.8402 | 169.3695 | 66
Deep EGS | 5k-150 | TX | 150 | 1001.69 | 8079.1598 | 237.6644 | 67
Deep EGS | 6k-150 | TX | 150 | 4976.1042 | 8434.7017 | 242.0533 | 67
Deep EGS | 6k-175 | TX | 175 | 847.7028 | 6168.9238 | 182.7016 | 67
Deep EGS | 7k-150 | TX | 150 | 2161.9575 | 8803.871 | 247.3752 | 67
Deep EGS | 7k-175 | TX | 175 | 4040.1819 | 6420.1339 | 185.4488 | 67
Deep EGS | 7k-200 | TX | 200 | 503.935 | 4977.6428 | 148.0986 | 67
Deep EGS | 7k-150 | IA | 150 | 0.6873 | 8803.871 | 247.3752 | 69
Deep EGS | 7k-150 | IA | 150 | 125.5392 | 8803.871 | 247.3752 | 70
Deep EGS | 7k-150 | MO | 150 | 4.1903 | 8803.871 | 247.3752 | 71
Deep EGS | 7k-150 | WI | 150 | 76.022 | 8803.871 | 247.3752 | 77
Deep EGS | 7k-150 | IL | 150 | 25.9476 | 8803.871 | 247.3752 | 80
Deep EGS | 7k-150 | IL | 150 | 340.4245 | 8803.871 | 247.3752 | 81
Deep EGS | 7k-150 | IL | 150 | 1.1349 | 8803.871 | 247.3752 | 83
Deep EGS | 7k-150 | MO | 150 | 53.6635 | 8803.871 | 247.3752 | 84
Deep EGS | 4k-150 | AR | 150 | 4.0422 | 7858.9039 | 238.491 | 85
Deep EGS | 5k-150 | AR | 150 | 55.843 | 8079.1598 | 237.6644 | 85
Deep EGS | 5k-175 | AR | 175 | 5.9171 | 5924.7656 | 180.7298 | 85
Deep EGS | 6k-150 | AR | 150 | 871.1424 | 8434.7017 | 242.0533 | 85
Deep EGS | 6k-175 | AR | 175 | 29.7412 | 6168.9238 | 182.7016 | 85
Deep EGS | 6k-200 | AR | 200 | 7.5444 | 4794.7306 | 146.7077 | 85
Deep EGS | 7k-150 | AR | 150 | 1559.742 | 8803.871 | 247.3752 | 85
Deep EGS | 7k-175 | AR | 175 | 348.7743 | 6420.1339 | 185.4488 | 85
Deep EGS | 7k-200 | AR | 200 | 24.7754 | 4977.6428 | 148.0986 | 85
Deep EGS | 7k-225 | AR | 225 | 10.3525 | 4781.8402 | 169.3695 | 85
Deep EGS | 5k-150 | LA | 150 | 8452.4854 | 8079.1598 | 237.6644 | 86
Deep EGS | 6k-150 | LA | 150 | 2612.5226 | 8434.7017 | 242.0533 | 86
Deep EGS | 6k-175 | LA | 175 | 8007.8614 | 6168.9238 | 182.7016 | 86
Deep EGS | 6k-200 | LA | 200 | 6.8847 | 4794.7306 | 146.7077 | 86
Deep EGS | 7k-175 | LA | 175 | 5318.2264 | 6420.1339 | 185.4488 | 86
Deep EGS | 7k-200 | LA | 200 | 6562.3772 | 4977.6428 | 148.0986 | 86
Deep EGS | 4k-150 | MS | 150 | 0.6433 | 7858.9039 | 238.491 | 87
Deep EGS | 5k-150 | MS | 150 | 1055.614 | 8079.1598 | 237.6644 | 87
Deep EGS | 5k-175 | MS | 175 | 3.5867 | 5924.7656 | 180.7298 | 87
Deep EGS | 6k-150 | MS | 150 | 2074.6124 | 8434.7017 | 242.0533 | 87
Deep EGS | 6k-175 | MS | 175 | 732.1566 | 6168.9238 | 182.7016 | 87
Deep EGS | 6k-200 | MS | 200 | 6.2589 | 4794.7306 | 146.7077 | 87
Deep EGS | 7k-150 | MS | 150 | 379.0528 | 8803.871 | 247.3752 | 87
Deep EGS | 7k-175 | MS | 175 | 3149.6735 | 6420.1339 | 185.4488 | 87
Deep EGS | 7k-200 | MS | 200 | 232.3203 | 4977.6428 | 148.0986 | 87
Deep EGS | 5k-150 | MS | 150 | 16.3395 | 8079.1598 | 237.6644 | 88
Deep EGS | 6k-150 | MS | 150 | 77.7528 | 8434.7017 | 242.0533 | 88
Deep EGS | 6k-175 | MS | 175 | 13.902 | 6168.9238 | 182.7016 | 88
Deep EGS | 7k-150 | MS | 150 | 240.347 | 8803.871 | 247.3752 | 88
Deep EGS | 7k-175 | MS | 175 | 94.656 | 6420.1339 | 185.4488 | 88
Deep EGS | 7k-200 | MS | 200 | 20.2901 | 4977.6428 | 148.0986 | 88
Deep EGS | 6k-150 | AL | 150 | 7.0224 | 8434.7017 | 242.0533 | 89
Deep EGS | 7k-150 | AL | 150 | 733.8688 | 8803.871 | 247.3752 | 89
Deep EGS | 7k-175 | AL | 175 | 1.1327 | 6420.1339 | 185.4488 | 89
Deep EGS | 6k-150 | AL | 150 | 58.7068 | 8434.7017 | 242.0533 | 90
Deep EGS | 7k-150 | AL | 150 | 421.3814 | 8803.871 | 247.3752 | 90
Deep EGS | 5k-150 | FL | 150 | 1.7255 | 8079.1598 | 237.6644 | 91
Deep EGS | 6k-150 | FL | 150 | 144.3861 | 8434.7017 | 242.0533 | 91
Deep EGS | 7k-150 | FL | 150 | 134.5104 | 8803.871 | 247.3752 | 91
Deep EGS | 7k-175 | FL | 175 | 92.0727 | 6420.1339 | 185.4488 | 91
Deep EGS | 7k-150 | TN | 150 | 74.3613 | 8803.871 | 247.3752 | 92
Deep EGS | 7k-150 | KY | 150 | 4.1687 | 8803.871 | 247.3752 | 93
Deep EGS | 7k-150 | GA | 150 | 355.002 | 8803.871 | 247.3752 | 94
Deep EGS | 7k-150 | SC | 150 | 644.54 | 8803.871 | 247.3752 | 95
Deep EGS | 7k-150 | SC | 150 | 9567.2132 | 8803.871 | 247.3752 | 96
Deep EGS | 6k-150 | NC | 150 | 2.5454 | 8434.7017 | 242.0533 | 98
Deep EGS | 7k-150 | NC | 150 | 381.2181 | 8803.871 | 247.3752 | 98
Deep EGS | 7k-175 | NC | 175 | 3.2063 | 6420.1339 | 185.4488 | 98
Deep EGS | 5k-150 | VA | 150 | 29.8348 | 8079.1598 | 237.6644 | 99
Deep EGS | 6k-150 | VA | 150 | 186.829 | 8434.7017 | 242.0533 | 99
Deep EGS | 6k-175 | VA | 175 | 33.9032 | 6168.9238 | 182.7016 | 99
Deep EGS | 7k-150 | VA | 150 | 5179.2874 | 8803.871 | 247.3752 | 99
Deep EGS | 7k-175 | VA | 175 | 115.6376 | 6420.1339 | 185.4488 | 99
Deep EGS | 7k-200 | VA | 200 | 10.2629 | 4977.6428 | 148.0986 | 99
Deep EGS | 6k-150 | FL | 150 | 170.2657 | 8434.7017 | 242.0533 | 101
Deep EGS | 7k-150 | FL | 150 | 599.3442 | 8803.871 | 247.3752 | 101
Deep EGS | 7k-175 | FL | 175 | 66.222 | 6420.1339 | 185.4488 | 101
Deep EGS | 7k-150 | IN | 150 | 121.9823 | 8803.871 | 247.3752 | 107
Deep EGS | 7k-150 | KY | 150 | 27.4874 | 8803.871 | 247.3752 | 109
Deep EGS | 6k-150 | KY | 150 | 20.8293 | 8434.7017 | 242.0533 | 110
Deep EGS | 7k-150 | KY | 150 | 125.6072 | 8803.871 | 247.3752 | 110
Deep EGS | 7k-175 | KY | 175 | 1.0752 | 6420.1339 | 185.4488 | 110
Deep EGS | 7k-150 | OH | 150 | 247.7582 | 8803.871 | 247.3752 | 111
Deep EGS | 7k-150 | OH | 150 | 154.6358 | 8803.871 | 247.3752 | 112
Deep EGS | 5k-150 | PA | 150 | 53.9508 | 8079.1598 | 237.6644 | 115
Deep EGS | 6k-150 | PA | 150 | 2214.4 | 8434.7017 | 242.0533 | 115
Deep EGS | 6k-175 | PA | 175 | 32.7737 | 6168.9238 | 182.7016 | 115
Deep EGS | 7k-150 | PA | 150 | 7625.1529 | 8803.871 | 247.3752 | 115
Deep EGS | 7k-175 | PA | 175 | 805.646 | 6420.1339 | 185.4488 | 115
Deep EGS | 7k-200 | PA | 200 | 22.0398 | 4977.6428 | 148.0986 | 115
Deep EGS | 5k-150 | WV | 150 | 6238.544 | 8079.1598 | 237.6644 | 116
Deep EGS | 6k-150 | WV | 150 | 8681.0882 | 8434.7017 | 242.0533 | 116
Deep EGS | 6k-175 | WV | 175 | 6383.8796 | 6168.9238 | 182.7016 | 116
Deep EGS | 7k-150 | WV | 150 | 4037.6944 | 8803.871 | 247.3752 | 116
Deep EGS | 7k-175 | WV | 175 | 9667.4373 | 6420.1339 | 185.4488 | 116
Deep EGS | 7k-200 | WV | 200 | 5692.3141 | 4977.6428 | 148.0986 | 116
Deep EGS | 7k-225 | WV | 225 | 39.7225 | 4781.8402 | 169.3695 | 116
Deep EGS | 5k-150 | WV | 150 | 13.0723 | 8079.1598 | 237.6644 | 117
Deep EGS | 6k-150 | WV | 150 | 2763.5901 | 8434.7017 | 242.0533 | 117
Deep EGS | 6k-175 | WV | 175 | 1.3726 | 6168.9238 | 182.7016 | 117
Deep EGS | 7k-150 | WV | 150 | 7326.6312 | 8803.871 | 247.3752 | 117
Deep EGS | 7k-175 | WV | 175 | 777.4189 | 6420.1339 | 185.4488 | 117
Deep EGS | 5k-150 | VA | 150 | 100.7376 | 8079.1598 | 237.6644 | 118
Deep EGS | 6k-150 | VA | 150 | 2245.5419 | 8434.7017 | 242.0533 | 118
Deep EGS | 7k-150 | VA | 150 | 2455.076 | 8803.871 | 247.3752 | 118
Deep EGS | 7k-175 | VA | 175 | 1830.7625 | 6420.1339 | 185.4488 | 118
Deep EGS | 7k-150 | PA | 150 | 807.5376 | 8803.871 | 247.3752 | 119
Deep EGS | 7k-150 | PA | 150 | 378.5482 | 8803.871 | 247.3752 | 120
Deep EGS | 7k-150 | MD | 150 | 105.711 | 8803.871 | 247.3752 | 121
Deep EGS | 6k-150 | PA | 150 | 2213.0032 | 8434.7017 | 242.0533 | 122
Deep EGS | 7k-150 | PA | 150 | 13796.1156 | 8803.871 | 247.3752 | 122
Deep EGS | 7k-175 | PA | 175 | 850.0336 | 6420.1339 | 185.4488 | 122
Deep EGS | 7k-150 | MD | 150 | 9.9816 | 8803.871 | 247.3752 | 123
Deep EGS | 7k-150 | VA | 150 | 1.6517 | 8803.871 | 247.3752 | 124
Deep EGS | 6k-150 | NY | 150 | 10.5018 | 8434.7017 | 242.0533 | 127
Deep EGS | 7k-175 | NY | 175 | 8.7624 | 6420.1339 | 185.4488 | 127
Deep EGS | 7k-150 | VT | 150 | 0.7133 | 8803.871 | 247.3752 | 129
Deep EGS | 6k-150 | NH | 150 | 167.5876 | 8434.7017 | 242.0533 | 130
Deep EGS | 7k-150 | NH | 150 | 384.7401 | 8803.871 | 247.3752 | 130
Deep EGS | 7k-175 | NH | 175 | 186.6414 | 6420.1339 | 185.4488 | 130
Deep EGS | 7k-150 | MA | 150 | 8.3685 | 8803.871 | 247.3752 | 131
Deep EGS | 7k-150 | ME | 150 | 232.3671 | 8803.871 | 247.3752 | 134

## Improved Tech - All Barriers or (hidden)
Include Barriers?
[12 empty] | All Barriers Included | 4 | 4 | ReEDS GEO Identified HYDRO | [7 empty] | ReEDS GEO Undiscovered HYDRO | [7 empty] | ReEDS GEO Near-Field EGS | [5 empty] | ReEDS GEO Deep EGS | [7 empty] | 3375274.6156
Capital Cost Reduction Curve | [5 empty] | Fixed O&M (FOM) Cost Reduction Curve | [7 empty] | (°C) | (MWe) | (2015 $/kW) | $/kWh | $/kW/year |  |  |  | (°C) | (MWe) | (2015 $/kW) | $/kWh | $/kW/year |  |  |  | (°C) | (MWe) | (2015 $/kW) | $/kWh | $/kW/year |  |  | (°C) | (2015 $/kW) | $/kWh | $/kW/year |  |  | POWER CONTROL REGION
| geohydro | undisc | NF-EGS | shallow-egs | deep-egs |  | geohydro | undisc | NF-EGS | shallow-egs | deep-egs | Site Name | STATE | Temp | CAPACITY | Capital Costs | O&M Costs | O&M Costs | POWER CONTROL REGION | Site Name | STATE | Temp | CAPACITY | Capital Costs | O&M Costs | O&M Costs | POWER CONTROL REGION | Site Name | STATE | Temp | CAPACITY | Capital Costs | O&M Costs | O&M Costs | POWER CONTROL REGION | Site Name | Temp | Capital Costs | O&M Costs | O&M Costs |  | Total | Temp/Depth | 1 | 2 | 3 | 4 | 5 | 6 | 7 | 8 | 9 | 10 | 11 | 12 | 13 | 14 | 15 | 16 | 17 | 18 | 19 | 20 | 21 | 22 | 23 | 24 | 25 | 26 | 27 | 28 | 29 | 30 | 31 | 32 | 33 | 34 | 35 | 36 | 37 | 38 | 39 | 40 | 41 | 47 | 48 | 49 | 50 | 51 | 52 | 53 | 55 | 56 | 57 | 58 | 59 | 60 | 61 | 63 | 64 | 65 | 66 | 67 | 69 | 70 | 71 | 77 | 78 | 80 | 81 | 82 | 83 | 84 | 85 | 86 | 87 | 88 | 89 | 90 | 91 | 92 | 93 | 94 | 95 | 96 | 98 | 99 | 101 | 103 | 105 | 107 | 109 | 110 | 111 | 112 | 115 | 116 | 117 | 118 | 119 | 120 | 121 | 122 | 123 | 124 | 127 | 129 | 130 | 131 | 134 | 135 | 136
2010 | 1 | 1 | 1 |  | 1 | 2010 | 1 | 1 | 1 |  | 1 | Boyes HS | CA | 110 | 8.37 | 17015.5927 | 0.086958 | 529.2306 | 9 | Undiscovered <140 - AZ | AZ | 110 | 864.415 | 15680.8783 | 0.079657 | 482.7668 | 28 | NF-EGS Beowawe HS | NV | 185 | 43.2 | 4414.2307 | 0.023919 | 156.4999 | 12 | 4k-150 | 150 | 7858.9039 | 0.037658 | 238.491 | Capacity (MWe) | 47934.3971 | 4k-150 | 0 | 0 | 0 | 0 | 2574.5865 | 1103.9364 | 468.7093 | 187.0509 | 455.313 | 2008.6255 | 55.1808 | 1362.988 | 90.2937 | 0 | 2632.235 | 4411.8449 | 0 | 0 | 0 | 0 | 4.7484 | 0 | 0 | 0 | 482.8802 | 0 | 1210.8553 | 8948.3063 | 0 | 1685.443 | 11308.9601 | 0 | 2439.4049 | 1762.4565 | 620.3138 | 0 | 0 | 0 | 0 | 0 | 0 | 0 | 0 | 0 | 0 | 0 | 0 | 0 | 0 | 0 | 0 | 712.8984 | 22.5747 | 0 | 457.5417 | 0 | 184.5612 | 2428.9926 | 309.6538 | 0 | 0 | 0 | 0 | 0 | 0 | 0 | 0 | 0 | 0 | 0 | 4.0422 | 0 | 0 | 0 | 0 | 0 | 0 | 0 | 0 | 0 | 0 | 0 | 0 | 0 | 0 | 0 | 0 | 0 | 0 | 0 | 0 | 0 | 0 | 0 | 0 | 0 | 0 | 0 | 0 | 0 | 0 | 0 | 0 | 0 | 0 | 0 | 0 | 0 | 0
2012 | 1 | 1 | 1 |  | 1 | 2012 | 1 | 1 | 1 |  | 1 | Clark Ranch | OR | 110 | 7.09 | 17301.2275 | 0.088226 | 536.7587 | 7 | Undiscovered <140 - CA | CA | 114.6467 | 112.8175 | 13123.7418 | 0.067406 | 412.4169 | 8 | NF-EGS Blue Mountain | NV | 175 | 43.4 | 5021.1807 | 0.026285 | 170.4838 | 12 | 4k-175 | 175 | 5758.6865 | 0.027605 | 181.9731 |  | 1844.8832 | 4k-175 | 0 | 0 | 0 | 0 | 0 | 0 | 0 | 0 | 123.0512 | 1259.3368 | 0 | 0 | 0 | 0 | 180.2286 | 113.2078 | 0 | 0 | 0 | 0 | 0 | 0 | 0 | 0 | 0 | 0 | 0 | 0 | 0 | 0 | 136.4946 | 0 | 0 | 32.5642 | 0 | 0 | 0 | 0 | 0 | 0 | 0 | 0 | 0 | 0 | 0 | 0 | 0 | 0 | 0 | 0 | 0 | 0 | 0 | 0 | 0 | 0 | 0 | 0 | 0 | 0 | 0 | 0 | 0 | 0 | 0 | 0 | 0 | 0 | 0 | 0 | 0 | 0 | 0 | 0 | 0 | 0 | 0 | 0 | 0 | 0 | 0 | 0 | 0 | 0 | 0 | 0 | 0 | 0 | 0 | 0 | 0 | 0 | 0 | 0 | 0 | 0 | 0 | 0 | 0 | 0 | 0 | 0 | 0 | 0 | 0 | 0 | 0 | 0 | 0
2014 | 1 | 1 | 1 |  | 1 | 2014 | 1 | 1 | 1 |  | 1 | Clifton Hot Springs | AZ | 110 | 14.45 | 16232.3589 | 0.083171 | 506.3547 | 28 | Undiscovered <140 - CA | CA | 114.6467 | 32.6818 | 13123.7418 | 0.067406 | 412.4169 | 9 | NF-EGS Brady HS | NV | 170 | 25.1981 | 5563.7629 | 0.029376 | 189.7382 | 12 | 4k-200 | 200 | 4492.7697 | 0.022226 | 147.5275 |  | 13.5712 | 4k-200 | 0 | 0 | 0 | 0 | 0 | 0 | 0 | 0 | 0 | 0 | 0 | 0 | 0 | 0 | 0 | 13.5712 | 0 | 0 | 0 | 0 | 0 | 0 | 0 | 0 | 0 | 0 | 0 | 0 | 0 | 0 | 0 | 0 | 0 | 0 | 0 | 0 | 0 | 0 | 0 | 0 | 0 | 0 | 0 | 0 | 0 | 0 | 0 | 0 | 0 | 0 | 0 | 0 | 0 | 0 | 0 | 0 | 0 | 0 | 0 | 0 | 0 | 0 | 0 | 0 | 0 | 0 | 0 | 0 | 0 | 0 | 0 | 0 | 0 | 0 | 0 | 0 | 0 | 0 | 0 | 0 | 0 | 0 | 0 | 0 | 0 | 0 | 0 | 0 | 0 | 0 | 0 | 0 | 0 | 0 | 0 | 0 | 0 | 0 | 0 | 0 | 0 | 0 | 0 | 0 | 0 | 0 | 0 | 0 | 0
2016 | #REF! | #REF! | #REF! |  | #REF! | 2016 | #REF! | #REF! | #REF! |  | #REF! | Colado area | NV | 110 | 10.78 | 16124.172 | 0.084589 | 513.3688 | 12 | Undiscovered <140 - CA | CA | 114.6467 | 75.6658 | 13123.7418 | 0.067406 | 412.4169 | 10 | NF-EGS Coso 1 | CA | 300 | 45 | 3800 | 0.015338 | 105.0739 | 10 | 5k-150 | 150 | 8079.1598 | 0.037363 | 237.6644 |  | 501321.1496 | 5k-150 | 59.934 | 3072.1556 | 5543.6016 | 865.3523 | 12027.8311 | 1564.29 | 18406.9986 | 3070.4081 | 15502.0803 | 13776.9473 | 324.7296 | 75008.719 | 1815.536 | 495.517 | 6653.9921 | 8026.4974 | 7692.6191 | 1773.6022 | 5415.202 | 6525.0393 | 1110.2187 | 0 | 0 | 2149.2657 | 21867.2891 | 118.7792 | 4524.7578 | 30290.5416 | 1990.1772 | 3259.14 | 38644.0332 | 13.3186 | 24293.2371 | 27245.4505 | 15276.501 | 19118.7013 | 474.0416 | 8870.676 | 5147.3395 | 662.6721 | 0 | 0 | 0 | 0 | 19.2326 | 0 | 0 | 0 | 0 | 0.1218 | 8729.5389 | 12050.7786 | 1275.3158 | 0 | 7894.6163 | 22002.3864 | 12433.8902 | 24250.4126 | 7317.3628 | 1001.69 | 0 | 0 | 0 | 0 | 0 | 0 | 0 | 0 | 0 | 0 | 55.843 | 8452.4854 | 75.401 | 8.1698 | 0 | 0 | 1.7255 | 0 | 0 | 0 | 0 | 0 | 0 | 27.8975 | 0 | 0 | 0 | 0 | 0 | 0 | 0 | 0 | 53.9508 | 2879.328 | 13.0723 | 100.7376 | 0 | 0 | 0 | 0 | 0 | 0 | 0 | 0 | 0 | 0 | 0 | 0 | 0
2018 | #REF! | #REF! | #REF! |  | #REF! | 2018 | #REF! | #REF! | #REF! |  | #REF! | Dyke Hot Springs area | NV | 110 | 5.43 | 17981.4544 | 0.091387 | 554.2797 | 12 | Undiscovered <140 - CO | CO | 110.0116 | 164.3374 | 15673.7043 | 0.079619 | 482.566 | 33 | NF-EGS Coso 2 | CA | 250 | 43.5704 | 3800 | 0.018155 | 123.7818 | 10 | 5k-175 | 175 | 5924.7656 | 0.027303 | 180.7298 |  | 149789.9652 | 5k-175 | 0 | 0.0088 | 0 | 0 | 5128.4035 | 4159.4962 | 3623.183 | 4043.4869 | 1334.4172 | 3818.0115 | 115.749 | 16407.4641 | 743.2792 | 0 | 4602.8814 | 8163.3252 | 0 | 63.5495 | 0 | 0 | 40.49 | 0 | 0 | 0 | 14516.3043 | 0 | 3955.7268 | 21379.3625 | 296.718 | 5770.1284 | 26477.4908 | 0 | 3553.6645 | 9186.4964 | 1130.5642 | 275.4261 | 0 | 0 | 0 | 0 | 0 | 0 | 0 | 0 | 0 | 0 | 0 | 0 | 0 | 0 | 29.1691 | 1650.4758 | 270.3879 | 0 | 1388.96 | 176.1096 | 577.8369 | 6256.3488 | 649.1325 | 0 | 0 | 0 | 0 | 0 | 0 | 0 | 0 | 0 | 0 | 0 | 5.9171 | 0 | 0 | 0 | 0 | 0 | 0 | 0 | 0 | 0 | 0 | 0 | 0 | 0 | 0 | 0 | 0 | 0 | 0 | 0 | 0 | 0 | 0 | 0 | 0 | 0 | 0 | 0 | 0 | 0 | 0 | 0 | 0 | 0 | 0 | 0 | 0 | 0 | 0
2020 | #REF! | #REF! | #REF! |  | #REF! | 2020 | #REF! | #REF! | #REF! |  | #REF! | Fort Bidwell | CA | 110 | 9.14 | 16060.4917 | 0.085587 | 518.1472 | 8 | Undiscovered <140 - CO | CO | 110.0116 | 373.7443 | 15673.7043 | 0.079619 | 482.566 | 34 | NF-EGS Coso 3 | CA | 325 | 66.7469 | 3800 | 0.015577 | 106.6638 | 10 | 5k-200 | 200 | 4618.3746 | 0.02198 | 146.0416 |  | 7284.3445 | 5k-200 | 0 | 0 | 0 | 0 | 105.701 | 0 | 14.3523 | 0 | 284.9977 | 3581.7899 | 18.2027 | 0 | 0 | 0 | 769.4162 | 334.1449 | 0 | 0 | 0 | 0 | 1.4003 | 0 | 0 | 0 | 0 | 0 | 18.3164 | 263.6315 | 0 | 0.3295 | 1628.4239 | 0 | 24.4517 | 239.1865 | 0 | 0 | 0 | 0 | 0 | 0 | 0 | 0 | 0 | 0 | 0 | 0 | 0 | 0 | 0 | 0 | 0 | 0 | 0 | 0 | 0 | 0 | 0 | 0 | 0 | 0 | 0 | 0 | 0 | 0 | 0 | 0 | 0 | 0 | 0 | 0 | 0 | 0 | 0 | 0 | 0 | 0 | 0 | 0 | 0 | 0 | 0 | 0 | 0 | 0 | 0 | 0 | 0 | 0 | 0 | 0 | 0 | 0 | 0 | 0 | 0 | 0 | 0 | 0 | 0 | 0 | 0 | 0 | 0 | 0 | 0 | 0 | 0 | 0 | 0
2022 | #REF! | #REF! | #REF! |  | #REF! | 2022 | #REF! | #REF! | #REF! |  | #REF! | Gillard (Morenci) Hot Springs | AZ | 110 | 11.8 | 16486.5898 | 0.083362 | 510.0821 | 28 | Undiscovered <140 - ID | ID | 109.1697 | 470.2518 | 16325.5315 | 0.082052 | 497.0842 | 15 | NF-EGS Coso 4 | CA | 175 | 24.6663 | 5163.0787 | 0.028092 | 182.223 | 10 | 5k-225 | 225 | 4346.5109 | 0.02353 | 160.6405 |  | 144.335 | 5k-225 | 0 | 0 | 0 | 0 | 0 | 0 | 0 | 0 | 8.7241 | 0 | 0 | 0 | 0 | 0 | 0 | 73.411 | 0 | 0 | 0 | 0 | 0 | 0 | 0 | 0 | 0 | 0 | 0 | 0 | 0 | 0 | 62.1999 | 0 | 0 | 0 | 0 | 0 | 0 | 0 | 0 | 0 | 0 | 0 | 0 | 0 | 0 | 0 | 0 | 0 | 0 | 0 | 0 | 0 | 0 | 0 | 0 | 0 | 0 | 0 | 0 | 0 | 0 | 0 | 0 | 0 | 0 | 0 | 0 | 0 | 0 | 0 | 0 | 0 | 0 | 0 | 0 | 0 | 0 | 0 | 0 | 0 | 0 | 0 | 0 | 0 | 0 | 0 | 0 | 0 | 0 | 0 | 0 | 0 | 0 | 0 | 0 | 0 | 0 | 0 | 0 | 0 | 0 | 0 | 0 | 0 | 0 | 0 | 0 | 0 | 0
2024 | #REF! | #REF! | #REF! |  | #REF! | 2024 | #REF! | #REF! | #REF! |  | #REF! | Gregson (Fairmont) Hot Springs | MT | 110 | 7.1 | 17298.2714 | 0.088214 | 536.6875 | 17 | Undiscovered <140 - ID | ID | 109.1697 | 165.8008 | 16325.5315 | 0.082052 | 497.0842 | 16 | NF-EGS Cove Fort - Sulphurdale | UT | 155 | 0 | 6842.1523 | 0.036637 | 232.7037 | 25 | 5k-250 | 250 | 3760.6677 | 0.020764 | 141.1627 |  | 0 | 5k-250 | 0 | 0 | 0 | 0 | 0 | 0 | 0 | 0 | 0 | 0 | 0 | 0 | 0 | 0 | 0 | 0 | 0 | 0 | 0 | 0 | 0 | 0 | 0 | 0 | 0 | 0 | 0 | 0 | 0 | 0 | 0 | 0 | 0 | 0 | 0 | 0 | 0 | 0 | 0 | 0 | 0 | 0 | 0 | 0 | 0 | 0 | 0 | 0 | 0 | 0 | 0 | 0 | 0 | 0 | 0 | 0 | 0 | 0 | 0 | 0 | 0 | 0 | 0 | 0 | 0 | 0 | 0 | 0 | 0 | 0 | 0 | 0 | 0 | 0 | 0 | 0 | 0 | 0 | 0 | 0 | 0 | 0 | 0 | 0 | 0 | 0 | 0 | 0 | 0 | 0 | 0 | 0 | 0 | 0 | 0 | 0 | 0 | 0 | 0 | 0 | 0 | 0 | 0 | 0 | 0 | 0 | 0 | 0 | 0
2026 | #REF! | #REF! | #REF! |  | #REF! | 2026 | #REF! | #REF! | #REF! |  | #REF! | Jemez Springs (Ojos Calientes) | NM | 110 | 8.62 | 16962.1747 | 0.086727 | 527.8434 | 31 | Undiscovered <140 - MT | MT | 106.7457 | 410.1495 | 17955.8757 | 0.091321 | 545.8755 | 17 | NF-EGS Desert Peak | NV | 185 | 26.3685 | 4750.8757 | 0.025095 | 166.0208 | 12 | 5k-275 | 275 | 3354.059 | 0.018732 | 127.8148 |  | 0 | 5k-275 | 0 | 0 | 0 | 0 | 0 | 0 | 0 | 0 | 0 | 0 | 0 | 0 | 0 | 0 | 0 | 0 | 0 | 0 | 0 | 0 | 0 | 0 | 0 | 0 | 0 | 0 | 0 | 0 | 0 | 0 | 0 | 0 | 0 | 0 | 0 | 0 | 0 | 0 | 0 | 0 | 0 | 0 | 0 | 0 | 0 | 0 | 0 | 0 | 0 | 0 | 0 | 0 | 0 | 0 | 0 | 0 | 0 | 0 | 0 | 0 | 0 | 0 | 0 | 0 | 0 | 0 | 0 | 0 | 0 | 0 | 0 | 0 | 0 | 0 | 0 | 0 | 0 | 0 | 0 | 0 | 0 | 0 | 0 | 0 | 0 | 0 | 0 | 0 | 0 | 0 | 0 | 0 | 0 | 0 | 0 | 0 | 0 | 0 | 0 | 0 | 0 | 0 | 0 | 0 | 0 | 0 | 0 | 0 | 0
2028 | #REF! | #REF! | #REF! |  | #REF! | 2028 | #REF! | #REF! | #REF! |  | #REF! | Kellog HS | CA | 110 | 5.37 | 18020.8804 | 0.091529 | 555.1241 | 8 | Undiscovered <140 - NM | NM | 110.2518 | 299.7374 | 16174.6285 | 0.079891 | 486.3157 | 31 | NF-EGS Dixie Valley | NV | 190 | 104 | 4549.3429 | 0.024357 | 160.4136 | 12 | 6k-150 | 150 | 8434.7017 | 0.038028 | 242.0533 |  | 365522.099 | 6k-150 | 3670.8761 | 9225.633 | 14780.7999 | 4481.5199 | 8089.8271 | 394.6502 | 1251.6256 | 259.8112 | 8924.8779 | 8639.9599 | 1124.811 | 2641.9326 | 0 | 7504.056 | 4464.7022 | 0 | 6514.2451 | 21707.1943 | 2249.8559 | 15931.0669 | 4118.1682 | 71.575 | 317.268 | 5537.0794 | 6509.2044 | 1821.1375 | 526.1103 | 7754.2506 | 1438.278 | 0 | 20738.5468 | 262.3048 | 12099.0056 | 16896.8446 | 20083.5794 | 15064.1099 | 9397.0918 | 13604.731 | 13307.5323 | 4947.5089 | 308.4466 | 414.5521 | 1072.1327 | 0 | 265.9364 | 0.6139 | 0 | 0 | 0 | 23.8484 | 177.2599 | 9147.6124 | 0 | 207.0246 | 6200.3418 | 12758.1601 | 5614.3181 | 21097.4653 | 9316.6521 | 4976.1042 | 0 | 0 | 0 | 0 | 0 | 0 | 0 | 0 | 0 | 0 | 190.5624 | 2612.5226 | 289.4808 | 38.8764 | 4.6816 | 0 | 144.3861 | 0 | 0 | 0 | 0 | 0 | 2.5454 | 174.6972 | 0 | 0 | 0 | 0 | 0 | 3.1244 | 0 | 0 | 2214.4 | 5045.8825 | 2763.5901 | 2245.5419 | 0 | 0 | 0 | 1856.0672 | 0 | 0 | 3.5006 | 0 | 0 | 0 | 0 | 0 | 0
2030 | #REF! | #REF! | #REF! |  | #REF! | 2030 | #REF! | #REF! | #REF! |  | #REF! | Latty Hot Springs | ID | 110 | 6.35 | 17543.9462 | 0.089185 | 542.4548 | 15 | Undiscovered <140 - NV | NV | 118.6191 | 477.1998 | 11530.1633 | 0.059508 | 366.4685 | 12 | NF-EGS East Mesa | CA | 170 | 42 | 5317.7437 | 0.027747 | 179.1127 | 10 | 6k-175 | 175 | 6168.9238 | 0.027548 | 182.7016 |  | 486178.3741 | 6k-175 | 371.8061 | 5683.6289 | 10771.2333 | 2746.6136 | 15673.9442 | 428.2399 | 19329.1205 | 1385.5644 | 16232.7596 | 14281.0653 | 349.462 | 67006.1079 | 1380.2 | 2046.7404 | 7645.1819 | 5742.8293 | 12698.5177 | 2361.4765 | 4115.2729 | 4832.5949 | 1429.3843 | 0 | 0 | 1268.5926 | 18290.1976 | 139.8125 | 4487.7525 | 26032.0791 | 2074.2057 | 2201.0939 | 34241.1877 | 9.2028 | 25909.1003 | 24034.8656 | 13096.7546 | 17824.8366 | 239.544 | 9478.7426 | 1936.8002 | 829.579 | 0 | 0 | 0 | 0 | 19.0991 | 0 | 0 | 0 | 0 | 0 | 9882.5944 | 12746.8535 | 1268.5158 | 0 | 8419.7789 | 22300.3372 | 11500.5651 | 22947.5601 | 5755.9335 | 847.7028 | 0 | 0 | 0 | 0 | 0 | 0 | 0 | 0 | 0 | 0 | 29.7412 | 8007.8614 | 62.3112 | 6.951 | 0 | 0 | 0 | 0 | 0 | 0 | 0 | 0 | 0 | 31.7017 | 0 | 0 | 0 | 0 | 0 | 0 | 0 | 0 | 32.7737 | 3710.63 | 1.3726 | 0 | 0 | 0 | 0 | 0 | 0 | 0 | 0 | 0 | 0 | 0 | 0 | 0 | 0
2032 | #REF! | #REF! | #REF! |  | #REF! | 2032 | #REF! | #REF! | #REF! |  | #REF! | Magic Reservoir area | ID | 110 | 9.06 | 16556.6737 | 0.086017 | 522.527 | 15 | Undiscovered <140 - OR | OR | 114.7896 | 15.6882 | 12852.8387 | 0.066859 | 408.6869 | 5 | NF-EGS Fallon Area | NV | 175 | 37.1 | 5081.0791 | 0.026725 | 173.391 | 12 | 6k-200 | 200 | 4794.7306 | 0.022087 | 146.7077 |  | 239972.4434 | 6k-200 | 0 | 212.4749 | 21.8977 | 0 | 4561.2054 | 5674.1947 | 9378.8339 | 6124.1941 | 4457.3716 | 6607.6793 | 146.4144 | 42574.8503 | 2467.6992 | 0.342 | 5584.8779 | 8809.0349 | 193.8464 | 185.2758 | 0 | 0 | 67.8207 | 0 | 0 | 0 | 28174.0801 | 0 | 5193.8263 | 29970.6598 | 512.7102 | 8807.4465 | 36523.755 | 0 | 4397.7577 | 15111.6812 | 809.7043 | 182.206 | 0 | 0 | 0 | 0 | 0 | 0 | 0 | 0 | 0 | 0 | 0 | 0 | 0 | 0 | 14.7913 | 1624.6582 | 529.1494 | 0 | 2340.026 | 93.1871 | 730.87 | 7267.1719 | 606.4072 | 0 | 0 | 0 | 0 | 0 | 0 | 0 | 0 | 0 | 0 | 0 | 7.5444 | 6.7976 | 0 | 0 | 0 | 0 | 0 | 0 | 0 | 0 | 0 | 0 | 0 | 0 | 0 | 0 | 0 | 0 | 0 | 0 | 0 | 0 | 0 | 0 | 0 | 0 | 0 | 0 | 0 | 0 | 0 | 0 | 0 | 0 | 0 | 0 | 0 | 0 | 0
2034 | #REF! | #REF! | #REF! |  | #REF! | 2034 | #REF! | #REF! | #REF! |  | #REF! | Newcastle area | UT | 110 | 12.27 | 15656.7141 | 0.083509 | 505.6759 | 25 | Undiscovered <140 - OR | OR | 114.7896 | 21.1923 | 12852.8387 | 0.066859 | 408.6869 | 6 | NF-EGS Great Boiling Springs (Gerlach) | NV | 165 | 29.4 | 5653.5306 | 0.030409 | 195.2319 | 12 | 6k-225 | 225 | 4565.948 | 0.024211 | 165.0634 |  | 31003.2198 | 6k-225 | 0 | 0 | 0 | 0 | 2724.2295 | 684.4257 | 302.2651 | 129.1878 | 273.7042 | 1212.536 | 58.4474 | 567.7535 | 10.6076 | 0 | 3180.6075 | 5697.1126 | 0 | 0 | 0 | 0 | 1.2083 | 0 | 0 | 0 | 232.2305 | 0 | 586.6938 | 4348.6451 | 0 | 320.397 | 8005.6193 | 0 | 1045.6843 | 1563.2878 | 0 | 0 | 0 | 0 | 0 | 0 | 0 | 0 | 0 | 0 | 0 | 0 | 0 | 0 | 0 | 0 | 0 | 0 | 0 | 0 | 58.5768 | 0 | 0 | 0 | 0 | 0 | 0 | 0 | 0 | 0 | 0 | 0 | 0 | 0 | 0 | 0 | 0 | 0 | 0 | 0 | 0 | 0 | 0 | 0 | 0 | 0 | 0 | 0 | 0 | 0 | 0 | 0 | 0 | 0 | 0 | 0 | 0 | 0 | 0 | 0 | 0 | 0 | 0 | 0 | 0 | 0 | 0 | 0 | 0 | 0 | 0 | 0 | 0 | 0 | 0
2036 | #REF! | #REF! | #REF! |  | #REF! | 2036 | #REF! | #REF! | #REF! |  | #REF! | Olene Hot Springs | OR | 110 | 8.26 | 17040.0378 | 0.087062 | 529.8595 | 6 | Undiscovered <140 - OR | OR | 114.7896 | 349.3343 | 12852.8387 | 0.066859 | 408.6869 | 7 | NF-EGS Heber | CA | 180 | 24.5 | 5035.4978 | 0.026519 | 174.7199 | 10 | 6k-250 | 250 | 3928.9254 | 0.021307 | 144.5774 |  | 3718.6662 | 6k-250 | 0 | 0 | 0 | 0 | 0 | 0 | 0 | 0 | 130.5975 | 3105.265 | 0 | 0 | 0 | 0 | 27.76 | 163.9393 | 0 | 0 | 0 | 0 | 0 | 0 | 0 | 0 | 0 | 0 | 0 | 0 | 0 | 0 | 253.3728 | 0 | 0 | 37.7316 | 0 | 0 | 0 | 0 | 0 | 0 | 0 | 0 | 0 | 0 | 0 | 0 | 0 | 0 | 0 | 0 | 0 | 0 | 0 | 0 | 0 | 0 | 0 | 0 | 0 | 0 | 0 | 0 | 0 | 0 | 0 | 0 | 0 | 0 | 0 | 0 | 0 | 0 | 0 | 0 | 0 | 0 | 0 | 0 | 0 | 0 | 0 | 0 | 0 | 0 | 0 | 0 | 0 | 0 | 0 | 0 | 0 | 0 | 0 | 0 | 0 | 0 | 0 | 0 | 0 | 0 | 0 | 0 | 0 | 0 | 0 | 0 | 0 | 0 | 0
2038 | #REF! | #REF! | #REF! |  | #REF! | 2038 | #REF! | #REF! | #REF! |  | #REF! | Owl Creek Hot Springs | ID | 110 | 7.83 | 17431.4156 | 0.08707 | 532.45 | 15 | Undiscovered <140 - UT | UT | 111.2484 | 207.2805 | 14403.145 | 0.075779 | 456.6718 | 25 | NF-EGS Hot Sulphur Springs - Tuscarora | NV | 150 | 0 | 7346.9037 | 0.03889 | 247.3614 | 12 | 6k-275 | 275 | 3494.5501 | 0.019187 | 130.6869 |  | 32.2655 | 6k-275 | 0 | 0 | 0 | 0 | 0 | 0 | 0 | 0 | 0 | 0 | 0 | 0 | 0 | 0 | 0 | 21.9464 | 0 | 0 | 0 | 0 | 0 | 0 | 0 | 0 | 0 | 0 | 0 | 0 | 0 | 0 | 10.3191 | 0 | 0 | 0 | 0 | 0 | 0 | 0 | 0 | 0 | 0 | 0 | 0 | 0 | 0 | 0 | 0 | 0 | 0 | 0 | 0 | 0 | 0 | 0 | 0 | 0 | 0 | 0 | 0 | 0 | 0 | 0 | 0 | 0 | 0 | 0 | 0 | 0 | 0 | 0 | 0 | 0 | 0 | 0 | 0 | 0 | 0 | 0 | 0 | 0 | 0 | 0 | 0 | 0 | 0 | 0 | 0 | 0 | 0 | 0 | 0 | 0 | 0 | 0 | 0 | 0 | 0 | 0 | 0 | 0 | 0 | 0 | 0 | 0 | 0 | 0 | 0 | 0 | 0
2040 | #REF! | #REF! | #REF! |  | #REF! | 2040 | #REF! | #REF! | #REF! |  | #REF! | Routt | CO | 110 | 8.29 | 17033.3117 | 0.087034 | 529.6868 | 33 | Undiscovered <140 - WA | WA | 115 | 73.9944 | 13054.6245 | 0.066704 | 408.8163 | 1 | NF-EGS Long Valley (Mammoth) | CA | 175 | 0 | 5128.4535 | 0.027034 | 175.4109 | 10 | 6k-300 | 300 | 3156.5514 | 0.017572 | 119.9485 |  | 0 | 6k-300 | 0 | 0 | 0 | 0 | 0 | 0 | 0 | 0 | 0 | 0 | 0 | 0 | 0 | 0 | 0 | 0 | 0 | 0 | 0 | 0 | 0 | 0 | 0 | 0 | 0 | 0 | 0 | 0 | 0 | 0 | 0 | 0 | 0 | 0 | 0 | 0 | 0 | 0 | 0 | 0 | 0 | 0 | 0 | 0 | 0 | 0 | 0 | 0 | 0 | 0 | 0 | 0 | 0 | 0 | 0 | 0 | 0 | 0 | 0 | 0 | 0 | 0 | 0 | 0 | 0 | 0 | 0 | 0 | 0 | 0 | 0 | 0 | 0 | 0 | 0 | 0 | 0 | 0 | 0 | 0 | 0 | 0 | 0 | 0 | 0 | 0 | 0 | 0 | 0 | 0 | 0 | 0 | 0 | 0 | 0 | 0 | 0 | 0 | 0 | 0 | 0 | 0 | 0 | 0 | 0 | 0 | 0 | 0 | 0
2042 | #REF! | #REF! | #REF! |  | #REF! | 2042 | #REF! | #REF! | #REF! |  | #REF! | Rowland Hot Springs | NV | 110 | 5.85 | 17740.2707 | 0.089931 | 546.8653 | 12 | Undiscovered <140 - WY | WY | 120 | 35.2831 | 11149.6063 | 0.057358 | 354.4077 | 21 | NF-EGS Raft River | ID | 150 | 28.2 | 7104.4534 | 0.036846 | 232.2047 | 16 | 7k-150 | 150 | 8803.871 | 0.038844 | 247.3752 |  | 353294.6777 | 7k-150 | 1149.2637 | 396.8314 | 0 | 0 | 604.7525 | 687.126 | 0 | 296.1351 | 6313.9775 | 3777.7929 | 569.9126 | 0 | 0 | 0 | 0 | 0 | 0 | 14461.4633 | 791.361 | 12893.5399 | 19426.3682 | 1119.1791 | 4974.6621 | 10293.338 | 5351.64 | 0 | 0 | 8863.232 | 3724.48 | 0 | 13331.6622 | 1887.1828 | 9195.0922 | 12110.7724 | 5228.4981 | 7273.0646 | 12904.1551 | 30983.5868 | 15249.563 | 26568.8788 | 1442.7118 | 1072.0348 | 2278.9841 | 0 | 483.6936 | 0 | 46.4044 | 0.671 | 15.0391 | 273.1176 | 40.0178 | 17410.9762 | 0 | 6753.4441 | 10319.2481 | 15793.7201 | 2058.8584 | 8471.8143 | 4193.8183 | 2161.9575 | 0.6873 | 125.5392 | 4.1903 | 76.022 | 0 | 8.6492 | 23.8894 | 0 | 1.1349 | 0 | 181.9699 | 0 | 94.7632 | 48.0694 | 157.2576 | 76.6148 | 134.5104 | 74.3613 | 3.5732 | 307.6684 | 508.8474 | 8923.9242 | 116.0229 | 4627.0291 | 33.2969 | 0 | 0 | 31.0935 | 3.6873 | 18.8411 | 247.7582 | 145.0191 | 7625.1529 | 3539.0929 | 7285.7003 | 1583.92 | 729.3888 | 378.5482 | 105.711 | 12642.7426 | 9.9816 | 1.6517 | 0 | 0 | 0 | 8.3685 | 165.9765 | 0 | 0
2044 | #REF! | #REF! | #REF! |  | #REF! | 2044 | #REF! | #REF! | #REF! |  | #REF! | Sonoma Mission Inn | CA | 110 | 6.28 | 17569.6653 | 0.089284 | 543.0421 | 9 | Undiscovered >=140, <=190 - CA | CA | 166.0034 | 139.9639 | 5037.4694 | 0.027962 | 177.1505 | 8 | NF-EGS Roosevelt HS | UT | 200 | 108 | 4163.2222 | 0.022425 | 148.7815 | 25 | 7k-175 | 175 | 6420.1339 | 0.028377 | 185.4488 |  | 357489.3418 | 7k-175 | 2452.2526 | 8034.6513 | 8761.7661 | 2249.2989 | 7087.817 | 343.0262 | 425.4683 | 222.9536 | 8260.148 | 8406.6347 | 1183.686 | 1887.9953 | 0 | 5259.596 | 3813.48 | 0 | 4015.2286 | 19179.7192 | 5152.1759 | 15195.2876 | 4516.5916 | 0 | 0 | 5090.682 | 6123.3731 | 1785.3959 | 392.6762 | 8166.3905 | 1355.113 | 0 | 20361.4318 | 166.7273 | 16804.474 | 15863.5826 | 23198.0584 | 22566.4517 | 6462.7949 | 13886.9604 | 12356.9085 | 3628.4292 | 230.0815 | 400.6656 | 706.985 | 0 | 162.8913 | 0 | 0 | 0 | 0 | 4.9202 | 512.2158 | 9090.2311 | 0 | 0 | 5311.9381 | 16224.8763 | 8567.1108 | 22891.6515 | 9877.0207 | 4040.1819 | 0 | 0 | 0 | 0 | 0 | 0 | 0 | 0 | 0 | 0 | 249.1245 | 5318.2264 | 221.808 | 47.328 | 1.1327 | 0 | 92.0727 | 0 | 0 | 0 | 0 | 0 | 3.2063 | 115.6376 | 0 | 0 | 0 | 0 | 0 | 0.16128 | 0 | 0 | 805.646 | 5264.4461 | 773.0758 | 1181.1371 | 0 | 0 | 0 | 735.4223 | 0 | 0 | 2.9208 | 0 | 0 | 0 | 0 | 0 | 0
2046 | #REF! | #REF! | #REF! |  | #REF! | 2046 | #REF! | #REF! | #REF! |  | #REF! | Summer Lake Hot Springs | OR | 110 | 6.46 | 16945.7661 | 0.088549 | 536.7552 | 7 | Undiscovered >=140, <=190 - CA | CA | 166.0034 | 83.3515 | 5037.4694 | 0.027962 | 177.1505 | 9 | NF-EGS Salton Sea area 1 | CA | 175 | 18.6808 | 5475.2229 | 0.029042 | 188.7827 | 10 | 7k-200 | 200 | 4977.6428 | 0.022303 | 148.0986 |  | 461866.5431 | 7k-200 | 724.805 | 8584.8479 | 18477.3488 | 6109.179 | 19433.122 | 314.7192 | 18296.3698 | 851.748 | 16178.9756 | 15142.7994 | 319.4812 | 54598.6678 | 879.45 | 5040.8664 | 7994.0258 | 3636.2907 | 18337.212 | 3416.0594 | 2285.185 | 3046.3303 | 1425.6329 | 0 | 0 | 608.4331 | 17518.4694 | 177.8558 | 4269.1904 | 22833.6376 | 2153.5745 | 1107.3312 | 31853.3149 | 0 | 22699.0692 | 21186.5518 | 10381.2556 | 12101.9377 | 73.101 | 9314.0733 | 534.0422 | 952.9569 | 0 | 0 | 0 | 0 | 0 | 0 | 0 | 0 | 0 | 0 | 10705.5996 | 12318.5834 | 1226.352 | 0 | 8721.3108 | 19670.4854 | 9481.2727 | 21807.3652 | 4789.6893 | 503.935 | 0 | 0 | 0 | 0 | 0 | 0 | 0 | 0 | 0 | 0 | 24.7754 | 6562.3772 | 54.6636 | 10.145 | 0 | 0 | 0 | 0 | 0 | 0 | 0 | 0 | 0 | 10.2629 | 0 | 0 | 0 | 0 | 0 | 0 | 0 | 0 | 22.0398 | 3099.775 | 0 | 0 | 0 | 0 | 0 | 0 | 0 | 0 | 0 | 0 | 0 | 0 | 0 | 0 | 0
2048 | #REF! | #REF! | #REF! |  | #REF! | 2048 | #REF! | #REF! | #REF! |  | #REF! | White Licks Hot Springs | ID | 110 | 9.04 | 16560.4251 | 0.086034 | 522.629 | 15 | Undiscovered >=140, <=190 - CA | CA | 166.0034 | 280.8094 | 5037.4694 | 0.027962 | 177.1505 | 10 | NF-EGS Salton Sea area 2 | CA | 325 | 50.0555 | 3800 | 0.013821 | 94.7388 | 10 | 7k-225 | 225 | 4781.8402 | 0.024871 | 169.3695 |  | 288454.7344 | 7k-225 | 4.5716 | 487.4205 | 97.4763 | 0 | 4422.6449 | 5663.6709 | 14832.1764 | 6597.6039 | 8177.8486 | 8605.5649 | 232.6712 | 63435.3112 | 3420.0876 | 17.1589 | 6132.8665 | 11498.8188 | 575.559 | 164.548 | 0 | 0 | 81.4091 | 0 | 0 | 0 | 31974.1071 | 0 | 5708.9722 | 32700.5817 | 706.4542 | 10786.2713 | 38747.5809 | 0 | 5333.5799 | 13782.6773 | 518.4641 | 77.8918 | 0 | 0 | 0 | 0 | 0 | 0 | 0 | 0 | 0 | 0 | 0 | 0 | 0 | 0 | 0 | 1300.011 | 724.4434 | 0 | 2628.2324 | 14.5842 | 783.0761 | 7648.8723 | 539.5426 | 0 | 0 | 0 | 0 | 0 | 0 | 0 | 0 | 0 | 0 | 0 | 10.3525 | 0 | 0 | 0 | 0 | 0 | 0 | 0 | 0 | 0 | 0 | 0 | 0 | 0 | 0 | 0 | 0 | 0 | 0 | 0 | 0 | 0 | 0 | 21.6311 | 0 | 0 | 0 | 0 | 0 | 0 | 0 | 0 | 0 | 0 | 0 | 0 | 0 | 0 | 0
2050 | #REF! | #REF! | #REF! |  | #REF! | 2050 | #REF! | #REF! | #REF! |  | #REF! | Amedee | CA | 115 | 5.57 | 14226.1704 | 0.077223 | 469.9668 | 8 | Undiscovered >=140, <=190 - ID | ID | 147.702 | 305.2979 | 6673.4528 | 0.034701 | 215.5323 | 15 | NF-EGS Salton Sea area 3 | CA | 250 | 66.0675 | 3800 | 0.019756 | 134.7043 | 10 | 7k-250 | 250 | 4102.6394 | 0.021858 | 148.0474 |  | 70039.562 | 7k-250 | 0 | 0 | 0 | 0 | 4165.1723 | 1323.2468 | 900.8212 | 989.406 | 363.33 | 1094.5881 | 87.1798 | 4767.1624 | 83.2912 | 0 | 5407.0436 | 7752.0036 | 11.06 | 0 | 0 | 0 | 3.5485 | 0 | 0 | 0 | 2964.2348 | 0 | 1618.2158 | 10951.6786 | 0 | 1681.5413 | 16714.946 | 0 | 1858.599 | 6683.0117 | 0 | 0 | 0 | 0 | 0 | 0 | 0 | 0 | 0 | 0 | 0 | 0 | 0 | 0 | 0 | 0 | 0 | 0 | 54.1557 | 0 | 565.3256 | 0 | 0 | 0 | 0 | 0 | 0 | 0 | 0 | 0 | 0 | 0 | 0 | 0 | 0 | 0 | 0 | 0 | 0 | 0 | 0 | 0 | 0 | 0 | 0 | 0 | 0 | 0 | 0 | 0 | 0 | 0 | 0 | 0 | 0 | 0 | 0 | 0 | 0 | 0 | 0 | 0 | 0 | 0 | 0 | 0 | 0 | 0 | 0 | 0 | 0 | 0 | 0 | 0 | 0
[12 empty] | Arrowhead HS | CA | 115 | 7.07 | 14505.1641 | 0.07473 | 459.2718 | 10 | Undiscovered >=140, <=190 - ID | ID | 147.702 | 136.6019 | 6673.4528 | 0.034701 | 215.5323 | 16 | NF-EGS Salton Sea area 4 | CA | 340 | 107.1634 | 3800 | 0.015152 | 103.5144 | 10 | 7k-275 | 275 | 3639.784 | 0.01965 | 133.6093 |  | 8148.3195 | 7k-275 | 0 | 0 | 0 | 0 | 262.233 | 48.7305 | 0 | 0 | 245.7172 | 4306.7851 | 0 | 0 | 0 | 0 | 559.7482 | 1188.7008 | 0 | 0 | 0 | 0 | 0 | 0 | 0 | 0 | 0 | 0 | 0 | 568.289 | 0 | 0 | 689.442 | 0 | 124.478 | 154.1957 | 0 | 0 | 0 | 0 | 0 | 0 | 0 | 0 | 0 | 0 | 0 | 0 | 0 | 0 | 0 | 0 | 0 | 0 | 0 | 0 | 0 | 0 | 0 | 0 | 0 | 0 | 0 | 0 | 0 | 0 | 0 | 0 | 0 | 0 | 0 | 0 | 0 | 0 | 0 | 0 | 0 | 0 | 0 | 0 | 0 | 0 | 0 | 0 | 0 | 0 | 0 | 0 | 0 | 0 | 0 | 0 | 0 | 0 | 0 | 0 | 0 | 0 | 0 | 0 | 0 | 0 | 0 | 0 | 0 | 0 | 0 | 0 | 0 | 0 | 0
[12 empty] | Baker Hot Spring | WA | 115 | 22.7 | 13187.3284 | 0.067009 | 413.3809 | 1 | Undiscovered >=140, <=190 - NV | NV | 164.3917 | 1088.7166 | 5091.0618 | 0.028418 | 179.6582 | 12 | NF-EGS San Emidio Desert area | NV | 170 | 45.5 | 5157.7997 | 0.027547 | 177.6996 | 12 | 7k-300 | 300 | 3279.1458 | 0.017964 | 122.4251 |  | 1221.7233 | 7k-300 | 0 | 0 | 0 | 0 | 0 | 0 | 0 | 0 | 37.1673 | 967.3071 | 0 | 0 | 0 | 0 | 0 | 94.0002 | 0 | 0 | 0 | 0 | 0 | 0 | 0 | 0 | 0 | 0 | 0 | 0 | 0 | 0 | 123.2487 | 0 | 0 | 0 | 0 | 0 | 0 | 0 | 0 | 0 | 0 | 0 | 0 | 0 | 0 | 0 | 0 | 0 | 0 | 0 | 0 | 0 | 0 | 0 | 0 | 0 | 0 | 0 | 0 | 0 | 0 | 0 | 0 | 0 | 0 | 0 | 0 | 0 | 0 | 0 | 0 | 0 | 0 | 0 | 0 | 0 | 0 | 0 | 0 | 0 | 0 | 0 | 0 | 0 | 0 | 0 | 0 | 0 | 0 | 0 | 0 | 0 | 0 | 0 | 0 | 0 | 0 | 0 | 0 | 0 | 0 | 0 | 0 | 0 | 0 | 0 | 0 | 0 | 0
[12 empty] | Butte Springs (Trego) | NV | 115 | 7.28 | 14583.2226 | 0.074615 | 458.9781 | 12 | Undiscovered >=140, <=190 - OR | OR | 151.1151 | 7.2182 | 6042.5643 | 0.032986 | 205.2146 | 5 | NF-EGS Soda Lake area | NV | 175 | 33.6 | 5002.3375 | 0.027066 | 175.5375 | 12 | 7k-325 | 325 | 2983.9328 | 0.016638 | 113.4088 |  | 0 | 7k-325 | 0 | 0 | 0 | 0 | 0 | 0 | 0 | 0 | 0 | 0 | 0 | 0 | 0 | 0 | 0 | 0 | 0 | 0 | 0 | 0 | 0 | 0 | 0 | 0 | 0 | 0 | 0 | 0 | 0 | 0 | 0 | 0 | 0 | 0 | 0 | 0 | 0 | 0 | 0 | 0 | 0 | 0 | 0 | 0 | 0 | 0 | 0 | 0 | 0 | 0 | 0 | 0 | 0 | 0 | 0 | 0 | 0 | 0 | 0 | 0 | 0 | 0 | 0 | 0 | 0 | 0 | 0 | 0 | 0 | 0 | 0 | 0 | 0 | 0 | 0 | 0 | 0 | 0 | 0 | 0 | 0 | 0 | 0 | 0 | 0 | 0 | 0 | 0 | 0 | 0 | 0 | 0 | 0 | 0 | 0 | 0 | 0 | 0 | 0 | 0 | 0 | 0 | 0 | 0 | 0 | 0 | 0 | 0 | 0
[12 empty] | Ennis (Thexton) Hot Springs | MT | 115 | 12.93 | 13702.3475 | 0.070672 | 435.0864 | 17 | Undiscovered >=140, <=190 - OR | OR | 151.1151 | 14.5302 | 6042.5643 | 0.032986 | 205.2146 | 6 | NF-EGS Steamboat | NV | 180 | 0 | 5706.2503 | 0.029983 | 195.5499 | 12 | 7k-350 | 350 | 2757.0404 | 0.01552 | 105.5219 |  | 0 | 7k-350 | 0 | 0 | 0 | 0 | 0 | 0 | 0 | 0 | 0 | 0 | 0 | 0 | 0 | 0 | 0 | 0 | 0 | 0 | 0 | 0 | 0 | 0 | 0 | 0 | 0 | 0 | 0 | 0 | 0 | 0 | 0 | 0 | 0 | 0 | 0 | 0 | 0 | 0 | 0 | 0 | 0 | 0 | 0 | 0 | 0 | 0 | 0 | 0 | 0 | 0 | 0 | 0 | 0 | 0 | 0 | 0 | 0 | 0 | 0 | 0 | 0 | 0 | 0 | 0 | 0 | 0 | 0 | 0 | 0 | 0 | 0 | 0 | 0 | 0 | 0 | 0 | 0 | 0 | 0 | 0 | 0 | 0 | 0 | 0 | 0 | 0 | 0 | 0 | 0 | 0 | 0 | 0 | 0 | 0 | 0 | 0 | 0 | 0 | 0 | 0 | 0 | 0 | 0 | 0 | 0 | 0 | 0 | 0 | 0
[12 empty] | Kahneetah Hot Springs | OR | 115 | 6.06 | 14560.7882 | 0.075855 | 465.0696 | 5 | Undiscovered >=140, <=190 - OR | OR | 151.1151 | 425.384 | 6042.5643 | 0.032986 | 205.2146 | 7 | NF-EGS Stillwater area | NV | 155 | 0 | 6331.7176 | 0.033645 | 213.3585 | 12
[12 empty] | Sharkey Hot Springs | ID | 115 | 9.99 | 14325.3171 | 0.072646 | 447.8281 | 15 | Undiscovered >=140, <=190 - UT | UT | 150.3033 | 187.5182 | 5834.8281 | 0.033379 | 206.6379 | 25 | NF-EGS The Geysers 1 | CA | 340 | 70 | 3800 | 0.015152 | 103.5144 | 9
[12 empty] | Silver Star (Barkel's) Hot Springs | MT | 115 | 9.11 | 14180.2538 | 0.072384 | 446.62 | 17 | Undiscovered >190 - CA | CA | 290.2311 | 248.4677 | 3000 | 0.013654 | 92.0825 | 8 | NF-EGS The Geysers 2 | CA | 265 | 70 | 3800 | 0.018686 | 127.6816 | 9
[12 empty] | Surprise Valley HS | CA | 115 | 7.78 | 14453.7086 | 0.074097 | 455.8634 | 8 | Undiscovered >190 - CA | CA | 290.2311 | 1966.4841 | 3000 | 0.013654 | 92.0825 | 9 | NF-EGS The Geysers 3 | CA | 180 | 70 | 5022.8137 | 0.026452 | 174.2506 | 9
[12 empty] | Trout Creek | OR | 115 | 9.13 | 13665.6247 | 0.072574 | 445.0328 | 7 | Undiscovered >190 - CA | CA | 290.2311 | 6340.8624 | 4000 | 0.013654 | 92.0825 | 10 | NF-EGS The Geysers 4 | CA | 320 | 68 | 3800 | 0.015611 | 107.0275 | 9
[12 empty] | Vulcan Hot Springs | ID | 115 | 10.09 | 14045.2368 | 0.072286 | 444.9417 | 15 | Undiscovered >190 - NM | NM | 264.363 | 336.9067 | 3000 | 0.015261 | 102.4686 | 31 | NF-EGS The Geysers 5 | CA | 220 | 37 | 3800 | 0.021886 | 148.2952 | 9
[12 empty] | Wabuska Hot Springs | NV | 115 | 5.98 | 15035.8882 | 0.076791 | 471.0967 | 12 | Undiscovered >190 - NV | NV | 221.2019 | 1999.1011 | 3288.969 | 0.017684 | 118.0557 | 12 | NF-EGS The Geysers 6 | CA | 300 | 55 | 3800 | 0.014524 | 100.3212 | 9
[12 empty] | Black Rock Point area | NV | 120 | 8.54 | 12359.2258 | 0.06378 | 395.6 | 12 | Undiscovered >190 - OR | OR | 275 | 254.764 | 3000 | 0.014297 | 96.2991 | 5
[12 empty] | Canby (I'SOT) | CA | 120 | 9.42 | 12198.0369 | 0.063106 | 391.4962 | 8 | Undiscovered >190 - UT | UT | 250 | 864.2855 | 3000 | 0.015267 | 102.6658 | 25
[12 empty] | Darrough Hot Springs | NV | 120 | 11.34 | 11268.6024 | 0.061582 | 380.1924 | 12
[12 empty] | Double Hot Springs area | NV | 120 | 9.37 | 12206.4366 | 0.063141 | 391.7146 | 12
[12 empty] | Huckleberry Hot Springs | WY | 120 | 38.74 | 10948.3663 | 0.056266 | 348.2767 | 21
[12 empty] | Kelly HS | CA | 120 | 9.47 | 12418.2487 | 0.063284 | 393.1312 | 8
[12 empty] | Leach HS | NV | 120 | 7.49 | 12597.6208 | 0.064733 | 401.3583 | 12
[12 empty] | McLeod 88 (Big Smokey Valley) | NV | 120 | 9.86 | 12127.5477 | 0.062802 | 389.6419 | 12
[12 empty] | Mitchell Butte | OR | 120 | 10.09 | 11748.7527 | 0.062365 | 386.1228 | 7
[12 empty] | Sespe HS | CA | 120 | 10.73 | 12012.0432 | 0.061716 | 384.0231 | 10
[12 empty] | Tecopa HS | CA | 120 | 9.03 | 12265.851 | 0.063393 | 393.245 | 10
[12 empty] | The Needles (Needle Rocks, Pyramid Lake) | NV | 120 | 17.37 | 11158.6922 | 0.059325 | 367.3771 | 12
[12 empty] | Waunita Hot Springs | CO | 120 | 12.23 | 11857.2168 | 0.06151 | 381.7505 | 34
[12 empty] | Carson Lake Corral | NV | 125 | 11.41 | 10493.2026 | 0.054808 | 342.0681 | 12
[12 empty] | Deer Creek Hot Spring (old 97) | ID | 125 | 15.68 | 10340.3879 | 0.05327 | 332.9782 | 15
[12 empty] | Hot Springs Ranch (Pumpernickel Valley) | NV | 125 | 11.39 | 10495.5072 | 0.054819 | 342.1323 | 12
[12 empty] | Leonards Hot Sps./Seyferth HS | CA | 125 | 9.96 | 10682.4677 | 0.055641 | 347.1839 | 8
[12 empty] | Little Valley area | OR | 125 | 14.61 | 9933.6172 | 0.053283 | 331.9371 | 7
[12 empty] | Smith Creek Valley area | NV | 125 | 12.51 | 10574.6703 | 0.054124 | 338.8259 | 12
[12 empty] | Thermo Hot Springs | UT | 125 | 1.51 | 20789.301 | 0.085359 | 513.3102 | 25
[12 empty] | Tungsten Mountain | NV | 125 | 12.51 | 10402.1341 | 0.054329 | 339.1304 | 12
[12 empty] | Wendel | CA | 125 | 11.37 | 10497.8193 | 0.054829 | 342.1967 | 8
[12 empty] | Dixie Hot Springs | NV | 130 | 9.64 | 10423.7211 | 0.051208 | 322.0039 | 12
[12 empty] | Lightning Dock | NM | 130 | 12.99 | 9920.5941 | 0.049388 | 310.6705 | 31
[12 empty] | Squaw Hot Springs area | ID | 130 | 13.92 | 9169.2433 | 0.04815 | 302.1128 | 16
[12 empty] | Wayland (Battle Creek) Hot Springs | ID | 130 | 13.97 | 9333.2565 | 0.04843 | 303.9179 | 16
[12 empty] | West Valley Reservoir | CA | 130 | 12.59 | 9453.1702 | 0.049011 | 307.484 | 8
[12 empty] | Alvord HS | OR | 135 | 19.52 | 7873.3496 | 0.044266 | 267.2418 | 7
[12 empty] | Big Creek Hot Springs | ID | 135 | 21.06 | 7961.6519 | 0.043951 | 265.9072 | 15
[12 empty] | Black Warrior | NV | 135 | 17.02 | 8140.2752 | 0.044954 | 271.9331 | 12
[12 empty] | Lakeview area (Hunters and Barry Ranch Hot Springs) | OR | 135 | 20.15 | 7773.2497 | 0.044114 | 266.033 | 7
[12 empty] | Mt. Signal | CA | 135 | 14.72 | 8261.278 | 0.045645 | 276.0529 | 10
[12 empty] | Railroad Valley | NV | 135 | 17.06 | 8138.1306 | 0.044942 | 271.8639 | 12
[12 empty] | Reese River | NV | 135 | 17.06 | 7758.6575 | 0.044938 | 270.3124 | 12
[12 empty] | Baltazor Hot Springs | NV | 140 | 20.53 | 7108.2298 | 0.040263 | 245.8675 | 12
[12 empty] | Calistoga HS | CA | 140 | 16.9 | 7453.801 | 0.04113 | 251.8053 | 9
[12 empty] | Dann Ranch Hot Spring | NV | 140 | 22.31 | 7246.8011 | 0.039922 | 244.4629 | 12
[12 empty] | Maazama Well (Crater Lake) | OR | 140 | 32.33 | 7617.8225 | 0.038771 | 239.2837 | 6
[12 empty] | Wedell Hot Spring (Gabbs) | NV | 140 | 17.75 | 7412.1067 | 0.04072 | 249.6127 | 12
[12 empty] | Carson River | CA | 145 | 15.67 | 6974.9616 | 0.038434 | 237.6306 | 9
[12 empty] | Dunes | CA | 145 | 18.52 | 6642.9253 | 0.03767 | 232.4012 | 10
[12 empty] | Pinto Hot Springs | NV | 145 | 26 | 6598.4591 | 0.036294 | 224.4872 | 12
[12 empty] | Raft River | ID | 145 | 36.57 | 6535.8056 | 0.035136 | 217.6005 | 16
[12 empty] | Vale HS | OR | 145 | 45.21 | 6160.3482 | 0.034482 | 212.2228 | 7
[12 empty] | Breitenbush Hot Springs | OR | 150 | 7.9 | 7811.5678 | 0.040899 | 252.8586 | 5
[12 empty] | Cove Fort - Sulphurdale - Liquid | UT | 150 | 0.74 | 29639.3211 | 0.08383 | 505.7605 | 25
[12 empty] | Crane Creek-Cove Creek area | ID | 150 | 54.76 | 6292.3919 | 0.03172 | 198.5482 | 15
[12 empty] | Crump's HS | OR | 150 | 44.01 | 5891.0056 | 0.032 | 199.6774 | 7
[12 empty] | Hot (Borax) Lake | OR | 150 | 42.92 | 5900.7633 | 0.03217 | 200.6166 | 7
[12 empty] | Lee Hot Springs | NV | 150 | 26.37 | 6138.7334 | 0.033794 | 210.7946 | 12
[12 empty] | Neal HS | OR | 150 | 11.93 | 6630.2525 | 0.037331 | 232.1135 | 7
[12 empty] | Cove Fort - Sulphurdale - Vapor | UT | 155 | 0 | 16011.8402 | 0.059049 | 369.3613 | 25
[12 empty] | Hot Sulphur Springs - Tuscarora | NV | 155 | 0 | 5756.4074 | 0.033358 | 208.8723 | 12
[12 empty] | Lake City Hot Springs | CA | 160 | 100.75 | 5360.0641 | 0.029584 | 187.0765 | 8
[12 empty] | Stillwater area | NV | 160 | 0 | 5581.9174 | 0.031861 | 201.0233 | 12
[12 empty] | Wilbur Springs | CA | 160 | 29.33 | 5233.8365 | 0.029696 | 187.4826 | 9
[12 empty] | East Mesa (Shallow) | CA | 165 | 66.01 | 4948.4947 | 0.028146 | 178.7478 | 10
[12 empty] | Emigrant | NV | 165 | 40.08 | 5185.1693 | 0.027227 | 173.5311 | 12
[12 empty] | Sulphur Hot Springs (Ruby Valley) | NV | 165 | 34.04 | 5096.714 | 0.027684 | 176.2073 | 12
[12 empty] | Heber Shallow | CA | 170 | 24.79 | 4842.2065 | 0.027447 | 175.3305 | 10
[12 empty] | Mickey HS | OR | 170 | 41.02 | 4565.1279 | 0.025885 | 165.2433 | 7
[12 empty] | Great Boiling Springs (Gerlach) | NV | 175 | 49.3 | 4173.0769 | 0.024318 | 155.7908 | 12
[12 empty] | Brady HS | NV | 185 | 17.26 | 4261.5346 | 0.025734 | 166.2679 | 12
[12 empty] | East Mesa (Deep) | CA | 190 | 60.26 | 4023.0718 | 0.022573 | 146.8929 | 10
[12 empty] | San Emidio Desert area | NV | 190 | 58.94 | 3688.5336 | 0.020873 | 135.6389 | 12
[12 empty] | Fallon Naval Air Station | NV | 195 | 53.41 | 3735.622 | 0.020085 | 131.2475 | 12
[12 empty] | Blue Mountain | NV | 205 | 23.4 | 4108.8207 | 0.022916 | 145.5161 | 12
[12 empty] | Fish Lake Valley | NV | 205 | 57.13 | 3408.4277 | 0.019302 | 122.587 | 12
[12 empty] | Heber Deep | CA | 205 | 34.51 | 3713.6151 | 0.021013 | 133.496 | 10
[12 empty] | Humboldt House - Rye Patch | NV | 205 | 90.43 | 3503.1718 | 0.020054 | 127.5846 | 12
[12 empty] | Long Valley caldera - deep | CA | 205 | 0 | 3776.5381 | 0.020863 | 132.0542 | 10
[12 empty] | Soda Lake area | NV | 205 | 36.78 | 3675.1848 | 0.020799 | 132.1027 | 12
[12 empty] | Beowawe HS | NV | 215 | 40.01 | 3529.0424 | 0.019469 | 125.6872 | 12
[12 empty] | Desert Peak | NV | 215 | 15.46 | 4639.8111 | 0.024391 | 156.8186 | 12
[12 empty] | Dixie Valley Geothermal Field | NV | 225 | 93.3 | 3166.7291 | 0.01782 | 115.7549 | 12
[12 empty] | Valles Caldera - Sulphur Springs | NM | 225 | 0 | 3831.2638 | 0.020592 | 133.096 | 31
[12 empty] | North Brawley | CA | 250 | 74.05 | 3000 | 0.015812 | 103.4746 | 10
[12 empty] | Roosevelt HS | UT | 250 | 85.53 | 3000 | 0.015677 | 102.6658 | 25
[12 empty] | South Brawley (Mesquite) | CA | 250 | 42.3 | 3000 | 0.016239 | 105.9599 | 10
[12 empty] | Medicine Lake (Glass Mt.) | CA | 255 | 0 | 3000 | 0.016045 | 104.8095 | 8
[12 empty] | Newberry Caldera | OR | 275 | 124.16 | 3000 | 0.014663 | 96.2991 | 5
[12 empty] | Valles Caldera - Redondo | NM | 275 | 0 | 3000 | 0.015082 | 98.8376 | 31
[12 empty] | Dixie Valley Power Partners | NV | 280 | 102.91 | 3000 | 0.014208 | 93.5127 | 12
[12 empty] | Coso area | CA | 285 | 289.23 | 3000 | 0.013992 | 92.1473 | 10
[12 empty] | East Brawley | CA | 285 | 358.52 | 3000 | 0.014483 | 95.1167 | 10
[12 empty] | Clear Lake (Sulphur Bank mine) | CA | 300 | 29.2 | 3000 | 0.015422 | 100.9869 | 9
[12 empty] | Salton Sea area | CA | 310 | 1829.97 | 4000 | 0.01328 | 87.3853 | 10
Note on R2: Chad Augustine: - Sites in AK and HI removed - not part of ReEDS model area - Installed capacity at sites accounted for (Capacity = remaining capacity at sites). Sites whose installed capacity => potential capacity assumed to have zero remaining capacity and were removed (ex. - Geysers) - Hydro includes capacity increase to reflect impact of using in-field EGS techniques at new project sites. - Capital Costs developed using latest version of GETEM, including inputs from industry on typical project development inputs - Capital Costs assumed to have minumum value of - $3,000 for hydrothermal sites - $4,000 for Salton Sea sites In-Field EGS resources have been removed from this version of the supply curve.
Note on AA2: Chad Augustine: - Sites in AK and HI removed - not part of ReEDS model area - Hydro (both ID and undiscovered) include capacity increase to reflect impact of using in-field EGS techniques at new project sites - Capital Costs developed using latest version of GETEM, including inputs from industry on typical project development inputs - Capital Costs assumed to have minumum value of - $3,000 for hydrothermal sites - $4,000 for Salton Sea sites - Undiscovered broken out by PCR based on make-up of ID'd hydrothermal sites in each PCR. In-Field EGS resources have been removed from this version of the supply curve.
Note on AJ2: Chad Augustine: - NF-EGS has minimum costs of $4,800/kW for Salton Sea Area, and $3,800/kW for rest of sites - Near-Field EGS (EHS) technology available starting immediately
Note on AQ2: Chad Augustine: - Deep EGS resrouce potential updated in FY2016 as part of GeoVision Study. See Augusitne 2016, GRC.
Costs need adjusted to reflect Cost Reduction Curves before Using

## Improved Tech INT2 Screen2 orig (hidden)
Include Barriers?
[12 empty] | Barriers Screen 2 | 6 | 6 | ReEDS GEO Identified HYDRO | [7 empty] | ReEDS GEO Undiscovered HYDRO | [7 empty] | ReEDS GEO Near-Field EGS | [5 empty] | ReEDS GEO Deep EGS | [7 empty] | 4248879.0123
Capital Cost Reduction Curve | [5 empty] | Fixed O&M (FOM) Cost Reduction Curve | [7 empty] | (°C) | (MWe) | (2015 $/kW) | $/kWh | $/kW/year |  |  |  | (°C) | (MWe) | (2015 $/kW) | $/kWh | $/kW/year |  |  |  | (°C) | (MWe) | (2015 $/kW) | $/kWh | $/kW/year |  |  | (°C) | (2015 $/kW) | $/kWh | $/kW/year |  |  | POWER CONTROL REGION
| geohydro | undisc | NF-EGS | shallow-egs | deep-egs |  | geohydro | undisc | NF-EGS | shallow-egs | deep-egs | Site Name | STATE | Temp | CAPACITY | Capital Costs | O&M Costs | O&M Costs | POWER CONTROL REGION | Site Name | STATE | Temp | CAPACITY | Capital Costs | O&M Costs | O&M Costs | POWER CONTROL REGION | Site Name | STATE | Temp | CAPACITY | Capital Costs | O&M Costs | O&M Costs | POWER CONTROL REGION | Site Name | Temp | Capital Costs | O&M Costs | O&M Costs |  | Total | Temp/Depth | 1 | 2 | 3 | 4 | 5 | 6 | 7 | 8 | 9 | 10 | 11 | 12 | 13 | 14 | 15 | 16 | 17 | 18 | 19 | 20 | 21 | 22 | 23 | 24 | 25 | 26 | 27 | 28 | 29 | 30 | 31 | 32 | 33 | 34 | 35 | 36 | 37 | 38 | 39 | 40 | 41 | 47 | 48 | 49 | 50 | 51 | 52 | 53 | 55 | 56 | 57 | 58 | 59 | 60 | 61 | 63 | 64 | 65 | 66 | 67 | 69 | 70 | 71 | 77 | 78 | 80 | 81 | 82 | 83 | 84 | 85 | 86 | 87 | 88 | 89 | 90 | 91 | 92 | 93 | 94 | 95 | 96 | 98 | 99 | 101 | 103 | 105 | 107 | 109 | 110 | 111 | 112 | 115 | 116 | 117 | 118 | 119 | 120 | 121 | 122 | 123 | 124 | 127 | 129 | 130 | 131 | 134 | 135 | 136
2010 | 1 | 1 | 1 |  | 1 | 2010 | 1 | 1 | 1 |  | 1 | Boyes HS | CA | 110 | 8.37 | 17795.8232 | 0.088637 | 540.7512 | 9 | Undiscovered <140 - AZ | AZ | 110 | 1021.1407 | 16415.3493 | 0.081387 | 494.5378 | 28 | NF-EGS Beowawe HS | NV | 185 | 43.2 | 4608.3475 | 0.02441 | 159.5705 | 12 | 4k-150 | 150 | 8239.9291 | 0.038651 | 244.7374 | Capacity (MWe) | 61549.5237 | 4k-150 | 0 | 0 | 0 | 0 | 4474.8766 | 2142.1623 | 548.1894 | 465.4522 | 581.2507 | 2257.871 | 68.976 | 1569.386 | 105.1966 | 0 | 3160.6391 | 5414.5369 | 0 | 107.4312 | 0 | 0 | 25.5228 | 0 | 0 | 0 | 549.0173 | 0 | 1210.8553 | 10262.7467 | 0 | 1829.0457 | 14484.2621 | 0 | 4705.3411 | 2663.4137 | 620.3138 | 0 | 0 | 0 | 0 | 0 | 0 | 0 | 0 | 0 | 0 | 0 | 0 | 0 | 0 | 0 | 0 | 740.2009 | 22.5747 | 0 | 457.5417 | 0 | 184.5612 | 2428.9926 | 464.4806 | 0 | 0 | 0 | 0 | 0 | 0 | 0 | 0 | 0 | 0 | 0 | 4.0422 | 0 | 0.6433 | 0 | 0 | 0 | 0 | 0 | 0 | 0 | 0 | 0 | 0 | 0 | 0 | 0 | 0 | 0 | 0 | 0 | 0 | 0 | 0 | 0 | 0 | 0 | 0 | 0 | 0 | 0 | 0 | 0 | 0 | 0 | 0 | 0 | 0 | 0 | 0
2012 | 1 | 1 | 1 |  | 1 | 2012 | 1 | 1 | 1 |  | 1 | Clark Ranch | OR | 110 | 7.09 | 18093.2131 | 0.089896 | 548.2314 | 7 | Undiscovered <140 - CA | CA | 114.6467 | 207.613 | 13758.2091 | 0.068901 | 422.4413 | 8 | NF-EGS Blue Mountain | NV | 175 | 43.4 | 5253.5014 | 0.026873 | 174.1635 | 12 | 4k-175 | 175 | 6041.4828 | 0.028318 | 186.7244 |  | 2030.7647 | 4k-175 | 0 | 0 | 0 | 0 | 0 | 0 | 0 | 0 | 123.0512 | 1259.3368 | 0 | 0 | 0 | 0 | 181.4889 | 138.6219 | 0 | 38.506 | 0 | 0 | 5.3551 | 0 | 0 | 0 | 0 | 0 | 0 | 0 | 0 | 0 | 197.4815 | 0 | 0 | 86.9233 | 0 | 0 | 0 | 0 | 0 | 0 | 0 | 0 | 0 | 0 | 0 | 0 | 0 | 0 | 0 | 0 | 0 | 0 | 0 | 0 | 0 | 0 | 0 | 0 | 0 | 0 | 0 | 0 | 0 | 0 | 0 | 0 | 0 | 0 | 0 | 0 | 0 | 0 | 0 | 0 | 0 | 0 | 0 | 0 | 0 | 0 | 0 | 0 | 0 | 0 | 0 | 0 | 0 | 0 | 0 | 0 | 0 | 0 | 0 | 0 | 0 | 0 | 0 | 0 | 0 | 0 | 0 | 0 | 0 | 0 | 0 | 0 | 0 | 0 | 0
2014 | 1 | 1 | 1 |  | 1 | 2014 | 1 | 1 | 1 |  | 1 | Clifton Hot Springs | AZ | 110 | 14.45 | 16986.6077 | 0.084875 | 518.0021 | 28 | Undiscovered <140 - CA | CA | 114.6467 | 39.159 | 13758.2091 | 0.068901 | 422.4413 | 9 | NF-EGS Brady HS | NV | 170 | 25.1981 | 5816.582 | 0.030001 | 193.6543 | 12 | 4k-200 | 200 | 4701.1436 | 0.022796 | 151.1164 |  | 99.917 | 4k-200 | 0 | 0 | 0 | 0 | 0 | 0 | 0 | 0 | 0 | 0 | 0 | 0 | 0 | 0 | 0 | 94.9984 | 0 | 4.9186 | 0 | 0 | 0 | 0 | 0 | 0 | 0 | 0 | 0 | 0 | 0 | 0 | 0 | 0 | 0 | 0 | 0 | 0 | 0 | 0 | 0 | 0 | 0 | 0 | 0 | 0 | 0 | 0 | 0 | 0 | 0 | 0 | 0 | 0 | 0 | 0 | 0 | 0 | 0 | 0 | 0 | 0 | 0 | 0 | 0 | 0 | 0 | 0 | 0 | 0 | 0 | 0 | 0 | 0 | 0 | 0 | 0 | 0 | 0 | 0 | 0 | 0 | 0 | 0 | 0 | 0 | 0 | 0 | 0 | 0 | 0 | 0 | 0 | 0 | 0 | 0 | 0 | 0 | 0 | 0 | 0 | 0 | 0 | 0 | 0 | 0 | 0 | 0 | 0 | 0 | 0
2016 | #REF! | #REF! | #REF! |  | #REF! | 2016 | #REF! | #REF! | #REF! |  | #REF! | Colado area | NV | 110 | 10.78 | 16880.4088 | 0.086165 | 524.3878 | 12 | Undiscovered <140 - CA | CA | 114.6467 | 87.5022 | 13758.2091 | 0.068901 | 422.4413 | 10 | NF-EGS Coso 1 | CA | 300 | 45 | 3800 | 0.015594 | 106.7128 | 10 | 5k-150 | 150 | 8485.7064 | 0.038487 | 244.6514 |  | 634575.6322 | 5k-150 | 353.6106 | 4018.3328 | 7940.123 | 865.3523 | 18022.8943 | 3369.24 | 24204.4785 | 5873.8241 | 19524.4003 | 17597.8975 | 324.7296 | 83656.5689 | 1815.536 | 738.9791 | 36108.5903 | 15688.154 | 18701.491 | 2421.0639 | 5415.202 | 7283.7648 | 1707.4219 | 0 | 0 | 2486.8467 | 30725.3943 | 165.9035 | 4627.5932 | 38710.2853 | 2331.9248 | 5214.624 | 44811.5519 | 27.5251 | 30002.7075 | 28675.2409 | 15433.3842 | 22279.2454 | 474.0416 | 9709.794 | 5465.0765 | 662.6721 | 0 | 0 | 0 | 0 | 96.163 | 0 | 0 | 0 | 0 | 0.1218 | 8729.5389 | 14040.8154 | 1275.3158 | 0 | 7894.6163 | 22545.6552 | 12765.4606 | 24250.4126 | 8522.2298 | 1001.69 | 0 | 0 | 0 | 0 | 0 | 0 | 0 | 0 | 0 | 0 | 55.843 | 8452.4854 | 1055.614 | 16.3395 | 0 | 0 | 1.7255 | 0 | 0 | 0 | 0 | 0 | 0 | 29.8348 | 0 | 0 | 0 | 0 | 0 | 0 | 0 | 0 | 53.9508 | 6238.544 | 13.0723 | 100.7376 | 0 | 0 | 0 | 0 | 0 | 0 | 0 | 0 | 0 | 0 | 0 | 0 | 0
2018 | #REF! | #REF! | #REF! |  | #REF! | 2018 | #REF! | #REF! | #REF! |  | #REF! | Dyke Hot Springs area | NV | 110 | 5.43 | 18808.7028 | 0.093008 | 565.6422 | 12 | Undiscovered <140 - CO | CO | 110.0116 | 446.5017 | 16407.9006 | 0.081349 | 494.3324 | 33 | NF-EGS Coso 2 | CA | 250 | 43.5704 | 3800 | 0.018468 | 125.7697 | 10 | 5k-175 | 175 | 6227.6826 | 0.028083 | 185.9377 |  | 196522.3537 | 5k-175 | 0 | 0.0137 | 0 | 0 | 8906.381 | 7464.3014 | 4262.9199 | 10050.9532 | 1563.6783 | 4288.097 | 138.8988 | 18970.3254 | 846.0089 | 0 | 6614.0503 | 10924.4499 | 111.2223 | 254.198 | 0 | 0 | 107.9734 | 0 | 0 | 0 | 17526.0643 | 0 | 3955.7268 | 24313.7848 | 514.3112 | 6265.4184 | 35329.2032 | 0 | 6745.9393 | 14447.8534 | 1130.5642 | 369.7501 | 0 | 0 | 0 | 0 | 0 | 0 | 0 | 0 | 0 | 0 | 0 | 0 | 0 | 0 | 29.1691 | 1714.5029 | 270.3879 | 0 | 1388.96 | 176.1096 | 577.8369 | 6256.3488 | 997.4475 | 0 | 0 | 0 | 0 | 0 | 0 | 0 | 0 | 0 | 0 | 0 | 5.9171 | 0 | 3.5867 | 0 | 0 | 0 | 0 | 0 | 0 | 0 | 0 | 0 | 0 | 0 | 0 | 0 | 0 | 0 | 0 | 0 | 0 | 0 | 0 | 0 | 0 | 0 | 0 | 0 | 0 | 0 | 0 | 0 | 0 | 0 | 0 | 0 | 0 | 0 | 0
2020 | #REF! | #REF! | #REF! |  | #REF! | 2020 | #REF! | #REF! | #REF! |  | #REF! | Fort Bidwell | CA | 110 | 9.14 | 16820.023 | 0.087073 | 528.7443 | 8 | Undiscovered <140 - CO | CO | 110.0116 | 618.1578 | 16407.9006 | 0.081349 | 494.3324 | 34 | NF-EGS Coso 3 | CA | 325 | 66.7469 | 3800 | 0.015782 | 107.968 | 10 | 5k-200 | 200 | 4844.544 | 0.022609 | 150.0126 |  | 9272.4013 | 5k-200 | 0 | 0 | 0 | 0 | 259.8484 | 0 | 16.7443 | 0 | 416.5351 | 3581.7899 | 18.2027 | 0 | 0 | 0 | 791.9356 | 408.6664 | 0 | 78.6906 | 0 | 0 | 19.6046 | 0 | 0 | 0 | 0 | 0 | 18.3164 | 843.6208 | 0 | 0.3295 | 2279.7935 | 0 | 57.2169 | 481.1066 | 0 | 0 | 0 | 0 | 0 | 0 | 0 | 0 | 0 | 0 | 0 | 0 | 0 | 0 | 0 | 0 | 0 | 0 | 0 | 0 | 0 | 0 | 0 | 0 | 0 | 0 | 0 | 0 | 0 | 0 | 0 | 0 | 0 | 0 | 0 | 0 | 0 | 0 | 0 | 0 | 0 | 0 | 0 | 0 | 0 | 0 | 0 | 0 | 0 | 0 | 0 | 0 | 0 | 0 | 0 | 0 | 0 | 0 | 0 | 0 | 0 | 0 | 0 | 0 | 0 | 0 | 0 | 0 | 0 | 0 | 0 | 0 | 0 | 0 | 0
2022 | #REF! | #REF! | #REF! |  | #REF! | 2022 | #REF! | #REF! | #REF! |  | #REF! | Gillard (Morenci) Hot Springs | AZ | 110 | 11.8 | 17229.8741 | 0.085914 | 524.8113 | 28 | Undiscovered <140 - ID | ID | 109.1697 | 653.7602 | 17079.0194 | 0.084336 | 511.0818 | 15 | NF-EGS Coso 4 | CA | 175 | 24.6663 | 5390.1194 | 0.028645 | 185.6817 | 10 | 5k-225 | 225 | 4539.9462 | 0.024053 | 164.137 |  | 239.7186 | 5k-225 | 0 | 0 | 0 | 0 | 0 | 0 | 0 | 0 | 12.7506 | 0 | 0 | 0 | 0 | 0 | 0 | 96.1334 | 0 | 25.9458 | 0 | 0 | 2.7032 | 0 | 0 | 0 | 0 | 0 | 0 | 0 | 0 | 0 | 102.1856 | 0 | 0 | 0 | 0 | 0 | 0 | 0 | 0 | 0 | 0 | 0 | 0 | 0 | 0 | 0 | 0 | 0 | 0 | 0 | 0 | 0 | 0 | 0 | 0 | 0 | 0 | 0 | 0 | 0 | 0 | 0 | 0 | 0 | 0 | 0 | 0 | 0 | 0 | 0 | 0 | 0 | 0 | 0 | 0 | 0 | 0 | 0 | 0 | 0 | 0 | 0 | 0 | 0 | 0 | 0 | 0 | 0 | 0 | 0 | 0 | 0 | 0 | 0 | 0 | 0 | 0 | 0 | 0 | 0 | 0 | 0 | 0 | 0 | 0 | 0 | 0 | 0 | 0
2024 | #REF! | #REF! | #REF! |  | #REF! | 2024 | #REF! | #REF! | #REF! |  | #REF! | Gregson (Fairmont) Hot Springs | MT | 110 | 7.1 | 18090.1572 | 0.089884 | 548.1606 | 17 | Undiscovered <140 - ID | ID | 109.1697 | 263.2096 | 17079.0194 | 0.084336 | 511.0818 | 16 | NF-EGS Cove Fort - Sulphurdale | UT | 155 | 16 | 7139.2988 | 0.037307 | 236.9735 | 25 | 5k-250 | 250 | 3914.9939 | 0.0212 | 143.94 |  | 84.1498 | 5k-250 | 0 | 0 | 0 | 0 | 0 | 0 | 0 | 0 | 0 | 0 | 0 | 0 | 0 | 0 | 0 | 78.5286 | 0 | 5.6212 | 0 | 0 | 0 | 0 | 0 | 0 | 0 | 0 | 0 | 0 | 0 | 0 | 0 | 0 | 0 | 0 | 0 | 0 | 0 | 0 | 0 | 0 | 0 | 0 | 0 | 0 | 0 | 0 | 0 | 0 | 0 | 0 | 0 | 0 | 0 | 0 | 0 | 0 | 0 | 0 | 0 | 0 | 0 | 0 | 0 | 0 | 0 | 0 | 0 | 0 | 0 | 0 | 0 | 0 | 0 | 0 | 0 | 0 | 0 | 0 | 0 | 0 | 0 | 0 | 0 | 0 | 0 | 0 | 0 | 0 | 0 | 0 | 0 | 0 | 0 | 0 | 0 | 0 | 0 | 0 | 0 | 0 | 0 | 0 | 0 | 0 | 0 | 0 | 0 | 0 | 0
2026 | #REF! | #REF! | #REF! |  | #REF! | 2026 | #REF! | #REF! | #REF! |  | #REF! | Jemez Springs (Ojos Calientes) | NM | 110 | 8.62 | 17740.666 | 0.088407 | 539.3717 | 31 | Undiscovered <140 - MT | MT | 106.7457 | 638.887 | 18773.5339 | 0.093228 | 559.0603 | 17 | NF-EGS Desert Peak | NV | 185 | 26.3685 | 4960.5928 | 0.0256 | 169.3815 | 12 | 5k-275 | 275 | 3481.1536 | 0.019088 | 130.0913 |  | 31.9188 | 5k-275 | 0 | 0 | 0 | 0 | 0 | 0 | 0 | 0 | 0 | 0 | 0 | 0 | 0 | 0 | 0 | 31.9188 | 0 | 0 | 0 | 0 | 0 | 0 | 0 | 0 | 0 | 0 | 0 | 0 | 0 | 0 | 0 | 0 | 0 | 0 | 0 | 0 | 0 | 0 | 0 | 0 | 0 | 0 | 0 | 0 | 0 | 0 | 0 | 0 | 0 | 0 | 0 | 0 | 0 | 0 | 0 | 0 | 0 | 0 | 0 | 0 | 0 | 0 | 0 | 0 | 0 | 0 | 0 | 0 | 0 | 0 | 0 | 0 | 0 | 0 | 0 | 0 | 0 | 0 | 0 | 0 | 0 | 0 | 0 | 0 | 0 | 0 | 0 | 0 | 0 | 0 | 0 | 0 | 0 | 0 | 0 | 0 | 0 | 0 | 0 | 0 | 0 | 0 | 0 | 0 | 0 | 0 | 0 | 0 | 0
2028 | #REF! | #REF! | #REF! |  | #REF! | 2028 | #REF! | #REF! | #REF! |  | #REF! | Kellog HS | CA | 110 | 5.37 | 18849.0651 | 0.09315 | 566.483 | 8 | Undiscovered <140 - NM | NM | 110.2518 | 332.8142 | 16923.7705 | 0.081764 | 498.8028 | 31 | NF-EGS Dixie Valley | NV | 190 | 104 | 4745.888 | 0.024863 | 163.5898 | 12 | 6k-150 | 150 | 8869.2503 | 0.039224 | 249.536 |  | 426794.3951 | 6k-150 | 6817.3413 | 11557.956 | 16258.8799 | 4481.5199 | 13856.8326 | 732.9218 | 1647.9737 | 357.2404 | 11715.6292 | 13057.018 | 1187.3005 | 2849.143 | 0 | 8933.4 | 11905.8726 | 0 | 15923.7102 | 23059.0658 | 2249.8559 | 16282.4875 | 4797.0853 | 72.9128 | 355.3401 | 6210.508 | 7193.2225 | 2736.9095 | 540.1399 | 10003.1632 | 1454.0256 | 0 | 23577.063 | 544.7869 | 13203.9376 | 18000.8998 | 20158.7988 | 15064.1099 | 9397.0918 | 13854.2065 | 13643.0163 | 4982.5594 | 308.4466 | 425.1816 | 1072.1327 | 0 | 294.4296 | 0.6139 | 0 | 0 | 0 | 281.4111 | 177.2599 | 9654.2494 | 0 | 207.0246 | 6200.3418 | 12894.1746 | 5761.5789 | 21097.4653 | 10257.7281 | 4976.1042 | 0 | 0 | 0 | 0 | 0 | 0 | 0 | 0 | 0 | 0 | 871.1424 | 2612.5226 | 2074.6124 | 77.7528 | 7.0224 | 58.7068 | 144.3861 | 0 | 0 | 0 | 0 | 0 | 2.5454 | 186.829 | 170.2657 | 0 | 0 | 0 | 0 | 20.8293 | 0 | 0 | 2214.4 | 8681.0882 | 2763.5901 | 2245.5419 | 0 | 0 | 0 | 2213.0032 | 0 | 0 | 10.5018 | 0 | 167.5876 | 0 | 0 | 0 | 0
2030 | #REF! | #REF! | #REF! |  | #REF! | 2030 | #REF! | #REF! | #REF! |  | #REF! | Latty Hot Springs | ID | 110 | 6.35 | 18344.1859 | 0.09085 | 553.8952 | 15 | Undiscovered <140 - NV | NV | 118.6191 | 658.8703 | 12096.5328 | 0.060987 | 375.9373 | 12 | NF-EGS East Mesa | CA | 170 | 42 | 5564.686 | 0.028364 | 182.9799 | 10 | 6k-175 | 175 | 6493.0201 | 0.028858 | 188.3602 |  | 631046.7968 | 6k-175 | 2871.8816 | 7659.3666 | 15615.5819 | 2746.6136 | 23675.3283 | 1012.2034 | 25450.0086 | 2519.208 | 21308.0144 | 18184.5564 | 349.462 | 75336.1022 | 1380.2 | 3082.7448 | 41914.0372 | 12376.7873 | 30585.6771 | 3335.145 | 4115.2729 | 5431.8366 | 2534.1465 | 0 | 0 | 1547.2984 | 26242.4574 | 246.1488 | 4607.4259 | 33459.0988 | 2535.1403 | 3668.4899 | 39027.5903 | 15.6447 | 29980.5303 | 25275.9086 | 13238.0139 | 21106.2866 | 239.544 | 10567.3377 | 2064.7021 | 829.579 | 0 | 0 | 0 | 0 | 95.4955 | 0 | 0 | 0 | 0 | 0 | 9882.5944 | 15047.0375 | 1268.5158 | 0 | 8419.7789 | 22816.5487 | 11500.5651 | 22947.5601 | 6850.0366 | 847.7028 | 0 | 0 | 0 | 0 | 0 | 0 | 0 | 0 | 0 | 0 | 29.7412 | 8007.8614 | 732.1566 | 13.902 | 0 | 0 | 0 | 0 | 0 | 0 | 0 | 0 | 0 | 33.9032 | 0 | 0 | 0 | 0 | 0 | 0 | 0 | 0 | 32.7737 | 6383.8796 | 1.3726 | 0 | 0 | 0 | 0 | 0 | 0 | 0 | 0 | 0 | 0 | 0 | 0 | 0 | 0
2032 | #REF! | #REF! | #REF! |  | #REF! | 2032 | #REF! | #REF! | #REF! |  | #REF! | Magic Reservoir area | ID | 110 | 9.06 | 17324.5452 | 0.087623 | 533.6894 | 15 | Undiscovered <140 - OR | OR | 114.7896 | 34.2376 | 13480.4768 | 0.068298 | 418.4057 | 5 | NF-EGS Fallon Area | NV | 175 | 37.1 | 5314.8924 | 0.027315 | 177.0827 | 12 | 6k-200 | 200 | 5039.2583 | 0.022771 | 151.0372 |  | 312243.3963 | 6k-200 | 0 | 330.5165 | 22.5285 | 0 | 7929.9388 | 9427.8927 | 11001.1187 | 15793.9742 | 4989.1282 | 7515.7522 | 170.8168 | 49291.2037 | 2795.4405 | 2.3942 | 10673.3223 | 12360.3212 | 872.3088 | 341.2975 | 0 | 0 | 219.1131 | 0 | 0 | 0 | 35411.9041 | 0 | 5193.8263 | 34938.3993 | 911.4848 | 9604.5005 | 48093.1705 | 0 | 8412.2246 | 21171.3157 | 809.7043 | 241.155 | 0 | 0 | 0 | 0 | 0 | 0 | 0 | 0 | 0 | 0 | 0 | 0 | 0 | 0 | 14.7913 | 1683.2044 | 529.1494 | 0 | 2340.026 | 93.1871 | 730.87 | 7267.1719 | 1039.5552 | 0 | 0 | 0 | 0 | 0 | 0 | 0 | 0 | 0 | 0 | 0 | 7.5444 | 6.8847 | 6.2589 | 0 | 0 | 0 | 0 | 0 | 0 | 0 | 0 | 0 | 0 | 0 | 0 | 0 | 0 | 0 | 0 | 0 | 0 | 0 | 0 | 0 | 0 | 0 | 0 | 0 | 0 | 0 | 0 | 0 | 0 | 0 | 0 | 0 | 0 | 0 | 0
2034 | #REF! | #REF! | #REF! |  | #REF! | 2034 | #REF! | #REF! | #REF! |  | #REF! | Newcastle area | UT | 110 | 12.27 | 16402.466 | 0.085012 | 516.3548 | 25 | Undiscovered <140 - OR | OR | 114.7896 | 47.7959 | 13480.4768 | 0.068298 | 418.4057 | 6 | NF-EGS Great Boiling Springs (Gerlach) | NV | 165 | 29.4 | 5907.0431 | 0.03101 | 199.0137 | 12 | 6k-225 | 225 | 4783.4573 | 0.0248 | 168.9959 |  | 47005.3221 | 6k-225 | 0 | 0 | 0 | 0 | 5488.5212 | 2661.6555 | 359.1621 | 243.4693 | 472.7618 | 1242.8494 | 58.4474 | 632.8912 | 10.6076 | 0 | 3329.487 | 7201.1503 | 0 | 124.98 | 0 | 0 | 21.7486 | 0 | 0 | 0 | 241.3257 | 0 | 586.6938 | 7082.0791 | 0 | 320.397 | 11616.8497 | 0 | 2456.1422 | 2795.5264 | 0 | 0 | 0 | 0 | 0 | 0 | 0 | 0 | 0 | 0 | 0 | 0 | 0 | 0 | 0 | 0 | 0 | 0 | 0 | 0 | 58.5768 | 0 | 0 | 0 | 0 | 0 | 0 | 0 | 0 | 0 | 0 | 0 | 0 | 0 | 0 | 0 | 0 | 0 | 0 | 0 | 0 | 0 | 0 | 0 | 0 | 0 | 0 | 0 | 0 | 0 | 0 | 0 | 0 | 0 | 0 | 0 | 0 | 0 | 0 | 0 | 0 | 0 | 0 | 0 | 0 | 0 | 0 | 0 | 0 | 0 | 0 | 0 | 0 | 0 | 0
2036 | #REF! | #REF! | #REF! |  | #REF! | 2036 | #REF! | #REF! | #REF! |  | #REF! | Olene Hot Springs | OR | 110 | 8.26 | 17821.0664 | 0.088741 | 541.3767 | 6 | Undiscovered <140 - OR | OR | 114.7896 | 457.2097 | 13480.4768 | 0.068298 | 418.4057 | 7 | NF-EGS Heber | CA | 180 | 24.5 | 5260.1878 | 0.027052 | 178.2758 | 10 | 6k-250 | 250 | 4102.5146 | 0.021798 | 147.7022 |  | 4110.4001 | 6k-250 | 0 | 0 | 0 | 0 | 0 | 0 | 0 | 0 | 225.5775 | 3105.265 | 0 | 0 | 0 | 0 | 27.76 | 192.3778 | 0 | 53.3209 | 0 | 0 | 22.9566 | 0 | 0 | 0 | 0 | 0 | 0 | 0 | 0 | 0 | 372.1413 | 0 | 0 | 111.001 | 0 | 0 | 0 | 0 | 0 | 0 | 0 | 0 | 0 | 0 | 0 | 0 | 0 | 0 | 0 | 0 | 0 | 0 | 0 | 0 | 0 | 0 | 0 | 0 | 0 | 0 | 0 | 0 | 0 | 0 | 0 | 0 | 0 | 0 | 0 | 0 | 0 | 0 | 0 | 0 | 0 | 0 | 0 | 0 | 0 | 0 | 0 | 0 | 0 | 0 | 0 | 0 | 0 | 0 | 0 | 0 | 0 | 0 | 0 | 0 | 0 | 0 | 0 | 0 | 0 | 0 | 0 | 0 | 0 | 0 | 0 | 0 | 0 | 0 | 0
2038 | #REF! | #REF! | #REF! |  | #REF! | 2038 | #REF! | #REF! | #REF! |  | #REF! | Owl Creek Hot Springs | ID | 110 | 7.83 | 18218.0222 | 0.08954 | 546.9958 | 15 | Undiscovered <140 - UT | UT | 111.2484 | 217.5166 | 15098.7009 | 0.077315 | 467.3067 | 25 | NF-EGS Hot Sulphur Springs - Tuscarora | NV | 150 | 0 | 7665.4365 | 0.039546 | 251.8941 | 12 | 6k-275 | 275 | 3637.5669 | 0.019589 | 133.2495 |  | 188.8814 | 6k-275 | 0 | 0 | 0 | 0 | 0 | 0 | 0 | 0 | 0 | 0 | 0 | 0 | 0 | 0 | 0 | 153.6248 | 0 | 20.1004 | 0 | 0 | 0 | 0 | 0 | 0 | 0 | 0 | 0 | 0 | 0 | 0 | 15.1562 | 0 | 0 | 0 | 0 | 0 | 0 | 0 | 0 | 0 | 0 | 0 | 0 | 0 | 0 | 0 | 0 | 0 | 0 | 0 | 0 | 0 | 0 | 0 | 0 | 0 | 0 | 0 | 0 | 0 | 0 | 0 | 0 | 0 | 0 | 0 | 0 | 0 | 0 | 0 | 0 | 0 | 0 | 0 | 0 | 0 | 0 | 0 | 0 | 0 | 0 | 0 | 0 | 0 | 0 | 0 | 0 | 0 | 0 | 0 | 0 | 0 | 0 | 0 | 0 | 0 | 0 | 0 | 0 | 0 | 0 | 0 | 0 | 0 | 0 | 0 | 0 | 0 | 0
2040 | #REF! | #REF! | #REF! |  | #REF! | 2040 | #REF! | #REF! | #REF! |  | #REF! | Routt | CO | 110 | 8.29 | 17814.1206 | 0.088712 | 541.205 | 33 | Undiscovered <140 - WA | WA | 115 | 282.9197 | 13684.617 | 0.068207 | 418.8442 | 1 | NF-EGS Long Valley (Mammoth) | CA | 175 | 33.6 | 5363.244 | 0.027625 | 179.1117 | 10 | 6k-300 | 300 | 3276.1485 | 0.017906 | 122.0804 |  | 128.4649 | 6k-300 | 0 | 0 | 0 | 0 | 0 | 0 | 0 | 0 | 0 | 0 | 0 | 0 | 0 | 0 | 0 | 122.141 | 0 | 6.3239 | 0 | 0 | 0 | 0 | 0 | 0 | 0 | 0 | 0 | 0 | 0 | 0 | 0 | 0 | 0 | 0 | 0 | 0 | 0 | 0 | 0 | 0 | 0 | 0 | 0 | 0 | 0 | 0 | 0 | 0 | 0 | 0 | 0 | 0 | 0 | 0 | 0 | 0 | 0 | 0 | 0 | 0 | 0 | 0 | 0 | 0 | 0 | 0 | 0 | 0 | 0 | 0 | 0 | 0 | 0 | 0 | 0 | 0 | 0 | 0 | 0 | 0 | 0 | 0 | 0 | 0 | 0 | 0 | 0 | 0 | 0 | 0 | 0 | 0 | 0 | 0 | 0 | 0 | 0 | 0 | 0 | 0 | 0 | 0 | 0 | 0 | 0 | 0 | 0 | 0 | 0
2042 | #REF! | #REF! | #REF! |  | #REF! | 2042 | #REF! | #REF! | #REF! |  | #REF! | Rowland Hot Springs | NV | 110 | 5.85 | 18547.8098 | 0.091789 | 559.0272 | 12 | Undiscovered <140 - WY | WY | 120 | 148.7613 | 11697.6747 | 0.058678 | 363.0918 | 21 | NF-EGS Raft River | ID | 150 | 28.2 | 7427.4814 | 0.037609 | 237.0486 | 16 | 7k-150 | 150 | 9266.6968 | 0.040134 | 255.4582 |  | 401827.1848 | 7k-150 | 1502.8833 | 680.2824 | 0 | 0 | 1015.9842 | 1145.21 | 0 | 394.8468 | 9171.6799 | 6125.1593 | 869.8666 | 0 | 0 | 0 | 0 | 0 | 0 | 16451.1277 | 791.361 | 12893.5399 | 28836.0153 | 2525.3272 | 5607.8009 | 11975.5178 | 5351.64 | 0 | 0 | 14413.5084 | 3724.48 | 0 | 14533.9872 | 4258.2586 | 10686.1882 | 16358.5806 | 5228.4981 | 7273.0646 | 12904.1551 | 31289.8496 | 15249.563 | 26568.8788 | 1442.7118 | 1098.3963 | 2334.3237 | 3.8391 | 669.7296 | 0 | 61.8725 | 0.671 | 44.2818 | 2025.6222 | 40.0178 | 17620.747 | 0 | 6753.4441 | 10319.2481 | 15949.1701 | 2058.8584 | 8471.8143 | 4193.8183 | 2161.9575 | 0.6873 | 125.5392 | 4.1903 | 76.022 | 0 | 25.9476 | 340.4245 | 0 | 1.1349 | 53.6635 | 1559.742 | 0 | 379.0528 | 240.347 | 733.8688 | 421.3814 | 134.5104 | 74.3613 | 4.1687 | 355.002 | 644.54 | 9567.2132 | 381.2181 | 5179.2874 | 599.3442 | 0 | 0 | 121.9823 | 27.4874 | 125.6072 | 247.7582 | 154.6358 | 7625.1529 | 4037.6944 | 7326.6312 | 2455.076 | 807.5376 | 378.5482 | 105.711 | 13796.1156 | 9.9816 | 1.6517 | 0 | 0.7133 | 384.7401 | 8.3685 | 232.3671 | 0 | 0
2044 | #REF! | #REF! | #REF! |  | #REF! | 2044 | #REF! | #REF! | #REF! |  | #REF! | Sonoma Mission Inn | CA | 110 | 6.28 | 18370.7855 | 0.090949 | 554.4792 | 9 | Undiscovered >=140, <=190 - CA | CA | 166.0034 | 208.0197 | 5272.3593 | 0.028566 | 180.9232 | 8 | NF-EGS Roosevelt HS | UT | 200 | 108 | 4333.7155 | 0.022872 | 151.5814 | 25 | 7k-175 | 175 | 6765.4075 | 0.029341 | 191.5447 |  | 411670.8239 | 7k-175 | 4628.9712 | 10063.2018 | 9607.1997 | 2249.2989 | 11305.361 | 654.8682 | 561.3321 | 306.5612 | 10738.1924 | 12087.6463 | 1183.686 | 1996.6569 | 0 | 6265.107 | 10169.28 | 0 | 9815.0033 | 20276.8642 | 5152.1759 | 16419.0692 | 5213.6554 | 0 | 0 | 5725.1728 | 6855.5155 | 2699.0493 | 404.9474 | 9909.9771 | 1379.42 | 0 | 22898.4792 | 337.332 | 18163.1336 | 16571.4065 | 23501.6979 | 22566.4517 | 6462.7949 | 14062.9923 | 12690.879 | 3672.845 | 230.0815 | 418.473 | 706.985 | 0 | 205.3847 | 0 | 0 | 0 | 0 | 41.8217 | 512.2158 | 10312.4471 | 0 | 0 | 5311.9381 | 16610.1636 | 8890.398 | 22891.6515 | 11585.4783 | 4040.1819 | 0 | 0 | 0 | 0 | 0 | 0 | 0 | 0 | 0 | 0 | 348.7743 | 5318.2264 | 3149.6735 | 94.656 | 1.1327 | 0 | 92.0727 | 0 | 0 | 0 | 0 | 0 | 3.2063 | 115.6376 | 66.222 | 0 | 0 | 0 | 0 | 1.0752 | 0 | 0 | 805.646 | 9667.4373 | 777.4189 | 1830.7625 | 0 | 0 | 0 | 850.0336 | 0 | 0 | 8.7624 | 0 | 186.6414 | 0 | 0 | 0 | 0
2046 | #REF! | #REF! | #REF! |  | #REF! | 2046 | #REF! | #REF! | #REF! |  | #REF! | Summer Lake Hot Springs | OR | 110 | 6.46 | 17731.6018 | 0.090078 | 547.5478 | 7 | Undiscovered >=140, <=190 - CA | CA | 166.0034 | 83.3515 | 5272.3593 | 0.028566 | 180.9232 | 9 | NF-EGS Salton Sea area 1 | CA | 175 | 18.6808 | 5718.5692 | 0.029644 | 192.5624 | 10 | 7k-200 | 200 | 5240.4895 | 0.023044 | 152.7893 |  | 620148.4566 | 7k-200 | 6291.3075 | 11637.2383 | 27057.859 | 6109.179 | 29556.0791 | 865.4778 | 24138.908 | 1533.1464 | 21719.049 | 19458.4972 | 319.4812 | 61759.1488 | 879.45 | 7692.2312 | 42695.3649 | 8063.0794 | 43648.6883 | 5010.2205 | 2285.185 | 3360.9747 | 3005.8526 | 0 | 0 | 751.5939 | 26154.3346 | 366.4908 | 4402.6026 | 29591.3869 | 2637.03 | 1937.8296 | 36468.2834 | 0 | 25736.2686 | 22417.3058 | 10437.0688 | 14602.6398 | 73.101 | 10570.2477 | 603.2699 | 952.9569 | 0 | 0 | 0 | 0 | 44.4128 | 0 | 0 | 0 | 0 | 0 | 10705.5996 | 14534.1559 | 1226.352 | 0 | 8721.3108 | 19942.4276 | 9481.2727 | 21807.3652 | 5828.4171 | 503.935 | 0 | 0 | 0 | 0 | 0 | 0 | 0 | 0 | 0 | 0 | 24.7754 | 6562.3772 | 232.3203 | 20.2901 | 0 | 0 | 0 | 0 | 0 | 0 | 0 | 0 | 0 | 10.2629 | 0 | 0 | 0 | 0 | 0 | 0 | 0 | 0 | 22.0398 | 5692.3141 | 0 | 0 | 0 | 0 | 0 | 0 | 0 | 0 | 0 | 0 | 0 | 0 | 0 | 0 | 0
2048 | #REF! | #REF! | #REF! |  | #REF! | 2048 | #REF! | #REF! | #REF! |  | #REF! | White Licks Hot Springs | ID | 110 | 9.04 | 17328.4157 | 0.087639 | 533.7908 | 15 | Undiscovered >=140, <=190 - CA | CA | 166.0034 | 645.8618 | 5272.3593 | 0.028566 | 180.9232 | 10 | NF-EGS Salton Sea area 2 | CA | 325 | 50.0555 | 3800 | 0.014031 | 96.081 | 10 | 7k-225 | 225 | 5024.7572 | 0.02553 | 173.7622 |  | 376948.0826 | 7k-225 | 39.6817 | 762.1485 | 101.0425 | 0 | 7655.7509 | 8202.5579 | 17032.8855 | 16747.7638 | 9149.4742 | 9780.2117 | 261.7551 | 73914.8494 | 3885.2195 | 42.8973 | 15973.9778 | 16856.223 | 2067.749 | 294.4543 | 0 | 0 | 364.1986 | 0 | 0 | 0 | 42001.4898 | 0 | 5708.9722 | 39065.1245 | 1264.1812 | 11388.8563 | 50409.4742 | 0 | 10526.0598 | 18705.0621 | 518.4641 | 105.7103 | 0 | 0 | 0 | 0 | 0 | 0 | 0 | 0 | 0 | 0 | 0 | 0 | 0 | 0 | 0 | 1320.43 | 724.4434 | 0 | 2628.2324 | 14.5842 | 783.0761 | 7648.8723 | 952.134 | 0 | 0 | 0 | 0 | 0 | 0 | 0 | 0 | 0 | 0 | 0 | 10.3525 | 0 | 0 | 0 | 0 | 0 | 0 | 0 | 0 | 0 | 0 | 0 | 0 | 0 | 0 | 0 | 0 | 0 | 0 | 0 | 0 | 0 | 0 | 39.7225 | 0 | 0 | 0 | 0 | 0 | 0 | 0 | 0 | 0 | 0 | 0 | 0 | 0 | 0 | 0
2050 | #REF! | #REF! | #REF! |  | #REF! | 2050 | #REF! | #REF! | #REF! |  | #REF! | Amedee | CA | 115 | 5.57 | 14929.2805 | 0.078358 | 478.3268 | 8 | Undiscovered >=140, <=190 - ID | ID | 147.702 | 307.7567 | 7001.8132 | 0.03558 | 221.0445 | 15 | NF-EGS Salton Sea area 3 | CA | 250 | 66.0675 | 3800 | 0.020073 | 136.7262 | 10 | 7k-250 | 250 | 4296.5949 | 0.022407 | 151.5398 |  | 100613.4558 | 7k-250 | 0 | 0 | 0 | 0 | 7919.6938 | 5110.4704 | 1120.8374 | 1947.5676 | 581.328 | 1190.6046 | 87.1798 | 5330.4295 | 83.2912 | 0 | 5945.1854 | 9644.225 | 39.734 | 209.022 | 0 | 0 | 63.8737 | 0 | 0 | 0 | 3021.9329 | 0 | 1618.2158 | 14852.2765 | 91.1925 | 1966.5483 | 23441.6926 | 0 | 4185.2896 | 11543.3839 | 0 | 0 | 0 | 0 | 0 | 0 | 0 | 0 | 0 | 0 | 0 | 0 | 0 | 0 | 0 | 0 | 0 | 0 | 54.1557 | 0 | 565.3256 | 0 | 0 | 0 | 0 | 0 | 0 | 0 | 0 | 0 | 0 | 0 | 0 | 0 | 0 | 0 | 0 | 0 | 0 | 0 | 0 | 0 | 0 | 0 | 0 | 0 | 0 | 0 | 0 | 0 | 0 | 0 | 0 | 0 | 0 | 0 | 0 | 0 | 0 | 0 | 0 | 0 | 0 | 0 | 0 | 0 | 0 | 0 | 0 | 0 | 0 | 0 | 0 | 0 | 0
[12 empty] | Arrowhead HS | CA | 115 | 7.07 | 15188.9354 | 0.076152 | 468.873 | 10 | Undiscovered >=140, <=190 - ID | ID | 147.702 | 174.8504 | 7001.8132 | 0.03558 | 221.0445 | 16 | NF-EGS Salton Sea area 4 | CA | 340 | 107.1634 | 3800 | 0.015351 | 104.7713 | 10 | 7k-275 | 275 | 3799.6699 | 0.020099 | 136.4751 |  | 10090.1493 | 7k-275 | 0 | 0 | 0 | 0 | 854.8796 | 194.922 | 0 | 0 | 393.1475 | 4306.7851 | 0 | 0 | 0 | 0 | 566.8336 | 1397.2448 | 0 | 77.913 | 0 | 0 | 15.8415 | 0 | 0 | 0 | 0 | 0 | 0 | 568.289 | 0 | 0 | 1007.646 | 0 | 313.0811 | 393.5661 | 0 | 0 | 0 | 0 | 0 | 0 | 0 | 0 | 0 | 0 | 0 | 0 | 0 | 0 | 0 | 0 | 0 | 0 | 0 | 0 | 0 | 0 | 0 | 0 | 0 | 0 | 0 | 0 | 0 | 0 | 0 | 0 | 0 | 0 | 0 | 0 | 0 | 0 | 0 | 0 | 0 | 0 | 0 | 0 | 0 | 0 | 0 | 0 | 0 | 0 | 0 | 0 | 0 | 0 | 0 | 0 | 0 | 0 | 0 | 0 | 0 | 0 | 0 | 0 | 0 | 0 | 0 | 0 | 0 | 0 | 0 | 0 | 0 | 0 | 0
[12 empty] | Baker Hot Spring | WA | 115 | 22.7 | 13807.0539 | 0.069303 | 426.5234 | 1 | Undiscovered >=140, <=190 - NV | NV | 164.3917 | 1171.8954 | 5339.9829 | 0.029049 | 183.609 | 12 | NF-EGS San Emidio Desert area | NV | 170 | 45.5 | 5392.3663 | 0.028117 | 181.275 | 12 | 7k-300 | 300 | 3412.8716 | 0.018338 | 124.8098 |  | 1499.8099 | 7k-300 | 0 | 0 | 0 | 0 | 0 | 0 | 0 | 0 | 59.4677 | 967.3071 | 0 | 0 | 0 | 0 | 0 | 159.8003 | 0 | 55.4486 | 0 | 0 | 11.2888 | 0 | 0 | 0 | 0 | 0 | 0 | 0 | 0 | 0 | 246.4974 | 0 | 0 | 0 | 0 | 0 | 0 | 0 | 0 | 0 | 0 | 0 | 0 | 0 | 0 | 0 | 0 | 0 | 0 | 0 | 0 | 0 | 0 | 0 | 0 | 0 | 0 | 0 | 0 | 0 | 0 | 0 | 0 | 0 | 0 | 0 | 0 | 0 | 0 | 0 | 0 | 0 | 0 | 0 | 0 | 0 | 0 | 0 | 0 | 0 | 0 | 0 | 0 | 0 | 0 | 0 | 0 | 0 | 0 | 0 | 0 | 0 | 0 | 0 | 0 | 0 | 0 | 0 | 0 | 0 | 0 | 0 | 0 | 0 | 0 | 0 | 0 | 0 | 0
[12 empty] | Butte Springs (Trego) | NV | 115 | 7.28 | 15268.6465 | 0.076071 | 468.7538 | 12 | Undiscovered >=140, <=190 - OR | OR | 151.1151 | 27.6608 | 6341.6002 | 0.033741 | 209.9768 | 5 | NF-EGS Soda Lake area | NV | 175 | 33.6 | 5225.745 | 0.027614 | 178.9652 | 12 | 7k-325 | 325 | 3095.7091 | 0.016949 | 115.3899 |  | 157.0128 | 7k-325 | 0 | 0 | 0 | 0 | 0 | 0 | 0 | 0 | 0 | 0 | 0 | 0 | 0 | 0 | 0 | 149.2836 | 0 | 7.7292 | 0 | 0 | 0 | 0 | 0 | 0 | 0 | 0 | 0 | 0 | 0 | 0 | 0 | 0 | 0 | 0 | 0 | 0 | 0 | 0 | 0 | 0 | 0 | 0 | 0 | 0 | 0 | 0 | 0 | 0 | 0 | 0 | 0 | 0 | 0 | 0 | 0 | 0 | 0 | 0 | 0 | 0 | 0 | 0 | 0 | 0 | 0 | 0 | 0 | 0 | 0 | 0 | 0 | 0 | 0 | 0 | 0 | 0 | 0 | 0 | 0 | 0 | 0 | 0 | 0 | 0 | 0 | 0 | 0 | 0 | 0 | 0 | 0 | 0 | 0 | 0 | 0 | 0 | 0 | 0 | 0 | 0 | 0 | 0 | 0 | 0 | 0 | 0 | 0 | 0 | 0
[12 empty] | Ennis (Thexton) Hot Springs | MT | 115 | 12.93 | 14356.5705 | 0.072149 | 444.9866 | 17 | Undiscovered >=140, <=190 - OR | OR | 151.1151 | 113.2002 | 6341.6002 | 0.033741 | 209.9768 | 6 | NF-EGS Steamboat | NV | 180 | 11.4 | 5946.9825 | 0.030578 | 199.2752 | 12 | 7k-350 | 350 | 2856.2211 | 0.015783 | 107.1779 |  | 0 | 7k-350 | 0 | 0 | 0 | 0 | 0 | 0 | 0 | 0 | 0 | 0 | 0 | 0 | 0 | 0 | 0 | 0 | 0 | 0 | 0 | 0 | 0 | 0 | 0 | 0 | 0 | 0 | 0 | 0 | 0 | 0 | 0 | 0 | 0 | 0 | 0 | 0 | 0 | 0 | 0 | 0 | 0 | 0 | 0 | 0 | 0 | 0 | 0 | 0 | 0 | 0 | 0 | 0 | 0 | 0 | 0 | 0 | 0 | 0 | 0 | 0 | 0 | 0 | 0 | 0 | 0 | 0 | 0 | 0 | 0 | 0 | 0 | 0 | 0 | 0 | 0 | 0 | 0 | 0 | 0 | 0 | 0 | 0 | 0 | 0 | 0 | 0 | 0 | 0 | 0 | 0 | 0 | 0 | 0 | 0 | 0 | 0 | 0 | 0 | 0 | 0 | 0 | 0 | 0 | 0 | 0 | 0 | 0 | 0 | 0
[12 empty] | Kahneetah Hot Springs | OR | 115 | 6.06 | 15259.6925 | 0.07767 | 476.2593 | 5 | Undiscovered >=140, <=190 - OR | OR | 151.1151 | 425.384 | 6341.6002 | 0.033741 | 209.9768 | 7 | NF-EGS Stillwater area | NV | 155 | 0 | 6617.4612 | 0.034323 | 217.6323 | 12
[12 empty] | Sharkey Hot Springs | ID | 115 | 9.99 | 14999.1792 | 0.074176 | 458.01 | 15 | Undiscovered >=140, <=190 - UT | UT | 150.3033 | 217.8096 | 6131.3627 | 0.03407 | 211.0525 | 25 | NF-EGS The Geysers 1 | CA | 340 | 70 | 3800 | 0.015351 | 104.7713 | 9
[12 empty] | Silver Star (Barkel's) Hot Springs | MT | 115 | 9.11 | 14845.7498 | 0.07439 | 458.625 | 17 | Undiscovered >190 - CA | CA | 290.2311 | 707.0098 | 3000 | 0.013848 | 93.3108 | 8 | NF-EGS The Geysers 2 | CA | 265 | 70 | 3800 | 0.018985 | 129.5899 | 9
[12 empty] | Surprise Valley HS | CA | 115 | 7.78 | 15134.6752 | 0.075554 | 465.655 | 8 | Undiscovered >190 - CA | CA | 290.2311 | 2120.7181 | 3000 | 0.013848 | 93.3108 | 9 | NF-EGS The Geysers 3 | CA | 180 | 70 | 5247.2252 | 0.026985 | 177.8037 | 9
[12 empty] | Trout Creek | OR | 115 | 9.13 | 14294.835 | 0.07337 | 451.8482 | 7 | Undiscovered >190 - CA | CA | 290.2311 | 6435.5964 | 4000 | 0.013848 | 93.3108 | 10 | NF-EGS The Geysers 4 | CA | 320 | 68 | 3800 | 0.01581 | 108.2926 | 9
[12 empty] | Vulcan Hot Springs | ID | 115 | 10.09 | 14710.5189 | 0.073754 | 454.7936 | 15 | Undiscovered >190 - NM | NM | 264.363 | 952.1278 | 3000 | 0.015537 | 104.2209 | 31 | NF-EGS The Geysers 5 | CA | 220 | 37 | 3853.3801 | 0.022278 | 150.7705 | 9
[12 empty] | Wabuska Hot Springs | NV | 115 | 5.98 | 15748.4261 | 0.078213 | 480.7924 | 12 | Undiscovered >190 - NV | NV | 221.2019 | 1999.1011 | 3398.3104 | 0.018018 | 120.1675 | 12 | NF-EGS The Geysers 6 | CA | 300 | 55 | 3800 | 0.014764 | 101.9441 | 9
[12 empty] | Black Rock Point area | NV | 120 | 8.54 | 12952.2154 | 0.065068 | 404.0989 | 12 | Undiscovered >190 - OR | OR | 275 | 427.4858 | 3000 | 0.014514 | 97.6778 | 5
[12 empty] | Canby (I'SOT) | CA | 120 | 9.42 | 12785.4631 | 0.064395 | 400.0137 | 8 | Undiscovered >190 - UT | UT | 250 | 864.2855 | 3000 | 0.01551 | 104.2146 | 25
[12 empty] | Darrough Hot Springs | NV | 120 | 11.34 | 11834.4804 | 0.062706 | 387.8665 | 12
[12 empty] | Double Hot Springs area | NV | 120 | 9.37 | 12794.1513 | 0.064431 | 400.2312 | 12
[12 empty] | Huckleberry Hot Springs | WY | 120 | 38.74 | 11485.7666 | 0.057305 | 355.7592 | 21
[12 empty] | Kelly HS | CA | 120 | 9.47 | 13012.4928 | 0.064628 | 401.9426 | 8
[12 empty] | Leach HS | NV | 120 | 7.49 | 13198.9318 | 0.066017 | 409.8306 | 12
[12 empty] | McLeod 88 (Big Smokey Valley) | NV | 120 | 9.86 | 12712.5591 | 0.064093 | 398.1679 | 12
[12 empty] | Mitchell Butte | OR | 120 | 10.09 | 12324.7693 | 0.063619 | 394.4134 | 7
[12 empty] | Sespe HS | CA | 120 | 10.73 | 12584.8684 | 0.063548 | 394.839 | 10
[12 empty] | Tecopa HS | CA | 120 | 9.03 | 12855.611 | 0.064681 | 401.7546 | 10
[12 empty] | The Needles (Needle Rocks, Pyramid Lake) | NV | 120 | 17.37 | 11713.1297 | 0.060552 | 375.5694 | 12
[12 empty] | Waunita Hot Springs | CO | 120 | 12.23 | 12431.5125 | 0.062808 | 390.316 | 34
[12 empty] | Carson Lake Corral | NV | 125 | 11.41 | 11006.1501 | 0.055962 | 349.5911 | 12
[12 empty] | Deer Creek Hot Spring (old 97) | ID | 125 | 15.68 | 10846.1859 | 0.054478 | 340.8012 | 15
[12 empty] | Hot Springs Ranch (Pumpernickel Valley) | NV | 125 | 11.39 | 11008.5338 | 0.055973 | 349.655 | 12
[12 empty] | Leonards Hot Sps./Seyferth HS | CA | 125 | 9.96 | 11201.9546 | 0.056793 | 354.6862 | 8
[12 empty] | Little Valley area | OR | 125 | 14.61 | 10429.726 | 0.054372 | 339.1131 | 7
[12 empty] | Smith Creek Valley area | NV | 125 | 12.51 | 11085.9082 | 0.055641 | 348.0064 | 12
[12 empty] | Thermo Hot Springs | UT | 125 | 1.51 | 22347.7867 | 0.087774 | 526.7034 | 25
[12 empty] | Tungsten Mountain | NV | 125 | 12.51 | 10886.1263 | 0.055368 | 346.0327 | 12
[12 empty] | Wendel | CA | 125 | 11.37 | 11010.9252 | 0.055983 | 349.7191 | 8
[12 empty] | Dixie Hot Springs | NV | 130 | 9.64 | 10927.287 | 0.052437 | 329.7731 | 12
[12 empty] | Lightning Dock | NM | 130 | 12.99 | 10403.838 | 0.050596 | 318.3446 | 31
[12 empty] | Squaw Hot Springs area | ID | 130 | 13.92 | 9620.5775 | 0.049392 | 309.7558 | 16
[12 empty] | Wayland (Battle Creek) Hot Springs | ID | 130 | 13.97 | 9791.2653 | 0.049539 | 310.9926 | 16
[12 empty] | West Valley Reservoir | CA | 130 | 12.59 | 9915.381 | 0.050095 | 314.4402 | 8
[12 empty] | Alvord HS | OR | 135 | 19.52 | 8269.4312 | 0.045172 | 273.1573 | 7
[12 empty] | Big Creek Hot Springs | ID | 135 | 21.06 | 8359.3881 | 0.044899 | 272.0345 | 15
[12 empty] | Black Warrior | NV | 135 | 17.02 | 8543.9202 | 0.045898 | 278.0426 | 12
[12 empty] | Lakeview area (Hunters and Barry Ranch Hot Springs) | OR | 135 | 20.15 | 8167.0924 | 0.045001 | 271.8476 | 7
[12 empty] | Mt. Signal | CA | 135 | 14.72 | 8670.1661 | 0.046586 | 282.1469 | 10
[12 empty] | Railroad Valley | NV | 135 | 17.06 | 8541.7038 | 0.045887 | 277.9735 | 12
[12 empty] | Reese River | NV | 135 | 17.06 | 8154.8643 | 0.045778 | 275.8988 | 12
[12 empty] | Baltazor Hot Springs | NV | 140 | 20.53 | 7467.6186 | 0.041085 | 251.1831 | 12
[12 empty] | Calistoga HS | CA | 140 | 16.9 | 7823.8146 | 0.042002 | 257.3869 | 9
[12 empty] | Dann Ranch Hot Spring | NV | 140 | 22.31 | 7608.8754 | 0.040798 | 250.0664 | 12
[12 empty] | Maazama Well (Crater Lake) | OR | 140 | 32.33 | 7999.6994 | 0.03982 | 245.8737 | 6
[12 empty] | Wedell Hot Spring (Gabbs) | NV | 140 | 17.75 | 7779.0977 | 0.041771 | 255.9892 | 12
[12 empty] | Carson River | CA | 145 | 15.67 | 7318.9754 | 0.039245 | 242.7783 | 9
[12 empty] | Dunes | CA | 145 | 18.52 | 6977.1615 | 0.038435 | 237.2993 | 10
[12 empty] | Pinto Hot Springs | NV | 145 | 26 | 6928.7943 | 0.03711 | 229.6683 | 12
[12 empty] | Raft River | ID | 145 | 36.57 | 6863.6392 | 0.035985 | 222.9685 | 16
[12 empty] | Vale HS | OR | 145 | 45.21 | 6477.3844 | 0.035255 | 217.1775 | 7
[12 empty] | Breitenbush Hot Springs | OR | 150 | 7.9 | 8242.0241 | 0.041904 | 258.8885 | 5
[12 empty] | Cove Fort - Sulphurdale - Liquid | UT | 150 | 0.74 | 32505.9606 | 0.087439 | 524.3051 | 25
[12 empty] | Crane Creek-Cove Creek area | ID | 150 | 54.76 | 6610.8032 | 0.032623 | 204.2129 | 15
[12 empty] | Crump's HS | OR | 150 | 44.01 | 6188.1211 | 0.032862 | 204.9829 | 7
[12 empty] | Hot (Borax) Lake | OR | 150 | 42.92 | 6198.9028 | 0.032938 | 205.4625 | 7
[12 empty] | Lee Hot Springs | NV | 150 | 26.37 | 6444.9652 | 0.034558 | 215.6199 | 12
[12 empty] | Neal HS | OR | 150 | 11.93 | 6955.5452 | 0.038046 | 236.6435 | 7
[12 empty] | Cove Fort - Sulphurdale - Vapor | UT | 155 | 1.66 | 17354.3032 | 0.060939 | 379.5565 | 25
[12 empty] | Hot Sulphur Springs - Tuscarora | NV | 155 | 0 | 6045.3513 | 0.034009 | 213.0016 | 12
[12 empty] | Lake City Hot Springs | CA | 160 | 100.75 | 5625.8194 | 0.030267 | 191.353 | 8
[12 empty] | Stillwater area | NV | 160 | 0 | 5856.6049 | 0.0325 | 205.0361 | 12
[12 empty] | Wilbur Springs | CA | 160 | 29.33 | 5495.8937 | 0.030344 | 191.5532 | 9
[12 empty] | East Mesa (Shallow) | CA | 165 | 66.01 | 5194.3169 | 0.028763 | 182.6085 | 10
[12 empty] | Emigrant | NV | 165 | 40.08 | 5442.1756 | 0.027939 | 177.9824 | 12
[12 empty] | Sulphur Hot Springs (Ruby Valley) | NV | 165 | 34.04 | 5347.9552 | 0.028354 | 180.3914 | 12
[12 empty] | Heber Shallow | CA | 170 | 24.79 | 5078.45 | 0.028044 | 179.0509 | 10
[12 empty] | Mickey HS | OR | 170 | 41.02 | 4791.8431 | 0.026473 | 168.9213 | 7
[12 empty] | Great Boiling Springs (Gerlach) | NV | 175 | 49.3 | 4381.0773 | 0.024852 | 159.1235 | 12
[12 empty] | Brady HS | NV | 185 | 17.26 | 4459.1942 | 0.026197 | 169.1235 | 12
[12 empty] | East Mesa (Deep) | CA | 190 | 60.26 | 4205.4681 | 0.023066 | 149.9598 | 10
[12 empty] | San Emidio Desert area | NV | 190 | 58.94 | 3858.4129 | 0.021345 | 138.5822 | 12
[12 empty] | Fallon Naval Air Station | NV | 195 | 53.41 | 3904.0446 | 0.020572 | 134.2915 | 12
[12 empty] | Blue Mountain | NV | 205 | 23.4 | 4237.8105 | 0.023317 | 147.9246 | 12
[12 empty] | Fish Lake Valley | NV | 205 | 57.13 | 3536.3018 | 0.019725 | 125.1432 | 12
[12 empty] | Heber Deep | CA | 205 | 34.51 | 3841.5713 | 0.021424 | 135.9746 | 10
[12 empty] | Humboldt House - Rye Patch | NV | 205 | 90.43 | 3626.2182 | 0.020453 | 129.9931 | 12
[12 empty] | Long Valley caldera - deep | CA | 205 | 47.53 | 3930.4779 | 0.021368 | 135.105 | 10
[12 empty] | Soda Lake area | NV | 205 | 36.78 | 3804.4511 | 0.021216 | 134.6192 | 12
[12 empty] | Beowawe HS | NV | 215 | 40.01 | 3658.3156 | 0.019879 | 128.2 | 12
[12 empty] | Desert Peak | NV | 215 | 15.46 | 4782.5136 | 0.024785 | 159.1911 | 12
[12 empty] | Dixie Valley Geothermal Field | NV | 225 | 93.3 | 3272.3041 | 0.01815 | 117.7873 | 12
[12 empty] | Valles Caldera - Sulphur Springs | NM | 225 | 0 | 3967.0227 | 0.021004 | 135.6208 | 31
[12 empty] | North Brawley | CA | 250 | 74.05 | 3000 | 0.016071 | 105.0716 | 10
[12 empty] | Roosevelt HS | UT | 250 | 85.53 | 3000 | 0.015927 | 104.2146 | 25
[12 empty] | South Brawley (Mesquite) | CA | 250 | 42.3 | 3020.6718 | 0.016548 | 107.8685 | 10
[12 empty] | Medicine Lake (Glass Mt.) | CA | 255 | 0 | 3000 | 0.01633 | 106.5679 | 8
[12 empty] | Newberry Caldera | OR | 275 | 124.16 | 3000 | 0.014886 | 97.6778 | 5
[12 empty] | Valles Caldera - Redondo | NM | 275 | 0 | 3000 | 0.015342 | 100.442 | 31
[12 empty] | Dixie Valley Power Partners | NV | 280 | 102.91 | 3000 | 0.014409 | 94.7513 | 12
[12 empty] | Coso area | CA | 285 | 289.23 | 3000 | 0.014184 | 93.3374 | 10
[12 empty] | East Brawley | CA | 285 | 358.52 | 3000 | 0.014713 | 96.5398 | 10
[12 empty] | Clear Lake (Sulphur Bank mine) | CA | 300 | 29.2 | 3000 | 0.015658 | 102.4237 | 9
[12 empty] | Salton Sea area | CA | 310 | 1829.97 | 4000 | 0.013451 | 88.4421 | 10

## Improved Tech INT2-All Barriers (hidden)
Include Barriers?
[12 empty] | All Barriers Included | 4 | 4 | ReEDS GEO Identified HYDRO | [7 empty] | ReEDS GEO Undiscovered HYDRO | [7 empty] | ReEDS GEO Near-Field EGS | [5 empty] | ReEDS GEO Deep EGS | [7 empty] | 3375274.6156
Capital Cost Reduction Curve | [5 empty] | Fixed O&M (FOM) Cost Reduction Curve | [7 empty] | (°C) | (MWe) | (2015 $/kW) | $/kWh | $/kW/year |  |  |  | (°C) | (MWe) | (2015 $/kW) | $/kWh | $/kW/year |  |  |  | (°C) | (MWe) | (2015 $/kW) | $/kWh | $/kW/year |  |  | (°C) | (2015 $/kW) | $/kWh | $/kW/year |  |  | POWER CONTROL REGION
| geohydro | undisc | NF-EGS | shallow-egs | deep-egs |  | geohydro | undisc | NF-EGS | shallow-egs | deep-egs | Site Name | STATE | Temp | CAPACITY | Capital Costs | O&M Costs | O&M Costs | POWER CONTROL REGION | Site Name | STATE | Temp | CAPACITY | Capital Costs | O&M Costs | O&M Costs | POWER CONTROL REGION | Site Name | STATE | Temp | CAPACITY | Capital Costs | O&M Costs | O&M Costs | POWER CONTROL REGION | Site Name | Temp | Capital Costs | O&M Costs | O&M Costs |  | Total | Temp/Depth | 1 | 2 | 3 | 4 | 5 | 6 | 7 | 8 | 9 | 10 | 11 | 12 | 13 | 14 | 15 | 16 | 17 | 18 | 19 | 20 | 21 | 22 | 23 | 24 | 25 | 26 | 27 | 28 | 29 | 30 | 31 | 32 | 33 | 34 | 35 | 36 | 37 | 38 | 39 | 40 | 41 | 47 | 48 | 49 | 50 | 51 | 52 | 53 | 55 | 56 | 57 | 58 | 59 | 60 | 61 | 63 | 64 | 65 | 66 | 67 | 69 | 70 | 71 | 77 | 78 | 80 | 81 | 82 | 83 | 84 | 85 | 86 | 87 | 88 | 89 | 90 | 91 | 92 | 93 | 94 | 95 | 96 | 98 | 99 | 101 | 103 | 105 | 107 | 109 | 110 | 111 | 112 | 115 | 116 | 117 | 118 | 119 | 120 | 121 | 122 | 123 | 124 | 127 | 129 | 130 | 131 | 134 | 135 | 136
2010 | 1 | 1 | 1 |  | 1 | 2010 | 1 | 1 | 1 |  | 1 | Boyes HS | CA | 110 | 8.37 | 17795.8232 | 0.088637 | 540.7512 | 9 | Undiscovered <140 - AZ | AZ | 110 | 864.415 | 16415.3493 | 0.081387 | 494.5378 | 28 | NF-EGS Beowawe HS | NV | 185 | 43.2 | 4608.3475 | 0.02441 | 159.5705 | 12 | 4k-150 | 150 | 8239.9291 | 0.038651 | 244.7374 | Capacity (MWe) | 47934.3971 | 4k-150 | 0 | 0 | 0 | 0 | 2574.5865 | 1103.9364 | 468.7093 | 187.0509 | 455.313 | 2008.6255 | 55.1808 | 1362.988 | 90.2937 | 0 | 2632.235 | 4411.8449 | 0 | 0 | 0 | 0 | 4.7484 | 0 | 0 | 0 | 482.8802 | 0 | 1210.8553 | 8948.3063 | 0 | 1685.443 | 11308.9601 | 0 | 2439.4049 | 1762.4565 | 620.3138 | 0 | 0 | 0 | 0 | 0 | 0 | 0 | 0 | 0 | 0 | 0 | 0 | 0 | 0 | 0 | 0 | 712.8984 | 22.5747 | 0 | 457.5417 | 0 | 184.5612 | 2428.9926 | 309.6538 | 0 | 0 | 0 | 0 | 0 | 0 | 0 | 0 | 0 | 0 | 0 | 4.0422 | 0 | 0 | 0 | 0 | 0 | 0 | 0 | 0 | 0 | 0 | 0 | 0 | 0 | 0 | 0 | 0 | 0 | 0 | 0 | 0 | 0 | 0 | 0 | 0 | 0 | 0 | 0 | 0 | 0 | 0 | 0 | 0 | 0 | 0 | 0 | 0 | 0 | 0
2012 | 1 | 1 | 1 |  | 1 | 2012 | 1 | 1 | 1 |  | 1 | Clark Ranch | OR | 110 | 7.09 | 18093.2131 | 0.089896 | 548.2314 | 7 | Undiscovered <140 - CA | CA | 114.6467 | 112.8175 | 13758.2091 | 0.068901 | 422.4413 | 8 | NF-EGS Blue Mountain | NV | 175 | 43.4 | 5253.5014 | 0.026873 | 174.1635 | 12 | 4k-175 | 175 | 6041.4828 | 0.028318 | 186.7244 |  | 1844.8832 | 4k-175 | 0 | 0 | 0 | 0 | 0 | 0 | 0 | 0 | 123.0512 | 1259.3368 | 0 | 0 | 0 | 0 | 180.2286 | 113.2078 | 0 | 0 | 0 | 0 | 0 | 0 | 0 | 0 | 0 | 0 | 0 | 0 | 0 | 0 | 136.4946 | 0 | 0 | 32.5642 | 0 | 0 | 0 | 0 | 0 | 0 | 0 | 0 | 0 | 0 | 0 | 0 | 0 | 0 | 0 | 0 | 0 | 0 | 0 | 0 | 0 | 0 | 0 | 0 | 0 | 0 | 0 | 0 | 0 | 0 | 0 | 0 | 0 | 0 | 0 | 0 | 0 | 0 | 0 | 0 | 0 | 0 | 0 | 0 | 0 | 0 | 0 | 0 | 0 | 0 | 0 | 0 | 0 | 0 | 0 | 0 | 0 | 0 | 0 | 0 | 0 | 0 | 0 | 0 | 0 | 0 | 0 | 0 | 0 | 0 | 0 | 0 | 0 | 0 | 0
2014 | 1 | 1 | 1 |  | 1 | 2014 | 1 | 1 | 1 |  | 1 | Clifton Hot Springs | AZ | 110 | 14.45 | 16986.6077 | 0.084875 | 518.0021 | 28 | Undiscovered <140 - CA | CA | 114.6467 | 32.6818 | 13758.2091 | 0.068901 | 422.4413 | 9 | NF-EGS Brady HS | NV | 170 | 25.1981 | 5816.582 | 0.030001 | 193.6543 | 12 | 4k-200 | 200 | 4701.1436 | 0.022796 | 151.1164 |  | 13.5712 | 4k-200 | 0 | 0 | 0 | 0 | 0 | 0 | 0 | 0 | 0 | 0 | 0 | 0 | 0 | 0 | 0 | 13.5712 | 0 | 0 | 0 | 0 | 0 | 0 | 0 | 0 | 0 | 0 | 0 | 0 | 0 | 0 | 0 | 0 | 0 | 0 | 0 | 0 | 0 | 0 | 0 | 0 | 0 | 0 | 0 | 0 | 0 | 0 | 0 | 0 | 0 | 0 | 0 | 0 | 0 | 0 | 0 | 0 | 0 | 0 | 0 | 0 | 0 | 0 | 0 | 0 | 0 | 0 | 0 | 0 | 0 | 0 | 0 | 0 | 0 | 0 | 0 | 0 | 0 | 0 | 0 | 0 | 0 | 0 | 0 | 0 | 0 | 0 | 0 | 0 | 0 | 0 | 0 | 0 | 0 | 0 | 0 | 0 | 0 | 0 | 0 | 0 | 0 | 0 | 0 | 0 | 0 | 0 | 0 | 0 | 0
2016 | #REF! | #REF! | #REF! |  | #REF! | 2016 | #REF! | #REF! | #REF! |  | #REF! | Colado area | NV | 110 | 10.78 | 16880.4088 | 0.086165 | 524.3878 | 12 | Undiscovered <140 - CA | CA | 114.6467 | 75.6658 | 13758.2091 | 0.068901 | 422.4413 | 10 | NF-EGS Coso 1 | CA | 300 | 45 | 3800 | 0.015594 | 106.7128 | 10 | 5k-150 | 150 | 8485.7064 | 0.038487 | 244.6514 |  | 501321.1496 | 5k-150 | 59.934 | 3072.1556 | 5543.6016 | 865.3523 | 12027.8311 | 1564.29 | 18406.9986 | 3070.4081 | 15502.0803 | 13776.9473 | 324.7296 | 75008.719 | 1815.536 | 495.517 | 6653.9921 | 8026.4974 | 7692.6191 | 1773.6022 | 5415.202 | 6525.0393 | 1110.2187 | 0 | 0 | 2149.2657 | 21867.2891 | 118.7792 | 4524.7578 | 30290.5416 | 1990.1772 | 3259.14 | 38644.0332 | 13.3186 | 24293.2371 | 27245.4505 | 15276.501 | 19118.7013 | 474.0416 | 8870.676 | 5147.3395 | 662.6721 | 0 | 0 | 0 | 0 | 19.2326 | 0 | 0 | 0 | 0 | 0.1218 | 8729.5389 | 12050.7786 | 1275.3158 | 0 | 7894.6163 | 22002.3864 | 12433.8902 | 24250.4126 | 7317.3628 | 1001.69 | 0 | 0 | 0 | 0 | 0 | 0 | 0 | 0 | 0 | 0 | 55.843 | 8452.4854 | 75.401 | 8.1698 | 0 | 0 | 1.7255 | 0 | 0 | 0 | 0 | 0 | 0 | 27.8975 | 0 | 0 | 0 | 0 | 0 | 0 | 0 | 0 | 53.9508 | 2879.328 | 13.0723 | 100.7376 | 0 | 0 | 0 | 0 | 0 | 0 | 0 | 0 | 0 | 0 | 0 | 0 | 0
2018 | #REF! | #REF! | #REF! |  | #REF! | 2018 | #REF! | #REF! | #REF! |  | #REF! | Dyke Hot Springs area | NV | 110 | 5.43 | 18808.7028 | 0.093008 | 565.6422 | 12 | Undiscovered <140 - CO | CO | 110.0116 | 164.3374 | 16407.9006 | 0.081349 | 494.3324 | 33 | NF-EGS Coso 2 | CA | 250 | 43.5704 | 3800 | 0.018468 | 125.7697 | 10 | 5k-175 | 175 | 6227.6826 | 0.028083 | 185.9377 |  | 149789.9652 | 5k-175 | 0 | 0.0088 | 0 | 0 | 5128.4035 | 4159.4962 | 3623.183 | 4043.4869 | 1334.4172 | 3818.0115 | 115.749 | 16407.4641 | 743.2792 | 0 | 4602.8814 | 8163.3252 | 0 | 63.5495 | 0 | 0 | 40.49 | 0 | 0 | 0 | 14516.3043 | 0 | 3955.7268 | 21379.3625 | 296.718 | 5770.1284 | 26477.4908 | 0 | 3553.6645 | 9186.4964 | 1130.5642 | 275.4261 | 0 | 0 | 0 | 0 | 0 | 0 | 0 | 0 | 0 | 0 | 0 | 0 | 0 | 0 | 29.1691 | 1650.4758 | 270.3879 | 0 | 1388.96 | 176.1096 | 577.8369 | 6256.3488 | 649.1325 | 0 | 0 | 0 | 0 | 0 | 0 | 0 | 0 | 0 | 0 | 0 | 5.9171 | 0 | 0 | 0 | 0 | 0 | 0 | 0 | 0 | 0 | 0 | 0 | 0 | 0 | 0 | 0 | 0 | 0 | 0 | 0 | 0 | 0 | 0 | 0 | 0 | 0 | 0 | 0 | 0 | 0 | 0 | 0 | 0 | 0 | 0 | 0 | 0 | 0 | 0
2020 | #REF! | #REF! | #REF! |  | #REF! | 2020 | #REF! | #REF! | #REF! |  | #REF! | Fort Bidwell | CA | 110 | 9.14 | 16820.023 | 0.087073 | 528.7443 | 8 | Undiscovered <140 - CO | CO | 110.0116 | 373.7443 | 16407.9006 | 0.081349 | 494.3324 | 34 | NF-EGS Coso 3 | CA | 325 | 66.7469 | 3800 | 0.015782 | 107.968 | 10 | 5k-200 | 200 | 4844.544 | 0.022609 | 150.0126 |  | 7284.3445 | 5k-200 | 0 | 0 | 0 | 0 | 105.701 | 0 | 14.3523 | 0 | 284.9977 | 3581.7899 | 18.2027 | 0 | 0 | 0 | 769.4162 | 334.1449 | 0 | 0 | 0 | 0 | 1.4003 | 0 | 0 | 0 | 0 | 0 | 18.3164 | 263.6315 | 0 | 0.3295 | 1628.4239 | 0 | 24.4517 | 239.1865 | 0 | 0 | 0 | 0 | 0 | 0 | 0 | 0 | 0 | 0 | 0 | 0 | 0 | 0 | 0 | 0 | 0 | 0 | 0 | 0 | 0 | 0 | 0 | 0 | 0 | 0 | 0 | 0 | 0 | 0 | 0 | 0 | 0 | 0 | 0 | 0 | 0 | 0 | 0 | 0 | 0 | 0 | 0 | 0 | 0 | 0 | 0 | 0 | 0 | 0 | 0 | 0 | 0 | 0 | 0 | 0 | 0 | 0 | 0 | 0 | 0 | 0 | 0 | 0 | 0 | 0 | 0 | 0 | 0 | 0 | 0 | 0 | 0 | 0 | 0
2022 | #REF! | #REF! | #REF! |  | #REF! | 2022 | #REF! | #REF! | #REF! |  | #REF! | Gillard (Morenci) Hot Springs | AZ | 110 | 11.8 | 17229.8741 | 0.085914 | 524.8113 | 28 | Undiscovered <140 - ID | ID | 109.1697 | 470.2518 | 17079.0194 | 0.084336 | 511.0818 | 15 | NF-EGS Coso 4 | CA | 175 | 24.6663 | 5390.1194 | 0.028645 | 185.6817 | 10 | 5k-225 | 225 | 4539.9462 | 0.024053 | 164.137 |  | 144.335 | 5k-225 | 0 | 0 | 0 | 0 | 0 | 0 | 0 | 0 | 8.7241 | 0 | 0 | 0 | 0 | 0 | 0 | 73.411 | 0 | 0 | 0 | 0 | 0 | 0 | 0 | 0 | 0 | 0 | 0 | 0 | 0 | 0 | 62.1999 | 0 | 0 | 0 | 0 | 0 | 0 | 0 | 0 | 0 | 0 | 0 | 0 | 0 | 0 | 0 | 0 | 0 | 0 | 0 | 0 | 0 | 0 | 0 | 0 | 0 | 0 | 0 | 0 | 0 | 0 | 0 | 0 | 0 | 0 | 0 | 0 | 0 | 0 | 0 | 0 | 0 | 0 | 0 | 0 | 0 | 0 | 0 | 0 | 0 | 0 | 0 | 0 | 0 | 0 | 0 | 0 | 0 | 0 | 0 | 0 | 0 | 0 | 0 | 0 | 0 | 0 | 0 | 0 | 0 | 0 | 0 | 0 | 0 | 0 | 0 | 0 | 0 | 0
2024 | #REF! | #REF! | #REF! |  | #REF! | 2024 | #REF! | #REF! | #REF! |  | #REF! | Gregson (Fairmont) Hot Springs | MT | 110 | 7.1 | 18090.1572 | 0.089884 | 548.1606 | 17 | Undiscovered <140 - ID | ID | 109.1697 | 165.8008 | 17079.0194 | 0.084336 | 511.0818 | 16 | NF-EGS Cove Fort - Sulphurdale | UT | 155 | 0 | 7139.2988 | 0.037307 | 236.9735 | 25 | 5k-250 | 250 | 3914.9939 | 0.0212 | 143.94 |  | 0 | 5k-250 | 0 | 0 | 0 | 0 | 0 | 0 | 0 | 0 | 0 | 0 | 0 | 0 | 0 | 0 | 0 | 0 | 0 | 0 | 0 | 0 | 0 | 0 | 0 | 0 | 0 | 0 | 0 | 0 | 0 | 0 | 0 | 0 | 0 | 0 | 0 | 0 | 0 | 0 | 0 | 0 | 0 | 0 | 0 | 0 | 0 | 0 | 0 | 0 | 0 | 0 | 0 | 0 | 0 | 0 | 0 | 0 | 0 | 0 | 0 | 0 | 0 | 0 | 0 | 0 | 0 | 0 | 0 | 0 | 0 | 0 | 0 | 0 | 0 | 0 | 0 | 0 | 0 | 0 | 0 | 0 | 0 | 0 | 0 | 0 | 0 | 0 | 0 | 0 | 0 | 0 | 0 | 0 | 0 | 0 | 0 | 0 | 0 | 0 | 0 | 0 | 0 | 0 | 0 | 0 | 0 | 0 | 0 | 0 | 0
2026 | #REF! | #REF! | #REF! |  | #REF! | 2026 | #REF! | #REF! | #REF! |  | #REF! | Jemez Springs (Ojos Calientes) | NM | 110 | 8.62 | 17740.666 | 0.088407 | 539.3717 | 31 | Undiscovered <140 - MT | MT | 106.7457 | 410.1495 | 18773.5339 | 0.093228 | 559.0603 | 17 | NF-EGS Desert Peak | NV | 185 | 26.3685 | 4960.5928 | 0.0256 | 169.3815 | 12 | 5k-275 | 275 | 3481.1536 | 0.019088 | 130.0913 |  | 0 | 5k-275 | 0 | 0 | 0 | 0 | 0 | 0 | 0 | 0 | 0 | 0 | 0 | 0 | 0 | 0 | 0 | 0 | 0 | 0 | 0 | 0 | 0 | 0 | 0 | 0 | 0 | 0 | 0 | 0 | 0 | 0 | 0 | 0 | 0 | 0 | 0 | 0 | 0 | 0 | 0 | 0 | 0 | 0 | 0 | 0 | 0 | 0 | 0 | 0 | 0 | 0 | 0 | 0 | 0 | 0 | 0 | 0 | 0 | 0 | 0 | 0 | 0 | 0 | 0 | 0 | 0 | 0 | 0 | 0 | 0 | 0 | 0 | 0 | 0 | 0 | 0 | 0 | 0 | 0 | 0 | 0 | 0 | 0 | 0 | 0 | 0 | 0 | 0 | 0 | 0 | 0 | 0 | 0 | 0 | 0 | 0 | 0 | 0 | 0 | 0 | 0 | 0 | 0 | 0 | 0 | 0 | 0 | 0 | 0 | 0
2028 | #REF! | #REF! | #REF! |  | #REF! | 2028 | #REF! | #REF! | #REF! |  | #REF! | Kellog HS | CA | 110 | 5.37 | 18849.0651 | 0.09315 | 566.483 | 8 | Undiscovered <140 - NM | NM | 110.2518 | 299.7374 | 16923.7705 | 0.081764 | 498.8028 | 31 | NF-EGS Dixie Valley | NV | 190 | 104 | 4745.888 | 0.024863 | 163.5898 | 12 | 6k-150 | 150 | 8869.2503 | 0.039224 | 249.536 |  | 365522.099 | 6k-150 | 3670.8761 | 9225.633 | 14780.7999 | 4481.5199 | 8089.8271 | 394.6502 | 1251.6256 | 259.8112 | 8924.8779 | 8639.9599 | 1124.811 | 2641.9326 | 0 | 7504.056 | 4464.7022 | 0 | 6514.2451 | 21707.1943 | 2249.8559 | 15931.0669 | 4118.1682 | 71.575 | 317.268 | 5537.0794 | 6509.2044 | 1821.1375 | 526.1103 | 7754.2506 | 1438.278 | 0 | 20738.5468 | 262.3048 | 12099.0056 | 16896.8446 | 20083.5794 | 15064.1099 | 9397.0918 | 13604.731 | 13307.5323 | 4947.5089 | 308.4466 | 414.5521 | 1072.1327 | 0 | 265.9364 | 0.6139 | 0 | 0 | 0 | 23.8484 | 177.2599 | 9147.6124 | 0 | 207.0246 | 6200.3418 | 12758.1601 | 5614.3181 | 21097.4653 | 9316.6521 | 4976.1042 | 0 | 0 | 0 | 0 | 0 | 0 | 0 | 0 | 0 | 0 | 190.5624 | 2612.5226 | 289.4808 | 38.8764 | 4.6816 | 0 | 144.3861 | 0 | 0 | 0 | 0 | 0 | 2.5454 | 174.6972 | 0 | 0 | 0 | 0 | 0 | 3.1244 | 0 | 0 | 2214.4 | 5045.8825 | 2763.5901 | 2245.5419 | 0 | 0 | 0 | 1856.0672 | 0 | 0 | 3.5006 | 0 | 0 | 0 | 0 | 0 | 0
2030 | #REF! | #REF! | #REF! |  | #REF! | 2030 | #REF! | #REF! | #REF! |  | #REF! | Latty Hot Springs | ID | 110 | 6.35 | 18344.1859 | 0.09085 | 553.8952 | 15 | Undiscovered <140 - NV | NV | 118.6191 | 477.1998 | 12096.5328 | 0.060987 | 375.9373 | 12 | NF-EGS East Mesa | CA | 170 | 42 | 5564.686 | 0.028364 | 182.9799 | 10 | 6k-175 | 175 | 6493.0201 | 0.028858 | 188.3602 |  | 486178.3741 | 6k-175 | 371.8061 | 5683.6289 | 10771.2333 | 2746.6136 | 15673.9442 | 428.2399 | 19329.1205 | 1385.5644 | 16232.7596 | 14281.0653 | 349.462 | 67006.1079 | 1380.2 | 2046.7404 | 7645.1819 | 5742.8293 | 12698.5177 | 2361.4765 | 4115.2729 | 4832.5949 | 1429.3843 | 0 | 0 | 1268.5926 | 18290.1976 | 139.8125 | 4487.7525 | 26032.0791 | 2074.2057 | 2201.0939 | 34241.1877 | 9.2028 | 25909.1003 | 24034.8656 | 13096.7546 | 17824.8366 | 239.544 | 9478.7426 | 1936.8002 | 829.579 | 0 | 0 | 0 | 0 | 19.0991 | 0 | 0 | 0 | 0 | 0 | 9882.5944 | 12746.8535 | 1268.5158 | 0 | 8419.7789 | 22300.3372 | 11500.5651 | 22947.5601 | 5755.9335 | 847.7028 | 0 | 0 | 0 | 0 | 0 | 0 | 0 | 0 | 0 | 0 | 29.7412 | 8007.8614 | 62.3112 | 6.951 | 0 | 0 | 0 | 0 | 0 | 0 | 0 | 0 | 0 | 31.7017 | 0 | 0 | 0 | 0 | 0 | 0 | 0 | 0 | 32.7737 | 3710.63 | 1.3726 | 0 | 0 | 0 | 0 | 0 | 0 | 0 | 0 | 0 | 0 | 0 | 0 | 0 | 0
2032 | #REF! | #REF! | #REF! |  | #REF! | 2032 | #REF! | #REF! | #REF! |  | #REF! | Magic Reservoir area | ID | 110 | 9.06 | 17324.5452 | 0.087623 | 533.6894 | 15 | Undiscovered <140 - OR | OR | 114.7896 | 15.6882 | 13480.4768 | 0.068298 | 418.4057 | 5 | NF-EGS Fallon Area | NV | 175 | 37.1 | 5314.8924 | 0.027315 | 177.0827 | 12 | 6k-200 | 200 | 5039.2583 | 0.022771 | 151.0372 |  | 239972.4434 | 6k-200 | 0 | 212.4749 | 21.8977 | 0 | 4561.2054 | 5674.1947 | 9378.8339 | 6124.1941 | 4457.3716 | 6607.6793 | 146.4144 | 42574.8503 | 2467.6992 | 0.342 | 5584.8779 | 8809.0349 | 193.8464 | 185.2758 | 0 | 0 | 67.8207 | 0 | 0 | 0 | 28174.0801 | 0 | 5193.8263 | 29970.6598 | 512.7102 | 8807.4465 | 36523.755 | 0 | 4397.7577 | 15111.6812 | 809.7043 | 182.206 | 0 | 0 | 0 | 0 | 0 | 0 | 0 | 0 | 0 | 0 | 0 | 0 | 0 | 0 | 14.7913 | 1624.6582 | 529.1494 | 0 | 2340.026 | 93.1871 | 730.87 | 7267.1719 | 606.4072 | 0 | 0 | 0 | 0 | 0 | 0 | 0 | 0 | 0 | 0 | 0 | 7.5444 | 6.7976 | 0 | 0 | 0 | 0 | 0 | 0 | 0 | 0 | 0 | 0 | 0 | 0 | 0 | 0 | 0 | 0 | 0 | 0 | 0 | 0 | 0 | 0 | 0 | 0 | 0 | 0 | 0 | 0 | 0 | 0 | 0 | 0 | 0 | 0 | 0 | 0 | 0
2034 | #REF! | #REF! | #REF! |  | #REF! | 2034 | #REF! | #REF! | #REF! |  | #REF! | Newcastle area | UT | 110 | 12.27 | 16402.466 | 0.085012 | 516.3548 | 25 | Undiscovered <140 - OR | OR | 114.7896 | 21.1923 | 13480.4768 | 0.068298 | 418.4057 | 6 | NF-EGS Great Boiling Springs (Gerlach) | NV | 165 | 29.4 | 5907.0431 | 0.03101 | 199.0137 | 12 | 6k-225 | 225 | 4783.4573 | 0.0248 | 168.9959 |  | 31003.2198 | 6k-225 | 0 | 0 | 0 | 0 | 2724.2295 | 684.4257 | 302.2651 | 129.1878 | 273.7042 | 1212.536 | 58.4474 | 567.7535 | 10.6076 | 0 | 3180.6075 | 5697.1126 | 0 | 0 | 0 | 0 | 1.2083 | 0 | 0 | 0 | 232.2305 | 0 | 586.6938 | 4348.6451 | 0 | 320.397 | 8005.6193 | 0 | 1045.6843 | 1563.2878 | 0 | 0 | 0 | 0 | 0 | 0 | 0 | 0 | 0 | 0 | 0 | 0 | 0 | 0 | 0 | 0 | 0 | 0 | 0 | 0 | 58.5768 | 0 | 0 | 0 | 0 | 0 | 0 | 0 | 0 | 0 | 0 | 0 | 0 | 0 | 0 | 0 | 0 | 0 | 0 | 0 | 0 | 0 | 0 | 0 | 0 | 0 | 0 | 0 | 0 | 0 | 0 | 0 | 0 | 0 | 0 | 0 | 0 | 0 | 0 | 0 | 0 | 0 | 0 | 0 | 0 | 0 | 0 | 0 | 0 | 0 | 0 | 0 | 0 | 0 | 0
2036 | #REF! | #REF! | #REF! |  | #REF! | 2036 | #REF! | #REF! | #REF! |  | #REF! | Olene Hot Springs | OR | 110 | 8.26 | 17821.0664 | 0.088741 | 541.3767 | 6 | Undiscovered <140 - OR | OR | 114.7896 | 349.3343 | 13480.4768 | 0.068298 | 418.4057 | 7 | NF-EGS Heber | CA | 180 | 24.5 | 5260.1878 | 0.027052 | 178.2758 | 10 | 6k-250 | 250 | 4102.5146 | 0.021798 | 147.7022 |  | 3718.6662 | 6k-250 | 0 | 0 | 0 | 0 | 0 | 0 | 0 | 0 | 130.5975 | 3105.265 | 0 | 0 | 0 | 0 | 27.76 | 163.9393 | 0 | 0 | 0 | 0 | 0 | 0 | 0 | 0 | 0 | 0 | 0 | 0 | 0 | 0 | 253.3728 | 0 | 0 | 37.7316 | 0 | 0 | 0 | 0 | 0 | 0 | 0 | 0 | 0 | 0 | 0 | 0 | 0 | 0 | 0 | 0 | 0 | 0 | 0 | 0 | 0 | 0 | 0 | 0 | 0 | 0 | 0 | 0 | 0 | 0 | 0 | 0 | 0 | 0 | 0 | 0 | 0 | 0 | 0 | 0 | 0 | 0 | 0 | 0 | 0 | 0 | 0 | 0 | 0 | 0 | 0 | 0 | 0 | 0 | 0 | 0 | 0 | 0 | 0 | 0 | 0 | 0 | 0 | 0 | 0 | 0 | 0 | 0 | 0 | 0 | 0 | 0 | 0 | 0 | 0
2038 | #REF! | #REF! | #REF! |  | #REF! | 2038 | #REF! | #REF! | #REF! |  | #REF! | Owl Creek Hot Springs | ID | 110 | 7.83 | 18218.0222 | 0.08954 | 546.9958 | 15 | Undiscovered <140 - UT | UT | 111.2484 | 207.2805 | 15098.7009 | 0.077315 | 467.3067 | 25 | NF-EGS Hot Sulphur Springs - Tuscarora | NV | 150 | 0 | 7665.4365 | 0.039546 | 251.8941 | 12 | 6k-275 | 275 | 3637.5669 | 0.019589 | 133.2495 |  | 32.2655 | 6k-275 | 0 | 0 | 0 | 0 | 0 | 0 | 0 | 0 | 0 | 0 | 0 | 0 | 0 | 0 | 0 | 21.9464 | 0 | 0 | 0 | 0 | 0 | 0 | 0 | 0 | 0 | 0 | 0 | 0 | 0 | 0 | 10.3191 | 0 | 0 | 0 | 0 | 0 | 0 | 0 | 0 | 0 | 0 | 0 | 0 | 0 | 0 | 0 | 0 | 0 | 0 | 0 | 0 | 0 | 0 | 0 | 0 | 0 | 0 | 0 | 0 | 0 | 0 | 0 | 0 | 0 | 0 | 0 | 0 | 0 | 0 | 0 | 0 | 0 | 0 | 0 | 0 | 0 | 0 | 0 | 0 | 0 | 0 | 0 | 0 | 0 | 0 | 0 | 0 | 0 | 0 | 0 | 0 | 0 | 0 | 0 | 0 | 0 | 0 | 0 | 0 | 0 | 0 | 0 | 0 | 0 | 0 | 0 | 0 | 0 | 0
2040 | #REF! | #REF! | #REF! |  | #REF! | 2040 | #REF! | #REF! | #REF! |  | #REF! | Routt | CO | 110 | 8.29 | 17814.1206 | 0.088712 | 541.205 | 33 | Undiscovered <140 - WA | WA | 115 | 73.9944 | 13684.617 | 0.068207 | 418.8442 | 1 | NF-EGS Long Valley (Mammoth) | CA | 175 | 0 | 5363.244 | 0.027625 | 179.1117 | 10 | 6k-300 | 300 | 3276.1485 | 0.017906 | 122.0804 |  | 0 | 6k-300 | 0 | 0 | 0 | 0 | 0 | 0 | 0 | 0 | 0 | 0 | 0 | 0 | 0 | 0 | 0 | 0 | 0 | 0 | 0 | 0 | 0 | 0 | 0 | 0 | 0 | 0 | 0 | 0 | 0 | 0 | 0 | 0 | 0 | 0 | 0 | 0 | 0 | 0 | 0 | 0 | 0 | 0 | 0 | 0 | 0 | 0 | 0 | 0 | 0 | 0 | 0 | 0 | 0 | 0 | 0 | 0 | 0 | 0 | 0 | 0 | 0 | 0 | 0 | 0 | 0 | 0 | 0 | 0 | 0 | 0 | 0 | 0 | 0 | 0 | 0 | 0 | 0 | 0 | 0 | 0 | 0 | 0 | 0 | 0 | 0 | 0 | 0 | 0 | 0 | 0 | 0 | 0 | 0 | 0 | 0 | 0 | 0 | 0 | 0 | 0 | 0 | 0 | 0 | 0 | 0 | 0 | 0 | 0 | 0
2042 | #REF! | #REF! | #REF! |  | #REF! | 2042 | #REF! | #REF! | #REF! |  | #REF! | Rowland Hot Springs | NV | 110 | 5.85 | 18547.8098 | 0.091789 | 559.0272 | 12 | Undiscovered <140 - WY | WY | 120 | 35.2831 | 11697.6747 | 0.058678 | 363.0918 | 21 | NF-EGS Raft River | ID | 150 | 28.2 | 7427.4814 | 0.037609 | 237.0486 | 16 | 7k-150 | 150 | 9266.6968 | 0.040134 | 255.4582 |  | 353294.6777 | 7k-150 | 1149.2637 | 396.8314 | 0 | 0 | 604.7525 | 687.126 | 0 | 296.1351 | 6313.9775 | 3777.7929 | 569.9126 | 0 | 0 | 0 | 0 | 0 | 0 | 14461.4633 | 791.361 | 12893.5399 | 19426.3682 | 1119.1791 | 4974.6621 | 10293.338 | 5351.64 | 0 | 0 | 8863.232 | 3724.48 | 0 | 13331.6622 | 1887.1828 | 9195.0922 | 12110.7724 | 5228.4981 | 7273.0646 | 12904.1551 | 30983.5868 | 15249.563 | 26568.8788 | 1442.7118 | 1072.0348 | 2278.9841 | 0 | 483.6936 | 0 | 46.4044 | 0.671 | 15.0391 | 273.1176 | 40.0178 | 17410.9762 | 0 | 6753.4441 | 10319.2481 | 15793.7201 | 2058.8584 | 8471.8143 | 4193.8183 | 2161.9575 | 0.6873 | 125.5392 | 4.1903 | 76.022 | 0 | 8.6492 | 23.8894 | 0 | 1.1349 | 0 | 181.9699 | 0 | 94.7632 | 48.0694 | 157.2576 | 76.6148 | 134.5104 | 74.3613 | 3.5732 | 307.6684 | 508.8474 | 8923.9242 | 116.0229 | 4627.0291 | 33.2969 | 0 | 0 | 31.0935 | 3.6873 | 18.8411 | 247.7582 | 145.0191 | 7625.1529 | 3539.0929 | 7285.7003 | 1583.92 | 729.3888 | 378.5482 | 105.711 | 12642.7426 | 9.9816 | 1.6517 | 0 | 0 | 0 | 8.3685 | 165.9765 | 0 | 0
2044 | #REF! | #REF! | #REF! |  | #REF! | 2044 | #REF! | #REF! | #REF! |  | #REF! | Sonoma Mission Inn | CA | 110 | 6.28 | 18370.7855 | 0.090949 | 554.4792 | 9 | Undiscovered >=140, <=190 - CA | CA | 166.0034 | 139.9639 | 5272.3593 | 0.028566 | 180.9232 | 8 | NF-EGS Roosevelt HS | UT | 200 | 108 | 4333.7155 | 0.022872 | 151.5814 | 25 | 7k-175 | 175 | 6765.4075 | 0.029341 | 191.5447 |  | 357489.3418 | 7k-175 | 2452.2526 | 8034.6513 | 8761.7661 | 2249.2989 | 7087.817 | 343.0262 | 425.4683 | 222.9536 | 8260.148 | 8406.6347 | 1183.686 | 1887.9953 | 0 | 5259.596 | 3813.48 | 0 | 4015.2286 | 19179.7192 | 5152.1759 | 15195.2876 | 4516.5916 | 0 | 0 | 5090.682 | 6123.3731 | 1785.3959 | 392.6762 | 8166.3905 | 1355.113 | 0 | 20361.4318 | 166.7273 | 16804.474 | 15863.5826 | 23198.0584 | 22566.4517 | 6462.7949 | 13886.9604 | 12356.9085 | 3628.4292 | 230.0815 | 400.6656 | 706.985 | 0 | 162.8913 | 0 | 0 | 0 | 0 | 4.9202 | 512.2158 | 9090.2311 | 0 | 0 | 5311.9381 | 16224.8763 | 8567.1108 | 22891.6515 | 9877.0207 | 4040.1819 | 0 | 0 | 0 | 0 | 0 | 0 | 0 | 0 | 0 | 0 | 249.1245 | 5318.2264 | 221.808 | 47.328 | 1.1327 | 0 | 92.0727 | 0 | 0 | 0 | 0 | 0 | 3.2063 | 115.6376 | 0 | 0 | 0 | 0 | 0 | 0.16128 | 0 | 0 | 805.646 | 5264.4461 | 773.0758 | 1181.1371 | 0 | 0 | 0 | 735.4223 | 0 | 0 | 2.9208 | 0 | 0 | 0 | 0 | 0 | 0
2046 | #REF! | #REF! | #REF! |  | #REF! | 2046 | #REF! | #REF! | #REF! |  | #REF! | Summer Lake Hot Springs | OR | 110 | 6.46 | 17731.6018 | 0.090078 | 547.5478 | 7 | Undiscovered >=140, <=190 - CA | CA | 166.0034 | 83.3515 | 5272.3593 | 0.028566 | 180.9232 | 9 | NF-EGS Salton Sea area 1 | CA | 175 | 18.6808 | 5718.5692 | 0.029644 | 192.5624 | 10 | 7k-200 | 200 | 5240.4895 | 0.023044 | 152.7893 |  | 461866.5431 | 7k-200 | 724.805 | 8584.8479 | 18477.3488 | 6109.179 | 19433.122 | 314.7192 | 18296.3698 | 851.748 | 16178.9756 | 15142.7994 | 319.4812 | 54598.6678 | 879.45 | 5040.8664 | 7994.0258 | 3636.2907 | 18337.212 | 3416.0594 | 2285.185 | 3046.3303 | 1425.6329 | 0 | 0 | 608.4331 | 17518.4694 | 177.8558 | 4269.1904 | 22833.6376 | 2153.5745 | 1107.3312 | 31853.3149 | 0 | 22699.0692 | 21186.5518 | 10381.2556 | 12101.9377 | 73.101 | 9314.0733 | 534.0422 | 952.9569 | 0 | 0 | 0 | 0 | 0 | 0 | 0 | 0 | 0 | 0 | 10705.5996 | 12318.5834 | 1226.352 | 0 | 8721.3108 | 19670.4854 | 9481.2727 | 21807.3652 | 4789.6893 | 503.935 | 0 | 0 | 0 | 0 | 0 | 0 | 0 | 0 | 0 | 0 | 24.7754 | 6562.3772 | 54.6636 | 10.145 | 0 | 0 | 0 | 0 | 0 | 0 | 0 | 0 | 0 | 10.2629 | 0 | 0 | 0 | 0 | 0 | 0 | 0 | 0 | 22.0398 | 3099.775 | 0 | 0 | 0 | 0 | 0 | 0 | 0 | 0 | 0 | 0 | 0 | 0 | 0 | 0 | 0
2048 | #REF! | #REF! | #REF! |  | #REF! | 2048 | #REF! | #REF! | #REF! |  | #REF! | White Licks Hot Springs | ID | 110 | 9.04 | 17328.4157 | 0.087639 | 533.7908 | 15 | Undiscovered >=140, <=190 - CA | CA | 166.0034 | 280.8094 | 5272.3593 | 0.028566 | 180.9232 | 10 | NF-EGS Salton Sea area 2 | CA | 325 | 50.0555 | 3800 | 0.014031 | 96.081 | 10 | 7k-225 | 225 | 5024.7572 | 0.02553 | 173.7622 |  | 288454.7344 | 7k-225 | 4.5716 | 487.4205 | 97.4763 | 0 | 4422.6449 | 5663.6709 | 14832.1764 | 6597.6039 | 8177.8486 | 8605.5649 | 232.6712 | 63435.3112 | 3420.0876 | 17.1589 | 6132.8665 | 11498.8188 | 575.559 | 164.548 | 0 | 0 | 81.4091 | 0 | 0 | 0 | 31974.1071 | 0 | 5708.9722 | 32700.5817 | 706.4542 | 10786.2713 | 38747.5809 | 0 | 5333.5799 | 13782.6773 | 518.4641 | 77.8918 | 0 | 0 | 0 | 0 | 0 | 0 | 0 | 0 | 0 | 0 | 0 | 0 | 0 | 0 | 0 | 1300.011 | 724.4434 | 0 | 2628.2324 | 14.5842 | 783.0761 | 7648.8723 | 539.5426 | 0 | 0 | 0 | 0 | 0 | 0 | 0 | 0 | 0 | 0 | 0 | 10.3525 | 0 | 0 | 0 | 0 | 0 | 0 | 0 | 0 | 0 | 0 | 0 | 0 | 0 | 0 | 0 | 0 | 0 | 0 | 0 | 0 | 0 | 0 | 21.6311 | 0 | 0 | 0 | 0 | 0 | 0 | 0 | 0 | 0 | 0 | 0 | 0 | 0 | 0 | 0
2050 | #REF! | #REF! | #REF! |  | #REF! | 2050 | #REF! | #REF! | #REF! |  | #REF! | Amedee | CA | 115 | 5.57 | 14929.2805 | 0.078358 | 478.3268 | 8 | Undiscovered >=140, <=190 - ID | ID | 147.702 | 305.2979 | 7001.8132 | 0.03558 | 221.0445 | 15 | NF-EGS Salton Sea area 3 | CA | 250 | 66.0675 | 3800 | 0.020073 | 136.7262 | 10 | 7k-250 | 250 | 4296.5949 | 0.022407 | 151.5398 |  | 70039.562 | 7k-250 | 0 | 0 | 0 | 0 | 4165.1723 | 1323.2468 | 900.8212 | 989.406 | 363.33 | 1094.5881 | 87.1798 | 4767.1624 | 83.2912 | 0 | 5407.0436 | 7752.0036 | 11.06 | 0 | 0 | 0 | 3.5485 | 0 | 0 | 0 | 2964.2348 | 0 | 1618.2158 | 10951.6786 | 0 | 1681.5413 | 16714.946 | 0 | 1858.599 | 6683.0117 | 0 | 0 | 0 | 0 | 0 | 0 | 0 | 0 | 0 | 0 | 0 | 0 | 0 | 0 | 0 | 0 | 0 | 0 | 54.1557 | 0 | 565.3256 | 0 | 0 | 0 | 0 | 0 | 0 | 0 | 0 | 0 | 0 | 0 | 0 | 0 | 0 | 0 | 0 | 0 | 0 | 0 | 0 | 0 | 0 | 0 | 0 | 0 | 0 | 0 | 0 | 0 | 0 | 0 | 0 | 0 | 0 | 0 | 0 | 0 | 0 | 0 | 0 | 0 | 0 | 0 | 0 | 0 | 0 | 0 | 0 | 0 | 0 | 0 | 0 | 0 | 0
[12 empty] | Arrowhead HS | CA | 115 | 7.07 | 15188.9354 | 0.076152 | 468.873 | 10 | Undiscovered >=140, <=190 - ID | ID | 147.702 | 136.6019 | 7001.8132 | 0.03558 | 221.0445 | 16 | NF-EGS Salton Sea area 4 | CA | 340 | 107.1634 | 3800 | 0.015351 | 104.7713 | 10 | 7k-275 | 275 | 3799.6699 | 0.020099 | 136.4751 |  | 8148.3195 | 7k-275 | 0 | 0 | 0 | 0 | 262.233 | 48.7305 | 0 | 0 | 245.7172 | 4306.7851 | 0 | 0 | 0 | 0 | 559.7482 | 1188.7008 | 0 | 0 | 0 | 0 | 0 | 0 | 0 | 0 | 0 | 0 | 0 | 568.289 | 0 | 0 | 689.442 | 0 | 124.478 | 154.1957 | 0 | 0 | 0 | 0 | 0 | 0 | 0 | 0 | 0 | 0 | 0 | 0 | 0 | 0 | 0 | 0 | 0 | 0 | 0 | 0 | 0 | 0 | 0 | 0 | 0 | 0 | 0 | 0 | 0 | 0 | 0 | 0 | 0 | 0 | 0 | 0 | 0 | 0 | 0 | 0 | 0 | 0 | 0 | 0 | 0 | 0 | 0 | 0 | 0 | 0 | 0 | 0 | 0 | 0 | 0 | 0 | 0 | 0 | 0 | 0 | 0 | 0 | 0 | 0 | 0 | 0 | 0 | 0 | 0 | 0 | 0 | 0 | 0 | 0 | 0
[12 empty] | Baker Hot Spring | WA | 115 | 22.7 | 13807.0539 | 0.069303 | 426.5234 | 1 | Undiscovered >=140, <=190 - NV | NV | 164.3917 | 1088.7166 | 5339.9829 | 0.029049 | 183.609 | 12 | NF-EGS San Emidio Desert area | NV | 170 | 45.5 | 5392.3663 | 0.028117 | 181.275 | 12 | 7k-300 | 300 | 3412.8716 | 0.018338 | 124.8098 |  | 1221.7233 | 7k-300 | 0 | 0 | 0 | 0 | 0 | 0 | 0 | 0 | 37.1673 | 967.3071 | 0 | 0 | 0 | 0 | 0 | 94.0002 | 0 | 0 | 0 | 0 | 0 | 0 | 0 | 0 | 0 | 0 | 0 | 0 | 0 | 0 | 123.2487 | 0 | 0 | 0 | 0 | 0 | 0 | 0 | 0 | 0 | 0 | 0 | 0 | 0 | 0 | 0 | 0 | 0 | 0 | 0 | 0 | 0 | 0 | 0 | 0 | 0 | 0 | 0 | 0 | 0 | 0 | 0 | 0 | 0 | 0 | 0 | 0 | 0 | 0 | 0 | 0 | 0 | 0 | 0 | 0 | 0 | 0 | 0 | 0 | 0 | 0 | 0 | 0 | 0 | 0 | 0 | 0 | 0 | 0 | 0 | 0 | 0 | 0 | 0 | 0 | 0 | 0 | 0 | 0 | 0 | 0 | 0 | 0 | 0 | 0 | 0 | 0 | 0 | 0
[12 empty] | Butte Springs (Trego) | NV | 115 | 7.28 | 15268.6465 | 0.076071 | 468.7538 | 12 | Undiscovered >=140, <=190 - OR | OR | 151.1151 | 7.2182 | 6341.6002 | 0.033741 | 209.9768 | 5 | NF-EGS Soda Lake area | NV | 175 | 33.6 | 5225.745 | 0.027614 | 178.9652 | 12 | 7k-325 | 325 | 3095.7091 | 0.016949 | 115.3899 |  | 0 | 7k-325 | 0 | 0 | 0 | 0 | 0 | 0 | 0 | 0 | 0 | 0 | 0 | 0 | 0 | 0 | 0 | 0 | 0 | 0 | 0 | 0 | 0 | 0 | 0 | 0 | 0 | 0 | 0 | 0 | 0 | 0 | 0 | 0 | 0 | 0 | 0 | 0 | 0 | 0 | 0 | 0 | 0 | 0 | 0 | 0 | 0 | 0 | 0 | 0 | 0 | 0 | 0 | 0 | 0 | 0 | 0 | 0 | 0 | 0 | 0 | 0 | 0 | 0 | 0 | 0 | 0 | 0 | 0 | 0 | 0 | 0 | 0 | 0 | 0 | 0 | 0 | 0 | 0 | 0 | 0 | 0 | 0 | 0 | 0 | 0 | 0 | 0 | 0 | 0 | 0 | 0 | 0 | 0 | 0 | 0 | 0 | 0 | 0 | 0 | 0 | 0 | 0 | 0 | 0 | 0 | 0 | 0 | 0 | 0 | 0
[12 empty] | Ennis (Thexton) Hot Springs | MT | 115 | 12.93 | 14356.5705 | 0.072149 | 444.9866 | 17 | Undiscovered >=140, <=190 - OR | OR | 151.1151 | 14.5302 | 6341.6002 | 0.033741 | 209.9768 | 6 | NF-EGS Steamboat | NV | 180 | 0 | 5946.9825 | 0.030578 | 199.2752 | 12 | 7k-350 | 350 | 2856.2211 | 0.015783 | 107.1779 |  | 0 | 7k-350 | 0 | 0 | 0 | 0 | 0 | 0 | 0 | 0 | 0 | 0 | 0 | 0 | 0 | 0 | 0 | 0 | 0 | 0 | 0 | 0 | 0 | 0 | 0 | 0 | 0 | 0 | 0 | 0 | 0 | 0 | 0 | 0 | 0 | 0 | 0 | 0 | 0 | 0 | 0 | 0 | 0 | 0 | 0 | 0 | 0 | 0 | 0 | 0 | 0 | 0 | 0 | 0 | 0 | 0 | 0 | 0 | 0 | 0 | 0 | 0 | 0 | 0 | 0 | 0 | 0 | 0 | 0 | 0 | 0 | 0 | 0 | 0 | 0 | 0 | 0 | 0 | 0 | 0 | 0 | 0 | 0 | 0 | 0 | 0 | 0 | 0 | 0 | 0 | 0 | 0 | 0 | 0 | 0 | 0 | 0 | 0 | 0 | 0 | 0 | 0 | 0 | 0 | 0 | 0 | 0 | 0 | 0 | 0 | 0
[12 empty] | Kahneetah Hot Springs | OR | 115 | 6.06 | 15259.6925 | 0.07767 | 476.2593 | 5 | Undiscovered >=140, <=190 - OR | OR | 151.1151 | 425.384 | 6341.6002 | 0.033741 | 209.9768 | 7 | NF-EGS Stillwater area | NV | 155 | 0 | 6617.4612 | 0.034323 | 217.6323 | 12
[12 empty] | Sharkey Hot Springs | ID | 115 | 9.99 | 14999.1792 | 0.074176 | 458.01 | 15 | Undiscovered >=140, <=190 - UT | UT | 150.3033 | 187.5182 | 6131.3627 | 0.03407 | 211.0525 | 25 | NF-EGS The Geysers 1 | CA | 340 | 70 | 3800 | 0.015351 | 104.7713 | 9
[12 empty] | Silver Star (Barkel's) Hot Springs | MT | 115 | 9.11 | 14845.7498 | 0.07439 | 458.625 | 17 | Undiscovered >190 - CA | CA | 290.2311 | 248.4677 | 3000 | 0.013848 | 93.3108 | 8 | NF-EGS The Geysers 2 | CA | 265 | 70 | 3800 | 0.018985 | 129.5899 | 9
[12 empty] | Surprise Valley HS | CA | 115 | 7.78 | 15134.6752 | 0.075554 | 465.655 | 8 | Undiscovered >190 - CA | CA | 290.2311 | 1966.4841 | 3000 | 0.013848 | 93.3108 | 9 | NF-EGS The Geysers 3 | CA | 180 | 70 | 5247.2252 | 0.026985 | 177.8037 | 9
[12 empty] | Trout Creek | OR | 115 | 9.13 | 14294.835 | 0.07337 | 451.8482 | 7 | Undiscovered >190 - CA | CA | 290.2311 | 6340.8624 | 4000 | 0.013848 | 93.3108 | 10 | NF-EGS The Geysers 4 | CA | 320 | 68 | 3800 | 0.01581 | 108.2926 | 9
[12 empty] | Vulcan Hot Springs | ID | 115 | 10.09 | 14710.5189 | 0.073754 | 454.7936 | 15 | Undiscovered >190 - NM | NM | 264.363 | 336.9067 | 3000 | 0.015537 | 104.2209 | 31 | NF-EGS The Geysers 5 | CA | 220 | 37 | 3853.3801 | 0.022278 | 150.7705 | 9
[12 empty] | Wabuska Hot Springs | NV | 115 | 5.98 | 15748.4261 | 0.078213 | 480.7924 | 12 | Undiscovered >190 - NV | NV | 221.2019 | 1999.1011 | 3398.3104 | 0.018018 | 120.1675 | 12 | NF-EGS The Geysers 6 | CA | 300 | 55 | 3800 | 0.014764 | 101.9441 | 9
[12 empty] | Black Rock Point area | NV | 120 | 8.54 | 12952.2154 | 0.065068 | 404.0989 | 12 | Undiscovered >190 - OR | OR | 275 | 254.764 | 3000 | 0.014514 | 97.6778 | 5
[12 empty] | Canby (I'SOT) | CA | 120 | 9.42 | 12785.4631 | 0.064395 | 400.0137 | 8 | Undiscovered >190 - UT | UT | 250 | 864.2855 | 3000 | 0.01551 | 104.2146 | 25
[12 empty] | Darrough Hot Springs | NV | 120 | 11.34 | 11834.4804 | 0.062706 | 387.8665 | 12
[12 empty] | Double Hot Springs area | NV | 120 | 9.37 | 12794.1513 | 0.064431 | 400.2312 | 12
[12 empty] | Huckleberry Hot Springs | WY | 120 | 38.74 | 11485.7666 | 0.057305 | 355.7592 | 21
[12 empty] | Kelly HS | CA | 120 | 9.47 | 13012.4928 | 0.064628 | 401.9426 | 8
[12 empty] | Leach HS | NV | 120 | 7.49 | 13198.9318 | 0.066017 | 409.8306 | 12
[12 empty] | McLeod 88 (Big Smokey Valley) | NV | 120 | 9.86 | 12712.5591 | 0.064093 | 398.1679 | 12
[12 empty] | Mitchell Butte | OR | 120 | 10.09 | 12324.7693 | 0.063619 | 394.4134 | 7
[12 empty] | Sespe HS | CA | 120 | 10.73 | 12584.8684 | 0.063548 | 394.839 | 10
[12 empty] | Tecopa HS | CA | 120 | 9.03 | 12855.611 | 0.064681 | 401.7546 | 10
[12 empty] | The Needles (Needle Rocks, Pyramid Lake) | NV | 120 | 17.37 | 11713.1297 | 0.060552 | 375.5694 | 12
[12 empty] | Waunita Hot Springs | CO | 120 | 12.23 | 12431.5125 | 0.062808 | 390.316 | 34
[12 empty] | Carson Lake Corral | NV | 125 | 11.41 | 11006.1501 | 0.055962 | 349.5911 | 12
[12 empty] | Deer Creek Hot Spring (old 97) | ID | 125 | 15.68 | 10846.1859 | 0.054478 | 340.8012 | 15
[12 empty] | Hot Springs Ranch (Pumpernickel Valley) | NV | 125 | 11.39 | 11008.5338 | 0.055973 | 349.655 | 12
[12 empty] | Leonards Hot Sps./Seyferth HS | CA | 125 | 9.96 | 11201.9546 | 0.056793 | 354.6862 | 8
[12 empty] | Little Valley area | OR | 125 | 14.61 | 10429.726 | 0.054372 | 339.1131 | 7
[12 empty] | Smith Creek Valley area | NV | 125 | 12.51 | 11085.9082 | 0.055641 | 348.0064 | 12
[12 empty] | Thermo Hot Springs | UT | 125 | 1.51 | 22347.7867 | 0.087774 | 526.7034 | 25
[12 empty] | Tungsten Mountain | NV | 125 | 12.51 | 10886.1263 | 0.055368 | 346.0327 | 12
[12 empty] | Wendel | CA | 125 | 11.37 | 11010.9252 | 0.055983 | 349.7191 | 8
[12 empty] | Dixie Hot Springs | NV | 130 | 9.64 | 10927.287 | 0.052437 | 329.7731 | 12
[12 empty] | Lightning Dock | NM | 130 | 12.99 | 10403.838 | 0.050596 | 318.3446 | 31
[12 empty] | Squaw Hot Springs area | ID | 130 | 13.92 | 9620.5775 | 0.049392 | 309.7558 | 16
[12 empty] | Wayland (Battle Creek) Hot Springs | ID | 130 | 13.97 | 9791.2653 | 0.049539 | 310.9926 | 16
[12 empty] | West Valley Reservoir | CA | 130 | 12.59 | 9915.381 | 0.050095 | 314.4402 | 8
[12 empty] | Alvord HS | OR | 135 | 19.52 | 8269.4312 | 0.045172 | 273.1573 | 7
[12 empty] | Big Creek Hot Springs | ID | 135 | 21.06 | 8359.3881 | 0.044899 | 272.0345 | 15
[12 empty] | Black Warrior | NV | 135 | 17.02 | 8543.9202 | 0.045898 | 278.0426 | 12
[12 empty] | Lakeview area (Hunters and Barry Ranch Hot Springs) | OR | 135 | 20.15 | 8167.0924 | 0.045001 | 271.8476 | 7
[12 empty] | Mt. Signal | CA | 135 | 14.72 | 8670.1661 | 0.046586 | 282.1469 | 10
[12 empty] | Railroad Valley | NV | 135 | 17.06 | 8541.7038 | 0.045887 | 277.9735 | 12
[12 empty] | Reese River | NV | 135 | 17.06 | 8154.8643 | 0.045778 | 275.8988 | 12
[12 empty] | Baltazor Hot Springs | NV | 140 | 20.53 | 7467.6186 | 0.041085 | 251.1831 | 12
[12 empty] | Calistoga HS | CA | 140 | 16.9 | 7823.8146 | 0.042002 | 257.3869 | 9
[12 empty] | Dann Ranch Hot Spring | NV | 140 | 22.31 | 7608.8754 | 0.040798 | 250.0664 | 12
[12 empty] | Maazama Well (Crater Lake) | OR | 140 | 32.33 | 7999.6994 | 0.03982 | 245.8737 | 6
[12 empty] | Wedell Hot Spring (Gabbs) | NV | 140 | 17.75 | 7779.0977 | 0.041771 | 255.9892 | 12
[12 empty] | Carson River | CA | 145 | 15.67 | 7318.9754 | 0.039245 | 242.7783 | 9
[12 empty] | Dunes | CA | 145 | 18.52 | 6977.1615 | 0.038435 | 237.2993 | 10
[12 empty] | Pinto Hot Springs | NV | 145 | 26 | 6928.7943 | 0.03711 | 229.6683 | 12
[12 empty] | Raft River | ID | 145 | 36.57 | 6863.6392 | 0.035985 | 222.9685 | 16
[12 empty] | Vale HS | OR | 145 | 45.21 | 6477.3844 | 0.035255 | 217.1775 | 7
[12 empty] | Breitenbush Hot Springs | OR | 150 | 7.9 | 8242.0241 | 0.041904 | 258.8885 | 5
[12 empty] | Cove Fort - Sulphurdale - Liquid | UT | 150 | 0.74 | 32505.9606 | 0.087439 | 524.3051 | 25
[12 empty] | Crane Creek-Cove Creek area | ID | 150 | 54.76 | 6610.8032 | 0.032623 | 204.2129 | 15
[12 empty] | Crump's HS | OR | 150 | 44.01 | 6188.1211 | 0.032862 | 204.9829 | 7
[12 empty] | Hot (Borax) Lake | OR | 150 | 42.92 | 6198.9028 | 0.032938 | 205.4625 | 7
[12 empty] | Lee Hot Springs | NV | 150 | 26.37 | 6444.9652 | 0.034558 | 215.6199 | 12
[12 empty] | Neal HS | OR | 150 | 11.93 | 6955.5452 | 0.038046 | 236.6435 | 7
[12 empty] | Cove Fort - Sulphurdale - Vapor | UT | 155 | 0 | 17354.3032 | 0.060939 | 379.5565 | 25
[12 empty] | Hot Sulphur Springs - Tuscarora | NV | 155 | 0 | 6045.3513 | 0.034009 | 213.0016 | 12
[12 empty] | Lake City Hot Springs | CA | 160 | 100.75 | 5625.8194 | 0.030267 | 191.353 | 8
[12 empty] | Stillwater area | NV | 160 | 0 | 5856.6049 | 0.0325 | 205.0361 | 12
[12 empty] | Wilbur Springs | CA | 160 | 29.33 | 5495.8937 | 0.030344 | 191.5532 | 9
[12 empty] | East Mesa (Shallow) | CA | 165 | 66.01 | 5194.3169 | 0.028763 | 182.6085 | 10
[12 empty] | Emigrant | NV | 165 | 40.08 | 5442.1756 | 0.027939 | 177.9824 | 12
[12 empty] | Sulphur Hot Springs (Ruby Valley) | NV | 165 | 34.04 | 5347.9552 | 0.028354 | 180.3914 | 12
[12 empty] | Heber Shallow | CA | 170 | 24.79 | 5078.45 | 0.028044 | 179.0509 | 10
[12 empty] | Mickey HS | OR | 170 | 41.02 | 4791.8431 | 0.026473 | 168.9213 | 7
[12 empty] | Great Boiling Springs (Gerlach) | NV | 175 | 49.3 | 4381.0773 | 0.024852 | 159.1235 | 12
[12 empty] | Brady HS | NV | 185 | 17.26 | 4459.1942 | 0.026197 | 169.1235 | 12
[12 empty] | East Mesa (Deep) | CA | 190 | 60.26 | 4205.4681 | 0.023066 | 149.9598 | 10
[12 empty] | San Emidio Desert area | NV | 190 | 58.94 | 3858.4129 | 0.021345 | 138.5822 | 12
[12 empty] | Fallon Naval Air Station | NV | 195 | 53.41 | 3904.0446 | 0.020572 | 134.2915 | 12
[12 empty] | Blue Mountain | NV | 205 | 23.4 | 4237.8105 | 0.023317 | 147.9246 | 12
[12 empty] | Fish Lake Valley | NV | 205 | 57.13 | 3536.3018 | 0.019725 | 125.1432 | 12
[12 empty] | Heber Deep | CA | 205 | 34.51 | 3841.5713 | 0.021424 | 135.9746 | 10
[12 empty] | Humboldt House - Rye Patch | NV | 205 | 90.43 | 3626.2182 | 0.020453 | 129.9931 | 12
[12 empty] | Long Valley caldera - deep | CA | 205 | 0 | 3930.4779 | 0.021368 | 135.105 | 10
[12 empty] | Soda Lake area | NV | 205 | 36.78 | 3804.4511 | 0.021216 | 134.6192 | 12
[12 empty] | Beowawe HS | NV | 215 | 40.01 | 3658.3156 | 0.019879 | 128.2 | 12
[12 empty] | Desert Peak | NV | 215 | 15.46 | 4782.5136 | 0.024785 | 159.1911 | 12
[12 empty] | Dixie Valley Geothermal Field | NV | 225 | 93.3 | 3272.3041 | 0.01815 | 117.7873 | 12
[12 empty] | Valles Caldera - Sulphur Springs | NM | 225 | 0 | 3967.0227 | 0.021004 | 135.6208 | 31
[12 empty] | North Brawley | CA | 250 | 74.05 | 3000 | 0.016071 | 105.0716 | 10
[12 empty] | Roosevelt HS | UT | 250 | 85.53 | 3000 | 0.015927 | 104.2146 | 25
[12 empty] | South Brawley (Mesquite) | CA | 250 | 42.3 | 3020.6718 | 0.016548 | 107.8685 | 10
[12 empty] | Medicine Lake (Glass Mt.) | CA | 255 | 0 | 3000 | 0.01633 | 106.5679 | 8
[12 empty] | Newberry Caldera | OR | 275 | 124.16 | 3000 | 0.014886 | 97.6778 | 5
[12 empty] | Valles Caldera - Redondo | NM | 275 | 0 | 3000 | 0.015342 | 100.442 | 31
[12 empty] | Dixie Valley Power Partners | NV | 280 | 102.91 | 3000 | 0.014409 | 94.7513 | 12
[12 empty] | Coso area | CA | 285 | 289.23 | 3000 | 0.014184 | 93.3374 | 10
[12 empty] | East Brawley | CA | 285 | 358.52 | 3000 | 0.014713 | 96.5398 | 10
[12 empty] | Clear Lake (Sulphur Bank mine) | CA | 300 | 29.2 | 3000 | 0.015658 | 102.4237 | 9
[12 empty] | Salton Sea area | CA | 310 | 1829.97 | 4000 | 0.013451 | 88.4421 | 10
Note on R2: Chad Augustine: - Sites in AK and HI removed - not part of ReEDS model area - Installed capacity at sites accounted for (Capacity = remaining capacity at sites). Sites whose installed capacity => potential capacity assumed to have zero remaining capacity and were removed (ex. - Geysers) - Hydro includes capacity increase to reflect impact of using in-field EGS techniques at new project sites. - Capital Costs developed using latest version of GETEM, including inputs from industry on typical project development inputs - Capital Costs assumed to have minumum value of - $3,000 for hydrothermal sites - $4,000 for Salton Sea sites In-Field EGS resources have been removed from this version of the supply curve.
Note on AA2: Chad Augustine: - Sites in AK and HI removed - not part of ReEDS model area - Hydro (both ID and undiscovered) include capacity increase to reflect impact of using in-field EGS techniques at new project sites - Capital Costs developed using latest version of GETEM, including inputs from industry on typical project development inputs - Capital Costs assumed to have minumum value of - $3,000 for hydrothermal sites - $4,000 for Salton Sea sites - Undiscovered broken out by PCR based on make-up of ID'd hydrothermal sites in each PCR. In-Field EGS resources have been removed from this version of the supply curve.
Note on AJ2: Chad Augustine: - NF-EGS has minimum costs of $4,800/kW for Salton Sea Area, and $3,800/kW for rest of sites - Near-Field EGS (EHS) technology available starting immediately
Note on AQ2: Chad Augustine: - Deep EGS resrouce potential updated in FY2016 as part of GeoVision Study. See Augusitne 2016, GRC.
Costs need adjusted to reflect Cost Reduction Curves before Using

## Improved Tech INT1-Screen2 orig (hidden)
Include Barriers?
[12 empty] | Barriers Screen 2 | 6 | 6 | ReEDS GEO Identified HYDRO | [7 empty] | ReEDS GEO Undiscovered HYDRO | [7 empty] | ReEDS GEO Near-Field EGS | [5 empty] | ReEDS GEO Deep EGS | [7 empty] | 4248879.0123
Capital Cost Reduction Curve | [5 empty] | Fixed O&M (FOM) Cost Reduction Curve | [7 empty] | (°C) | (MWe) | (2015 $/kW) | $/kWh | $/kW/year |  |  |  | (°C) | (MWe) | (2015 $/kW) | $/kWh | $/kW/year |  |  |  | (°C) | (MWe) | (2015 $/kW) | $/kWh | $/kW/year |  |  | (°C) | (2015 $/kW) | $/kWh | $/kW/year |  |  | POWER CONTROL REGION
| geohydro | undisc | NF-EGS | shallow-egs | deep-egs |  | geohydro | undisc | NF-EGS | shallow-egs | deep-egs | Site Name | STATE | Temp | CAPACITY | Capital Costs | O&M Costs | O&M Costs | POWER CONTROL REGION | Site Name | STATE | Temp | CAPACITY | Capital Costs | O&M Costs | O&M Costs | POWER CONTROL REGION | Site Name | STATE | Temp | CAPACITY | Capital Costs | O&M Costs | O&M Costs | POWER CONTROL REGION | Site Name | Temp | Capital Costs | O&M Costs | O&M Costs |  | Total | Temp/Depth | 1 | 2 | 3 | 4 | 5 | 6 | 7 | 8 | 9 | 10 | 11 | 12 | 13 | 14 | 15 | 16 | 17 | 18 | 19 | 20 | 21 | 22 | 23 | 24 | 25 | 26 | 27 | 28 | 29 | 30 | 31 | 32 | 33 | 34 | 35 | 36 | 37 | 38 | 39 | 40 | 41 | 47 | 48 | 49 | 50 | 51 | 52 | 53 | 55 | 56 | 57 | 58 | 59 | 60 | 61 | 63 | 64 | 65 | 66 | 67 | 69 | 70 | 71 | 77 | 78 | 80 | 81 | 82 | 83 | 84 | 85 | 86 | 87 | 88 | 89 | 90 | 91 | 92 | 93 | 94 | 95 | 96 | 98 | 99 | 101 | 103 | 105 | 107 | 109 | 110 | 111 | 112 | 115 | 116 | 117 | 118 | 119 | 120 | 121 | 122 | 123 | 124 | 127 | 129 | 130 | 131 | 134 | 135 | 136
2010 | 1 | 1 | 1 |  | 1 | 2010 | 1 | 1 | 1 |  | 1 | Boyes HS | CA | 110 | 8.37 | 17839.6341 | 0.088734 | 541.4105 | 9 | Undiscovered <140 - AZ | AZ | 110 | 1021.1407 | 16456.5402 | 0.081487 | 495.2102 | 28 | NF-EGS Beowawe HS | NV | 185 | 43.2 | 4659.7145 | 0.024542 | 160.3941 | 12 | 4k-150 | 150 | 8990.8202 | 0.040666 | 257.3559 | Capacity (MWe) | 61549.5237 | 4k-150 | 0 | 0 | 0 | 0 | 4474.8766 | 2142.1623 | 548.1894 | 465.4522 | 581.2507 | 2257.871 | 68.976 | 1569.386 | 105.1966 | 0 | 3160.6391 | 5414.5369 | 0 | 107.4312 | 0 | 0 | 25.5228 | 0 | 0 | 0 | 549.0173 | 0 | 1210.8553 | 10262.7467 | 0 | 1829.0457 | 14484.2621 | 0 | 4705.3411 | 2663.4137 | 620.3138 | 0 | 0 | 0 | 0 | 0 | 0 | 0 | 0 | 0 | 0 | 0 | 0 | 0 | 0 | 0 | 0 | 740.2009 | 22.5747 | 0 | 457.5417 | 0 | 184.5612 | 2428.9926 | 464.4806 | 0 | 0 | 0 | 0 | 0 | 0 | 0 | 0 | 0 | 0 | 0 | 4.0422 | 0 | 0.6433 | 0 | 0 | 0 | 0 | 0 | 0 | 0 | 0 | 0 | 0 | 0 | 0 | 0 | 0 | 0 | 0 | 0 | 0 | 0 | 0 | 0 | 0 | 0 | 0 | 0 | 0 | 0 | 0 | 0 | 0 | 0 | 0 | 0 | 0 | 0 | 0
2012 | 1 | 1 | 1 |  | 1 | 2012 | 1 | 1 | 1 |  | 1 | Clark Ranch | OR | 110 | 7.09 | 18137.694 | 0.089993 | 548.8882 | 7 | Undiscovered <140 - CA | CA | 114.6467 | 207.613 | 13786.6047 | 0.06897 | 422.8988 | 8 | NF-EGS Blue Mountain | NV | 175 | 43.4 | 5339.2787 | 0.027093 | 175.5426 | 12 | 4k-175 | 175 | 6593.0606 | 0.029693 | 195.9771 |  | 2030.7647 | 4k-175 | 0 | 0 | 0 | 0 | 0 | 0 | 0 | 0 | 123.0512 | 1259.3368 | 0 | 0 | 0 | 0 | 181.4889 | 138.6219 | 0 | 38.506 | 0 | 0 | 5.3551 | 0 | 0 | 0 | 0 | 0 | 0 | 0 | 0 | 0 | 197.4815 | 0 | 0 | 86.9233 | 0 | 0 | 0 | 0 | 0 | 0 | 0 | 0 | 0 | 0 | 0 | 0 | 0 | 0 | 0 | 0 | 0 | 0 | 0 | 0 | 0 | 0 | 0 | 0 | 0 | 0 | 0 | 0 | 0 | 0 | 0 | 0 | 0 | 0 | 0 | 0 | 0 | 0 | 0 | 0 | 0 | 0 | 0 | 0 | 0 | 0 | 0 | 0 | 0 | 0 | 0 | 0 | 0 | 0 | 0 | 0 | 0 | 0 | 0 | 0 | 0 | 0 | 0 | 0 | 0 | 0 | 0 | 0 | 0 | 0 | 0 | 0 | 0 | 0 | 0
2014 | 1 | 1 | 1 |  | 1 | 2014 | 1 | 1 | 1 |  | 1 | Clifton Hot Springs | AZ | 110 | 14.45 | 17028.9304 | 0.084974 | 518.6681 | 28 | Undiscovered <140 - CA | CA | 114.6467 | 39.159 | 13786.6047 | 0.06897 | 422.8988 | 9 | NF-EGS Brady HS | NV | 170 | 25.1981 | 5909.8434 | 0.030235 | 195.123 | 12 | 4k-200 | 200 | 5119.7707 | 0.023953 | 158.4028 |  | 99.917 | 4k-200 | 0 | 0 | 0 | 0 | 0 | 0 | 0 | 0 | 0 | 0 | 0 | 0 | 0 | 0 | 0 | 94.9984 | 0 | 4.9186 | 0 | 0 | 0 | 0 | 0 | 0 | 0 | 0 | 0 | 0 | 0 | 0 | 0 | 0 | 0 | 0 | 0 | 0 | 0 | 0 | 0 | 0 | 0 | 0 | 0 | 0 | 0 | 0 | 0 | 0 | 0 | 0 | 0 | 0 | 0 | 0 | 0 | 0 | 0 | 0 | 0 | 0 | 0 | 0 | 0 | 0 | 0 | 0 | 0 | 0 | 0 | 0 | 0 | 0 | 0 | 0 | 0 | 0 | 0 | 0 | 0 | 0 | 0 | 0 | 0 | 0 | 0 | 0 | 0 | 0 | 0 | 0 | 0 | 0 | 0 | 0 | 0 | 0 | 0 | 0 | 0 | 0 | 0 | 0 | 0 | 0 | 0 | 0 | 0 | 0 | 0
2016 | #REF! | #REF! | #REF! |  | #REF! | 2016 | #REF! | #REF! | #REF! |  | #REF! | Colado area | NV | 110 | 10.78 | 16929.3336 | 0.086271 | 525.1171 | 12 | Undiscovered <140 - CA | CA | 114.6467 | 87.5022 | 13786.6047 | 0.06897 | 422.8988 | 10 | NF-EGS Coso 1 | CA | 300 | 45 | 3800 | 0.016154 | 110.2897 | 10 | 5k-150 | 150 | 9793.0729 | 0.042109 | 267.3101 |  | 634575.6322 | 5k-150 | 353.6106 | 4018.3328 | 7940.123 | 865.3523 | 18022.8943 | 3369.24 | 24204.4785 | 5873.8241 | 19524.4003 | 17597.8975 | 324.7296 | 83656.5689 | 1815.536 | 738.9791 | 36108.5903 | 15688.154 | 18701.491 | 2421.0639 | 5415.202 | 7283.7648 | 1707.4219 | 0 | 0 | 2486.8467 | 30725.3943 | 165.9035 | 4627.5932 | 38710.2853 | 2331.9248 | 5214.624 | 44811.5519 | 27.5251 | 30002.7075 | 28675.2409 | 15433.3842 | 22279.2454 | 474.0416 | 9709.794 | 5465.0765 | 662.6721 | 0 | 0 | 0 | 0 | 96.163 | 0 | 0 | 0 | 0 | 0.1218 | 8729.5389 | 14040.8154 | 1275.3158 | 0 | 7894.6163 | 22545.6552 | 12765.4606 | 24250.4126 | 8522.2298 | 1001.69 | 0 | 0 | 0 | 0 | 0 | 0 | 0 | 0 | 0 | 0 | 55.843 | 8452.4854 | 1055.614 | 16.3395 | 0 | 0 | 1.7255 | 0 | 0 | 0 | 0 | 0 | 0 | 29.8348 | 0 | 0 | 0 | 0 | 0 | 0 | 0 | 0 | 53.9508 | 6238.544 | 13.0723 | 100.7376 | 0 | 0 | 0 | 0 | 0 | 0 | 0 | 0 | 0 | 0 | 0 | 0 | 0
2018 | #REF! | #REF! | #REF! |  | #REF! | 2018 | #REF! | #REF! | #REF! |  | #REF! | Dyke Hot Springs area | NV | 110 | 5.43 | 18855.1378 | 0.093103 | 566.2943 | 12 | Undiscovered <140 - CO | CO | 110.0116 | 446.5017 | 16449.076 | 0.081449 | 495.0045 | 33 | NF-EGS Coso 2 | CA | 250 | 43.5704 | 3800 | 0.018693 | 127.2013 | 10 | 5k-175 | 175 | 7212.9004 | 0.031233 | 203.1844 |  | 196522.3537 | 5k-175 | 0 | 0.0137 | 0 | 0 | 8906.381 | 7464.3014 | 4262.9199 | 10050.9532 | 1563.6783 | 4288.097 | 138.8988 | 18970.3254 | 846.0089 | 0 | 6614.0503 | 10924.4499 | 111.2223 | 254.198 | 0 | 0 | 107.9734 | 0 | 0 | 0 | 17526.0643 | 0 | 3955.7268 | 24313.7848 | 514.3112 | 6265.4184 | 35329.2032 | 0 | 6745.9393 | 14447.8534 | 1130.5642 | 369.7501 | 0 | 0 | 0 | 0 | 0 | 0 | 0 | 0 | 0 | 0 | 0 | 0 | 0 | 0 | 29.1691 | 1714.5029 | 270.3879 | 0 | 1388.96 | 176.1096 | 577.8369 | 6256.3488 | 997.4475 | 0 | 0 | 0 | 0 | 0 | 0 | 0 | 0 | 0 | 0 | 0 | 5.9171 | 0 | 3.5867 | 0 | 0 | 0 | 0 | 0 | 0 | 0 | 0 | 0 | 0 | 0 | 0 | 0 | 0 | 0 | 0 | 0 | 0 | 0 | 0 | 0 | 0 | 0 | 0 | 0 | 0 | 0 | 0 | 0 | 0 | 0 | 0 | 0 | 0 | 0 | 0
2020 | #REF! | #REF! | #REF! |  | #REF! | 2020 | #REF! | #REF! | #REF! |  | #REF! | Fort Bidwell | CA | 110 | 9.14 | 16939.8207 | 0.087318 | 530.4633 | 8 | Undiscovered <140 - CO | CO | 110.0116 | 618.1578 | 16449.076 | 0.081449 | 495.0045 | 34 | NF-EGS Coso 3 | CA | 325 | 66.7469 | 3800 | 0.016111 | 110.067 | 10 | 5k-200 | 200 | 5589.965 | 0.024695 | 163.1946 |  | 9272.4013 | 5k-200 | 0 | 0 | 0 | 0 | 259.8484 | 0 | 16.7443 | 0 | 416.5351 | 3581.7899 | 18.2027 | 0 | 0 | 0 | 791.9356 | 408.6664 | 0 | 78.6906 | 0 | 0 | 19.6046 | 0 | 0 | 0 | 0 | 0 | 18.3164 | 843.6208 | 0 | 0.3295 | 2279.7935 | 0 | 57.2169 | 481.1066 | 0 | 0 | 0 | 0 | 0 | 0 | 0 | 0 | 0 | 0 | 0 | 0 | 0 | 0 | 0 | 0 | 0 | 0 | 0 | 0 | 0 | 0 | 0 | 0 | 0 | 0 | 0 | 0 | 0 | 0 | 0 | 0 | 0 | 0 | 0 | 0 | 0 | 0 | 0 | 0 | 0 | 0 | 0 | 0 | 0 | 0 | 0 | 0 | 0 | 0 | 0 | 0 | 0 | 0 | 0 | 0 | 0 | 0 | 0 | 0 | 0 | 0 | 0 | 0 | 0 | 0 | 0 | 0 | 0 | 0 | 0 | 0 | 0 | 0 | 0
2022 | #REF! | #REF! | #REF! |  | #REF! | 2022 | #REF! | #REF! | #REF! |  | #REF! | Gillard (Morenci) Hot Springs | AZ | 110 | 11.8 | 17272.3576 | 0.08606 | 525.6532 | 28 | Undiscovered <140 - ID | ID | 109.1697 | 653.7602 | 17136.3986 | 0.084477 | 512.026 | 15 | NF-EGS Coso 4 | CA | 175 | 24.6663 | 5450.0792 | 0.028793 | 186.6104 | 10 | 5k-225 | 225 | 5218.9109 | 0.025889 | 176.4097 |  | 239.7186 | 5k-225 | 0 | 0 | 0 | 0 | 0 | 0 | 0 | 0 | 12.7506 | 0 | 0 | 0 | 0 | 0 | 0 | 96.1334 | 0 | 25.9458 | 0 | 0 | 2.7032 | 0 | 0 | 0 | 0 | 0 | 0 | 0 | 0 | 0 | 102.1856 | 0 | 0 | 0 | 0 | 0 | 0 | 0 | 0 | 0 | 0 | 0 | 0 | 0 | 0 | 0 | 0 | 0 | 0 | 0 | 0 | 0 | 0 | 0 | 0 | 0 | 0 | 0 | 0 | 0 | 0 | 0 | 0 | 0 | 0 | 0 | 0 | 0 | 0 | 0 | 0 | 0 | 0 | 0 | 0 | 0 | 0 | 0 | 0 | 0 | 0 | 0 | 0 | 0 | 0 | 0 | 0 | 0 | 0 | 0 | 0 | 0 | 0 | 0 | 0 | 0 | 0 | 0 | 0 | 0 | 0 | 0 | 0 | 0 | 0 | 0 | 0 | 0 | 0
2024 | #REF! | #REF! | #REF! |  | #REF! | 2024 | #REF! | #REF! | #REF! |  | #REF! | Gregson (Fairmont) Hot Springs | MT | 110 | 7.1 | 18134.6324 | 0.089981 | 548.8175 | 17 | Undiscovered <140 - ID | ID | 109.1697 | 263.2096 | 17136.3986 | 0.084477 | 512.026 | 16 | NF-EGS Cove Fort - Sulphurdale | UT | 155 | 16 | 7217.485 | 0.037488 | 238.1222 | 25 | 5k-250 | 250 | 4456.6843 | 0.022729 | 153.6884 |  | 84.1498 | 5k-250 | 0 | 0 | 0 | 0 | 0 | 0 | 0 | 0 | 0 | 0 | 0 | 0 | 0 | 0 | 0 | 78.5286 | 0 | 5.6212 | 0 | 0 | 0 | 0 | 0 | 0 | 0 | 0 | 0 | 0 | 0 | 0 | 0 | 0 | 0 | 0 | 0 | 0 | 0 | 0 | 0 | 0 | 0 | 0 | 0 | 0 | 0 | 0 | 0 | 0 | 0 | 0 | 0 | 0 | 0 | 0 | 0 | 0 | 0 | 0 | 0 | 0 | 0 | 0 | 0 | 0 | 0 | 0 | 0 | 0 | 0 | 0 | 0 | 0 | 0 | 0 | 0 | 0 | 0 | 0 | 0 | 0 | 0 | 0 | 0 | 0 | 0 | 0 | 0 | 0 | 0 | 0 | 0 | 0 | 0 | 0 | 0 | 0 | 0 | 0 | 0 | 0 | 0 | 0 | 0 | 0 | 0 | 0 | 0 | 0 | 0
2026 | #REF! | #REF! | #REF! |  | #REF! | 2026 | #REF! | #REF! | #REF! |  | #REF! | Jemez Springs (Ojos Calientes) | NM | 110 | 8.62 | 17784.3772 | 0.088504 | 540.0314 | 31 | Undiscovered <140 - MT | MT | 106.7457 | 638.887 | 18819.3968 | 0.093338 | 559.813 | 17 | NF-EGS Desert Peak | NV | 185 | 26.3685 | 5038.2283 | 0.025789 | 170.6413 | 12 | 5k-275 | 275 | 3927.2601 | 0.020339 | 138.0819 |  | 31.9188 | 5k-275 | 0 | 0 | 0 | 0 | 0 | 0 | 0 | 0 | 0 | 0 | 0 | 0 | 0 | 0 | 0 | 31.9188 | 0 | 0 | 0 | 0 | 0 | 0 | 0 | 0 | 0 | 0 | 0 | 0 | 0 | 0 | 0 | 0 | 0 | 0 | 0 | 0 | 0 | 0 | 0 | 0 | 0 | 0 | 0 | 0 | 0 | 0 | 0 | 0 | 0 | 0 | 0 | 0 | 0 | 0 | 0 | 0 | 0 | 0 | 0 | 0 | 0 | 0 | 0 | 0 | 0 | 0 | 0 | 0 | 0 | 0 | 0 | 0 | 0 | 0 | 0 | 0 | 0 | 0 | 0 | 0 | 0 | 0 | 0 | 0 | 0 | 0 | 0 | 0 | 0 | 0 | 0 | 0 | 0 | 0 | 0 | 0 | 0 | 0 | 0 | 0 | 0 | 0 | 0 | 0 | 0 | 0 | 0 | 0 | 0
2028 | #REF! | #REF! | #REF! |  | #REF! | 2028 | #REF! | #REF! | #REF! |  | #REF! | Kellog HS | CA | 110 | 5.37 | 18895.5541 | 0.093244 | 567.1349 | 8 | Undiscovered <140 - NM | NM | 110.2518 | 332.8142 | 17147.9056 | 0.081518 | 499.6164 | 31 | NF-EGS Dixie Valley | NV | 190 | 104 | 4818.73 | 0.025053 | 164.7803 | 12 | 6k-150 | 150 | 10881.5709 | 0.044927 | 285.1216 |  | 426794.3951 | 6k-150 | 6817.3413 | 11557.956 | 16258.8799 | 4481.5199 | 13856.8326 | 732.9218 | 1647.9737 | 357.2404 | 11715.6292 | 13057.018 | 1187.3005 | 2849.143 | 0 | 8933.4 | 11905.8726 | 0 | 15923.7102 | 23059.0658 | 2249.8559 | 16282.4875 | 4797.0853 | 72.9128 | 355.3401 | 6210.508 | 7193.2225 | 2736.9095 | 540.1399 | 10003.1632 | 1454.0256 | 0 | 23577.063 | 544.7869 | 13203.9376 | 18000.8998 | 20158.7988 | 15064.1099 | 9397.0918 | 13854.2065 | 13643.0163 | 4982.5594 | 308.4466 | 425.1816 | 1072.1327 | 0 | 294.4296 | 0.6139 | 0 | 0 | 0 | 281.4111 | 177.2599 | 9654.2494 | 0 | 207.0246 | 6200.3418 | 12894.1746 | 5761.5789 | 21097.4653 | 10257.7281 | 4976.1042 | 0 | 0 | 0 | 0 | 0 | 0 | 0 | 0 | 0 | 0 | 871.1424 | 2612.5226 | 2074.6124 | 77.7528 | 7.0224 | 58.7068 | 144.3861 | 0 | 0 | 0 | 0 | 0 | 2.5454 | 186.829 | 170.2657 | 0 | 0 | 0 | 0 | 20.8293 | 0 | 0 | 2214.4 | 8681.0882 | 2763.5901 | 2245.5419 | 0 | 0 | 0 | 2213.0032 | 0 | 0 | 10.5018 | 0 | 167.5876 | 0 | 0 | 0 | 0
2030 | #REF! | #REF! | #REF! |  | #REF! | 2030 | #REF! | #REF! | #REF! |  | #REF! | Latty Hot Springs | ID | 110 | 6.35 | 18389.1397 | 0.090946 | 554.5503 | 15 | Undiscovered <140 - NV | NV | 118.6191 | 658.8703 | 12121.5209 | 0.061048 | 376.338 | 12 | NF-EGS East Mesa | CA | 170 | 42 | 5655.7549 | 0.028595 | 184.4294 | 10 | 6k-175 | 175 | 8022.3313 | 0.033196 | 215.6273 |  | 631046.7968 | 6k-175 | 2871.8816 | 7659.3666 | 15615.5819 | 2746.6136 | 23675.3283 | 1012.2034 | 25450.0086 | 2519.208 | 21308.0144 | 18184.5564 | 349.462 | 75336.1022 | 1380.2 | 3082.7448 | 41914.0372 | 12376.7873 | 30585.6771 | 3335.145 | 4115.2729 | 5431.8366 | 2534.1465 | 0 | 0 | 1547.2984 | 26242.4574 | 246.1488 | 4607.4259 | 33459.0988 | 2535.1403 | 3668.4899 | 39027.5903 | 15.6447 | 29980.5303 | 25275.9086 | 13238.0139 | 21106.2866 | 239.544 | 10567.3377 | 2064.7021 | 829.579 | 0 | 0 | 0 | 0 | 95.4955 | 0 | 0 | 0 | 0 | 0 | 9882.5944 | 15047.0375 | 1268.5158 | 0 | 8419.7789 | 22816.5487 | 11500.5651 | 22947.5601 | 6850.0366 | 847.7028 | 0 | 0 | 0 | 0 | 0 | 0 | 0 | 0 | 0 | 0 | 29.7412 | 8007.8614 | 732.1566 | 13.902 | 0 | 0 | 0 | 0 | 0 | 0 | 0 | 0 | 0 | 33.9032 | 0 | 0 | 0 | 0 | 0 | 0 | 0 | 0 | 32.7737 | 6383.8796 | 1.3726 | 0 | 0 | 0 | 0 | 0 | 0 | 0 | 0 | 0 | 0 | 0 | 0 | 0 | 0
2032 | #REF! | #REF! | #REF! |  | #REF! | 2032 | #REF! | #REF! | #REF! |  | #REF! | Magic Reservoir area | ID | 110 | 9.06 | 17359.0853 | 0.087697 | 534.2022 | 15 | Undiscovered <140 - OR | OR | 114.7896 | 34.2376 | 13511.7134 | 0.068371 | 418.8999 | 5 | NF-EGS Fallon Area | NV | 175 | 37.1 | 5401.2253 | 0.027536 | 178.4665 | 12 | 6k-200 | 200 | 6206.6873 | 0.026066 | 171.8967 |  | 312243.3963 | 6k-200 | 0 | 330.5165 | 22.5285 | 0 | 7929.9388 | 9427.8927 | 11001.1187 | 15793.9742 | 4989.1282 | 7515.7522 | 170.8168 | 49291.2037 | 2795.4405 | 2.3942 | 10673.3223 | 12360.3212 | 872.3088 | 341.2975 | 0 | 0 | 219.1131 | 0 | 0 | 0 | 35411.9041 | 0 | 5193.8263 | 34938.3993 | 911.4848 | 9604.5005 | 48093.1705 | 0 | 8412.2246 | 21171.3157 | 809.7043 | 241.155 | 0 | 0 | 0 | 0 | 0 | 0 | 0 | 0 | 0 | 0 | 0 | 0 | 0 | 0 | 14.7913 | 1683.2044 | 529.1494 | 0 | 2340.026 | 93.1871 | 730.87 | 7267.1719 | 1039.5552 | 0 | 0 | 0 | 0 | 0 | 0 | 0 | 0 | 0 | 0 | 0 | 7.5444 | 6.8847 | 6.2589 | 0 | 0 | 0 | 0 | 0 | 0 | 0 | 0 | 0 | 0 | 0 | 0 | 0 | 0 | 0 | 0 | 0 | 0 | 0 | 0 | 0 | 0 | 0 | 0 | 0 | 0 | 0 | 0 | 0 | 0 | 0 | 0 | 0 | 0 | 0 | 0
2034 | #REF! | #REF! | #REF! |  | #REF! | 2034 | #REF! | #REF! | #REF! |  | #REF! | Newcastle area | UT | 110 | 12.27 | 16520.0409 | 0.08526 | 518.0858 | 25 | Undiscovered <140 - OR | OR | 114.7896 | 47.7959 | 13511.7134 | 0.068371 | 418.8999 | 6 | NF-EGS Great Boiling Springs (Gerlach) | NV | 165 | 29.4 | 5973.8413 | 0.031172 | 200.0297 | 12 | 6k-225 | 225 | 5872.5693 | 0.027749 | 188.6866 |  | 47005.3221 | 6k-225 | 0 | 0 | 0 | 0 | 5488.5212 | 2661.6555 | 359.1621 | 243.4693 | 472.7618 | 1242.8494 | 58.4474 | 632.8912 | 10.6076 | 0 | 3329.487 | 7201.1503 | 0 | 124.98 | 0 | 0 | 21.7486 | 0 | 0 | 0 | 241.3257 | 0 | 586.6938 | 7082.0791 | 0 | 320.397 | 11616.8497 | 0 | 2456.1422 | 2795.5264 | 0 | 0 | 0 | 0 | 0 | 0 | 0 | 0 | 0 | 0 | 0 | 0 | 0 | 0 | 0 | 0 | 0 | 0 | 0 | 0 | 58.5768 | 0 | 0 | 0 | 0 | 0 | 0 | 0 | 0 | 0 | 0 | 0 | 0 | 0 | 0 | 0 | 0 | 0 | 0 | 0 | 0 | 0 | 0 | 0 | 0 | 0 | 0 | 0 | 0 | 0 | 0 | 0 | 0 | 0 | 0 | 0 | 0 | 0 | 0 | 0 | 0 | 0 | 0 | 0 | 0 | 0 | 0 | 0 | 0 | 0 | 0 | 0 | 0 | 0 | 0
2036 | #REF! | #REF! | #REF! |  | #REF! | 2036 | #REF! | #REF! | #REF! |  | #REF! | Olene Hot Springs | OR | 110 | 8.26 | 17864.9231 | 0.088838 | 542.0358 | 6 | Undiscovered <140 - OR | OR | 114.7896 | 457.2097 | 13511.7134 | 0.068371 | 418.8999 | 7 | NF-EGS Heber | CA | 180 | 24.5 | 5343.2718 | 0.027252 | 179.609 | 10 | 6k-250 | 250 | 4971.71 | 0.024254 | 163.3487 |  | 4110.4001 | 6k-250 | 0 | 0 | 0 | 0 | 0 | 0 | 0 | 0 | 225.5775 | 3105.265 | 0 | 0 | 0 | 0 | 27.76 | 192.3778 | 0 | 53.3209 | 0 | 0 | 22.9566 | 0 | 0 | 0 | 0 | 0 | 0 | 0 | 0 | 0 | 372.1413 | 0 | 0 | 111.001 | 0 | 0 | 0 | 0 | 0 | 0 | 0 | 0 | 0 | 0 | 0 | 0 | 0 | 0 | 0 | 0 | 0 | 0 | 0 | 0 | 0 | 0 | 0 | 0 | 0 | 0 | 0 | 0 | 0 | 0 | 0 | 0 | 0 | 0 | 0 | 0 | 0 | 0 | 0 | 0 | 0 | 0 | 0 | 0 | 0 | 0 | 0 | 0 | 0 | 0 | 0 | 0 | 0 | 0 | 0 | 0 | 0 | 0 | 0 | 0 | 0 | 0 | 0 | 0 | 0 | 0 | 0 | 0 | 0 | 0 | 0 | 0 | 0 | 0 | 0
2038 | #REF! | #REF! | #REF! |  | #REF! | 2038 | #REF! | #REF! | #REF! |  | #REF! | Owl Creek Hot Springs | ID | 110 | 7.83 | 18321.6757 | 0.089775 | 548.5739 | 15 | Undiscovered <140 - UT | UT | 111.2484 | 217.5166 | 15161.8055 | 0.077459 | 468.2947 | 25 | NF-EGS Hot Sulphur Springs - Tuscarora | NV | 150 | 0 | 7749.1834 | 0.040133 | 253.1139 | 12 | 6k-275 | 275 | 4353.6805 | 0.021598 | 146.0808 |  | 188.8814 | 6k-275 | 0 | 0 | 0 | 0 | 0 | 0 | 0 | 0 | 0 | 0 | 0 | 0 | 0 | 0 | 0 | 153.6248 | 0 | 20.1004 | 0 | 0 | 0 | 0 | 0 | 0 | 0 | 0 | 0 | 0 | 0 | 0 | 15.1562 | 0 | 0 | 0 | 0 | 0 | 0 | 0 | 0 | 0 | 0 | 0 | 0 | 0 | 0 | 0 | 0 | 0 | 0 | 0 | 0 | 0 | 0 | 0 | 0 | 0 | 0 | 0 | 0 | 0 | 0 | 0 | 0 | 0 | 0 | 0 | 0 | 0 | 0 | 0 | 0 | 0 | 0 | 0 | 0 | 0 | 0 | 0 | 0 | 0 | 0 | 0 | 0 | 0 | 0 | 0 | 0 | 0 | 0 | 0 | 0 | 0 | 0 | 0 | 0 | 0 | 0 | 0 | 0 | 0 | 0 | 0 | 0 | 0 | 0 | 0 | 0 | 0 | 0
2040 | #REF! | #REF! | #REF! |  | #REF! | 2040 | #REF! | #REF! | #REF! |  | #REF! | Routt | CO | 110 | 8.29 | 17857.9647 | 0.08881 | 541.8641 | 33 | Undiscovered <140 - WA | WA | 115 | 282.9197 | 13719.9474 | 0.068293 | 419.4173 | 1 | NF-EGS Long Valley (Mammoth) | CA | 175 | 33.6 | 5449.9432 | 0.027847 | 180.499 | 10 | 6k-300 | 300 | 3874.9951 | 0.019578 | 132.7553 |  | 128.4649 | 6k-300 | 0 | 0 | 0 | 0 | 0 | 0 | 0 | 0 | 0 | 0 | 0 | 0 | 0 | 0 | 0 | 122.141 | 0 | 6.3239 | 0 | 0 | 0 | 0 | 0 | 0 | 0 | 0 | 0 | 0 | 0 | 0 | 0 | 0 | 0 | 0 | 0 | 0 | 0 | 0 | 0 | 0 | 0 | 0 | 0 | 0 | 0 | 0 | 0 | 0 | 0 | 0 | 0 | 0 | 0 | 0 | 0 | 0 | 0 | 0 | 0 | 0 | 0 | 0 | 0 | 0 | 0 | 0 | 0 | 0 | 0 | 0 | 0 | 0 | 0 | 0 | 0 | 0 | 0 | 0 | 0 | 0 | 0 | 0 | 0 | 0 | 0 | 0 | 0 | 0 | 0 | 0 | 0 | 0 | 0 | 0 | 0 | 0 | 0 | 0 | 0 | 0 | 0 | 0 | 0 | 0 | 0 | 0 | 0 | 0 | 0
2042 | #REF! | #REF! | #REF! |  | #REF! | 2042 | #REF! | #REF! | #REF! |  | #REF! | Rowland Hot Springs | NV | 110 | 5.85 | 18593.4911 | 0.091939 | 559.885 | 12 | Undiscovered <140 - WY | WY | 120 | 148.7613 | 11728.4151 | 0.058754 | 363.5884 | 21 | NF-EGS Raft River | ID | 150 | 28.2 | 7546.1653 | 0.037893 | 238.866 | 16 | 7k-150 | 150 | 12123.7126 | 0.04836 | 306.6926 |  | 401827.1848 | 7k-150 | 1502.8833 | 680.2824 | 0 | 0 | 1015.9842 | 1145.21 | 0 | 394.8468 | 9171.6799 | 6125.1593 | 869.8666 | 0 | 0 | 0 | 0 | 0 | 0 | 16451.1277 | 791.361 | 12893.5399 | 28836.0153 | 2525.3272 | 5607.8009 | 11975.5178 | 5351.64 | 0 | 0 | 14413.5084 | 3724.48 | 0 | 14533.9872 | 4258.2586 | 10686.1882 | 16358.5806 | 5228.4981 | 7273.0646 | 12904.1551 | 31289.8496 | 15249.563 | 26568.8788 | 1442.7118 | 1098.3963 | 2334.3237 | 3.8391 | 669.7296 | 0 | 61.8725 | 0.671 | 44.2818 | 2025.6222 | 40.0178 | 17620.747 | 0 | 6753.4441 | 10319.2481 | 15949.1701 | 2058.8584 | 8471.8143 | 4193.8183 | 2161.9575 | 0.6873 | 125.5392 | 4.1903 | 76.022 | 0 | 25.9476 | 340.4245 | 0 | 1.1349 | 53.6635 | 1559.742 | 0 | 379.0528 | 240.347 | 733.8688 | 421.3814 | 134.5104 | 74.3613 | 4.1687 | 355.002 | 644.54 | 9567.2132 | 381.2181 | 5179.2874 | 599.3442 | 0 | 0 | 121.9823 | 27.4874 | 125.6072 | 247.7582 | 154.6358 | 7625.1529 | 4037.6944 | 7326.6312 | 2455.076 | 807.5376 | 378.5482 | 105.711 | 13796.1156 | 9.9816 | 1.6517 | 0 | 0.7133 | 384.7401 | 8.3685 | 232.3671 | 0 | 0
2044 | #REF! | #REF! | #REF! |  | #REF! | 2044 | #REF! | #REF! | #REF! |  | #REF! | Sonoma Mission Inn | CA | 110 | 6.28 | 18415.7898 | 0.091045 | 555.1342 | 9 | Undiscovered >=140, <=190 - CA | CA | 166.0034 | 208.0197 | 5282.5597 | 0.028592 | 181.0892 | 8 | NF-EGS Roosevelt HS | UT | 200 | 108 | 4397.0082 | 0.023039 | 152.6311 | 25 | 7k-175 | 175 | 8953.1401 | 0.035604 | 230.9582 |  | 411670.8239 | 7k-175 | 4628.9712 | 10063.2018 | 9607.1997 | 2249.2989 | 11305.361 | 654.8682 | 561.3321 | 306.5612 | 10738.1924 | 12087.6463 | 1183.686 | 1996.6569 | 0 | 6265.107 | 10169.28 | 0 | 9815.0033 | 20276.8642 | 5152.1759 | 16419.0692 | 5213.6554 | 0 | 0 | 5725.1728 | 6855.5155 | 2699.0493 | 404.9474 | 9909.9771 | 1379.42 | 0 | 22898.4792 | 337.332 | 18163.1336 | 16571.4065 | 23501.6979 | 22566.4517 | 6462.7949 | 14062.9923 | 12690.879 | 3672.845 | 230.0815 | 418.473 | 706.985 | 0 | 205.3847 | 0 | 0 | 0 | 0 | 41.8217 | 512.2158 | 10312.4471 | 0 | 0 | 5311.9381 | 16610.1636 | 8890.398 | 22891.6515 | 11585.4783 | 4040.1819 | 0 | 0 | 0 | 0 | 0 | 0 | 0 | 0 | 0 | 0 | 348.7743 | 5318.2264 | 3149.6735 | 94.656 | 1.1327 | 0 | 92.0727 | 0 | 0 | 0 | 0 | 0 | 3.2063 | 115.6376 | 66.222 | 0 | 0 | 0 | 0 | 1.0752 | 0 | 0 | 805.646 | 9667.4373 | 777.4189 | 1830.7625 | 0 | 0 | 0 | 850.0336 | 0 | 0 | 8.7624 | 0 | 186.6414 | 0 | 0 | 0 | 0
2046 | #REF! | #REF! | #REF! |  | #REF! | 2046 | #REF! | #REF! | #REF! |  | #REF! | Summer Lake Hot Springs | OR | 110 | 6.46 | 17792.5559 | 0.090202 | 548.4053 | 7 | Undiscovered >=140, <=190 - CA | CA | 166.0034 | 83.3515 | 5282.5597 | 0.028592 | 181.0892 | 9 | NF-EGS Salton Sea area 1 | CA | 175 | 18.6808 | 5808.4602 | 0.029869 | 193.9803 | 10 | 7k-200 | 200 | 6920.3467 | 0.02781 | 183.0095 |  | 620148.4566 | 7k-200 | 6291.3075 | 11637.2383 | 27057.859 | 6109.179 | 29556.0791 | 865.4778 | 24138.908 | 1533.1464 | 21719.049 | 19458.4972 | 319.4812 | 61759.1488 | 879.45 | 7692.2312 | 42695.3649 | 8063.0794 | 43648.6883 | 5010.2205 | 2285.185 | 3360.9747 | 3005.8526 | 0 | 0 | 751.5939 | 26154.3346 | 366.4908 | 4402.6026 | 29591.3869 | 2637.03 | 1937.8296 | 36468.2834 | 0 | 25736.2686 | 22417.3058 | 10437.0688 | 14602.6398 | 73.101 | 10570.2477 | 603.2699 | 952.9569 | 0 | 0 | 0 | 0 | 44.4128 | 0 | 0 | 0 | 0 | 0 | 10705.5996 | 14534.1559 | 1226.352 | 0 | 8721.3108 | 19942.4276 | 9481.2727 | 21807.3652 | 5828.4171 | 503.935 | 0 | 0 | 0 | 0 | 0 | 0 | 0 | 0 | 0 | 0 | 24.7754 | 6562.3772 | 232.3203 | 20.2901 | 0 | 0 | 0 | 0 | 0 | 0 | 0 | 0 | 0 | 10.2629 | 0 | 0 | 0 | 0 | 0 | 0 | 0 | 0 | 22.0398 | 5692.3141 | 0 | 0 | 0 | 0 | 0 | 0 | 0 | 0 | 0 | 0 | 0 | 0 | 0 | 0 | 0
2048 | #REF! | #REF! | #REF! |  | #REF! | 2048 | #REF! | #REF! | #REF! |  | #REF! | White Licks Hot Springs | ID | 110 | 9.04 | 17362.9613 | 0.087714 | 534.3036 | 15 | Undiscovered >=140, <=190 - CA | CA | 166.0034 | 645.8618 | 5282.5597 | 0.028592 | 181.0892 | 10 | NF-EGS Salton Sea area 2 | CA | 325 | 50.0555 | 3800 | 0.01449 | 99.0104 | 10 | 7k-225 | 225 | 6630.7537 | 0.029885 | 202.8038 |  | 376948.0826 | 7k-225 | 39.6817 | 762.1485 | 101.0425 | 0 | 7655.7509 | 8202.5579 | 17032.8855 | 16747.7638 | 9149.4742 | 9780.2117 | 261.7551 | 73914.8494 | 3885.2195 | 42.8973 | 15973.9778 | 16856.223 | 2067.749 | 294.4543 | 0 | 0 | 364.1986 | 0 | 0 | 0 | 42001.4898 | 0 | 5708.9722 | 39065.1245 | 1264.1812 | 11388.8563 | 50409.4742 | 0 | 10526.0598 | 18705.0621 | 518.4641 | 105.7103 | 0 | 0 | 0 | 0 | 0 | 0 | 0 | 0 | 0 | 0 | 0 | 0 | 0 | 0 | 0 | 1320.43 | 724.4434 | 0 | 2628.2324 | 14.5842 | 783.0761 | 7648.8723 | 952.134 | 0 | 0 | 0 | 0 | 0 | 0 | 0 | 0 | 0 | 0 | 0 | 10.3525 | 0 | 0 | 0 | 0 | 0 | 0 | 0 | 0 | 0 | 0 | 0 | 0 | 0 | 0 | 0 | 0 | 0 | 0 | 0 | 0 | 0 | 0 | 39.7225 | 0 | 0 | 0 | 0 | 0 | 0 | 0 | 0 | 0 | 0 | 0 | 0 | 0 | 0 | 0
2050 | #REF! | #REF! | #REF! |  | #REF! | 2050 | #REF! | #REF! | #REF! |  | #REF! | Amedee | CA | 115 | 5.57 | 15157.8228 | 0.078758 | 481.1773 | 8 | Undiscovered >=140, <=190 - ID | ID | 147.702 | 307.7567 | 7159.1582 | 0.036009 | 223.7302 | 15 | NF-EGS Salton Sea area 3 | CA | 250 | 66.0675 | 3800 | 0.020302 | 138.1824 | 10 | 7k-250 | 250 | 5578.8925 | 0.026034 | 174.6286 |  | 100613.4558 | 7k-250 | 0 | 0 | 0 | 0 | 7919.6938 | 5110.4704 | 1120.8374 | 1947.5676 | 581.328 | 1190.6046 | 87.1798 | 5330.4295 | 83.2912 | 0 | 5945.1854 | 9644.225 | 39.734 | 209.022 | 0 | 0 | 63.8737 | 0 | 0 | 0 | 3021.9329 | 0 | 1618.2158 | 14852.2765 | 91.1925 | 1966.5483 | 23441.6926 | 0 | 4185.2896 | 11543.3839 | 0 | 0 | 0 | 0 | 0 | 0 | 0 | 0 | 0 | 0 | 0 | 0 | 0 | 0 | 0 | 0 | 0 | 0 | 54.1557 | 0 | 565.3256 | 0 | 0 | 0 | 0 | 0 | 0 | 0 | 0 | 0 | 0 | 0 | 0 | 0 | 0 | 0 | 0 | 0 | 0 | 0 | 0 | 0 | 0 | 0 | 0 | 0 | 0 | 0 | 0 | 0 | 0 | 0 | 0 | 0 | 0 | 0 | 0 | 0 | 0 | 0 | 0 | 0 | 0 | 0 | 0 | 0 | 0 | 0 | 0 | 0 | 0 | 0 | 0 | 0 | 0
[12 empty] | Arrowhead HS | CA | 115 | 7.07 | 15217.9009 | 0.076214 | 469.2882 | 10 | Undiscovered >=140, <=190 - ID | ID | 147.702 | 174.8504 | 7159.1582 | 0.036009 | 223.7302 | 16 | NF-EGS Salton Sea area 4 | CA | 340 | 107.1634 | 3800 | 0.015784 | 107.5146 | 10 | 7k-275 | 275 | 4856.7229 | 0.023068 | 155.4219 |  | 10090.1493 | 7k-275 | 0 | 0 | 0 | 0 | 854.8796 | 194.922 | 0 | 0 | 393.1475 | 4306.7851 | 0 | 0 | 0 | 0 | 566.8336 | 1397.2448 | 0 | 77.913 | 0 | 0 | 15.8415 | 0 | 0 | 0 | 0 | 0 | 0 | 568.289 | 0 | 0 | 1007.646 | 0 | 313.0811 | 393.5661 | 0 | 0 | 0 | 0 | 0 | 0 | 0 | 0 | 0 | 0 | 0 | 0 | 0 | 0 | 0 | 0 | 0 | 0 | 0 | 0 | 0 | 0 | 0 | 0 | 0 | 0 | 0 | 0 | 0 | 0 | 0 | 0 | 0 | 0 | 0 | 0 | 0 | 0 | 0 | 0 | 0 | 0 | 0 | 0 | 0 | 0 | 0 | 0 | 0 | 0 | 0 | 0 | 0 | 0 | 0 | 0 | 0 | 0 | 0 | 0 | 0 | 0 | 0 | 0 | 0 | 0 | 0 | 0 | 0 | 0 | 0 | 0 | 0 | 0 | 0
[12 empty] | Baker Hot Spring | WA | 115 | 22.7 | 13842.738 | 0.069389 | 427.0947 | 1 | Undiscovered >=140, <=190 - NV | NV | 164.3917 | 1171.8954 | 5351.1735 | 0.029078 | 183.7896 | 12 | NF-EGS San Emidio Desert area | NV | 170 | 45.5 | 5447.0182 | 0.028252 | 182.1181 | 12 | 7k-300 | 300 | 4296.9733 | 0.020808 | 140.576 |  | 1499.8099 | 7k-300 | 0 | 0 | 0 | 0 | 0 | 0 | 0 | 0 | 59.4677 | 967.3071 | 0 | 0 | 0 | 0 | 0 | 159.8003 | 0 | 55.4486 | 0 | 0 | 11.2888 | 0 | 0 | 0 | 0 | 0 | 0 | 0 | 0 | 0 | 246.4974 | 0 | 0 | 0 | 0 | 0 | 0 | 0 | 0 | 0 | 0 | 0 | 0 | 0 | 0 | 0 | 0 | 0 | 0 | 0 | 0 | 0 | 0 | 0 | 0 | 0 | 0 | 0 | 0 | 0 | 0 | 0 | 0 | 0 | 0 | 0 | 0 | 0 | 0 | 0 | 0 | 0 | 0 | 0 | 0 | 0 | 0 | 0 | 0 | 0 | 0 | 0 | 0 | 0 | 0 | 0 | 0 | 0 | 0 | 0 | 0 | 0 | 0 | 0 | 0 | 0 | 0 | 0 | 0 | 0 | 0 | 0 | 0 | 0 | 0 | 0 | 0 | 0 | 0
[12 empty] | Butte Springs (Trego) | NV | 115 | 7.28 | 15307.147 | 0.076155 | 469.3138 | 12 | Undiscovered >=140, <=190 - OR | OR | 151.1151 | 27.6608 | 6358.6254 | 0.033785 | 210.2527 | 5 | NF-EGS Soda Lake area | NV | 175 | 33.6 | 5284.7357 | 0.027761 | 179.8852 | 12 | 7k-325 | 325 | 3834.6955 | 0.019005 | 128.4874 |  | 157.0128 | 7k-325 | 0 | 0 | 0 | 0 | 0 | 0 | 0 | 0 | 0 | 0 | 0 | 0 | 0 | 0 | 0 | 149.2836 | 0 | 7.7292 | 0 | 0 | 0 | 0 | 0 | 0 | 0 | 0 | 0 | 0 | 0 | 0 | 0 | 0 | 0 | 0 | 0 | 0 | 0 | 0 | 0 | 0 | 0 | 0 | 0 | 0 | 0 | 0 | 0 | 0 | 0 | 0 | 0 | 0 | 0 | 0 | 0 | 0 | 0 | 0 | 0 | 0 | 0 | 0 | 0 | 0 | 0 | 0 | 0 | 0 | 0 | 0 | 0 | 0 | 0 | 0 | 0 | 0 | 0 | 0 | 0 | 0 | 0 | 0 | 0 | 0 | 0 | 0 | 0 | 0 | 0 | 0 | 0 | 0 | 0 | 0 | 0 | 0 | 0 | 0 | 0 | 0 | 0 | 0 | 0 | 0 | 0 | 0 | 0 | 0 | 0
[12 empty] | Ennis (Thexton) Hot Springs | MT | 115 | 12.93 | 14393.2862 | 0.072234 | 445.5531 | 17 | Undiscovered >=140, <=190 - OR | OR | 151.1151 | 113.2002 | 6358.6254 | 0.033785 | 210.2527 | 6 | NF-EGS Steamboat | NV | 180 | 11.4 | 6036.0648 | 0.030801 | 200.6731 | 12 | 7k-350 | 350 | 3511.9342 | 0.017521 | 118.1263 |  | 0 | 7k-350 | 0 | 0 | 0 | 0 | 0 | 0 | 0 | 0 | 0 | 0 | 0 | 0 | 0 | 0 | 0 | 0 | 0 | 0 | 0 | 0 | 0 | 0 | 0 | 0 | 0 | 0 | 0 | 0 | 0 | 0 | 0 | 0 | 0 | 0 | 0 | 0 | 0 | 0 | 0 | 0 | 0 | 0 | 0 | 0 | 0 | 0 | 0 | 0 | 0 | 0 | 0 | 0 | 0 | 0 | 0 | 0 | 0 | 0 | 0 | 0 | 0 | 0 | 0 | 0 | 0 | 0 | 0 | 0 | 0 | 0 | 0 | 0 | 0 | 0 | 0 | 0 | 0 | 0 | 0 | 0 | 0 | 0 | 0 | 0 | 0 | 0 | 0 | 0 | 0 | 0 | 0 | 0 | 0 | 0 | 0 | 0 | 0 | 0 | 0 | 0 | 0 | 0 | 0 | 0 | 0 | 0 | 0 | 0 | 0
[12 empty] | Kahneetah Hot Springs | OR | 115 | 6.06 | 15305.1243 | 0.077758 | 476.8687 | 5 | Undiscovered >=140, <=190 - OR | OR | 151.1151 | 425.384 | 6358.6254 | 0.033785 | 210.2527 | 7 | NF-EGS Stillwater area | NV | 155 | 0 | 6692.6078 | 0.034501 | 218.7573 | 12
[12 empty] | Sharkey Hot Springs | ID | 115 | 9.99 | 15086.9956 | 0.074381 | 459.3618 | 15 | Undiscovered >=140, <=190 - UT | UT | 150.3033 | 217.8096 | 6178.2429 | 0.034183 | 211.7695 | 25 | NF-EGS The Geysers 1 | CA | 340 | 70 | 3800 | 0.015784 | 107.5146 | 9
[12 empty] | Silver Star (Barkel's) Hot Springs | MT | 115 | 9.11 | 14883.4507 | 0.074475 | 459.1878 | 17 | Undiscovered >190 - CA | CA | 290.2311 | 707.0098 | 3000 | 0.013942 | 93.9041 | 8 | NF-EGS The Geysers 2 | CA | 265 | 70 | 3800 | 0.019318 | 131.7194 | 9
[12 empty] | Surprise Valley HS | CA | 115 | 7.78 | 15172.9204 | 0.075639 | 466.2159 | 8 | Undiscovered >190 - CA | CA | 290.2311 | 2120.7181 | 3000 | 0.013942 | 93.9041 | 9 | NF-EGS The Geysers 3 | CA | 180 | 70 | 5330.205 | 0.027185 | 179.1358 | 9
[12 empty] | Trout Creek | OR | 115 | 9.13 | 14360.9803 | 0.07359 | 453.1247 | 7 | Undiscovered >190 - CA | CA | 290.2311 | 6435.5964 | 4000 | 0.013942 | 93.9041 | 10 | NF-EGS The Geysers 4 | CA | 320 | 68 | 3800 | 0.016031 | 109.7042 | 9
[12 empty] | Vulcan Hot Springs | ID | 115 | 10.09 | 14747.8687 | 0.073839 | 455.3576 | 15 | Undiscovered >190 - NM | NM | 264.363 | 952.1278 | 3094.0131 | 0.015934 | 106.7413 | 31 | NF-EGS The Geysers 5 | CA | 220 | 37 | 3914.1075 | 0.022452 | 151.8721 | 9
[12 empty] | Wabuska Hot Springs | NV | 115 | 5.98 | 15788.4203 | 0.078295 | 481.3493 | 12 | Undiscovered >190 - NV | NV | 221.2019 | 1999.1011 | 3423.9963 | 0.018096 | 120.6636 | 12 | NF-EGS The Geysers 6 | CA | 300 | 55 | 3800 | 0.015289 | 105.4862 | 9
[12 empty] | Black Rock Point area | NV | 120 | 8.54 | 12985.5239 | 0.065142 | 404.5859 | 12 | Undiscovered >190 - OR | OR | 275 | 427.4858 | 3000 | 0.014612 | 98.3019 | 5
[12 empty] | Canby (I'SOT) | CA | 120 | 9.42 | 12818.4529 | 0.064469 | 400.5017 | 8 | Undiscovered >190 - UT | UT | 250 | 864.2855 | 3000 | 0.015564 | 104.5559 | 25
[12 empty] | Darrough Hot Springs | NV | 120 | 11.34 | 11965.7371 | 0.06298 | 389.7085 | 12
[12 empty] | Double Hot Springs area | NV | 120 | 9.37 | 12827.1576 | 0.064505 | 400.7192 | 12
[12 empty] | Huckleberry Hot Springs | WY | 120 | 38.74 | 11515.7513 | 0.057409 | 356.3736 | 21
[12 empty] | Kelly HS | CA | 120 | 9.47 | 13089.9598 | 0.064807 | 403.1133 | 8
[12 empty] | Leach HS | NV | 120 | 7.49 | 13232.7167 | 0.066091 | 410.3163 | 12
[12 empty] | McLeod 88 (Big Smokey Valley) | NV | 120 | 9.86 | 12745.4106 | 0.064167 | 398.6564 | 12
[12 empty] | Mitchell Butte | OR | 120 | 10.09 | 12362.0506 | 0.0637 | 394.9501 | 7
[12 empty] | Sespe HS | CA | 120 | 10.73 | 12617.4793 | 0.063623 | 395.3282 | 10
[12 empty] | Tecopa HS | CA | 120 | 9.03 | 12888.7345 | 0.064756 | 402.2422 | 10
[12 empty] | The Needles (Needle Rocks, Pyramid Lake) | NV | 120 | 17.37 | 11748.9867 | 0.060634 | 376.112 | 12
[12 empty] | Waunita Hot Springs | CO | 120 | 12.23 | 12463.753 | 0.062883 | 390.8065 | 34
[12 empty] | Carson Lake Corral | NV | 125 | 11.41 | 11034.9587 | 0.056029 | 350.0221 | 12
[12 empty] | Deer Creek Hot Spring (old 97) | ID | 125 | 15.68 | 10912.0984 | 0.054639 | 341.8399 | 15
[12 empty] | Hot Springs Ranch (Pumpernickel Valley) | NV | 125 | 11.39 | 11037.3469 | 0.056039 | 350.0861 | 12
[12 empty] | Leonards Hot Sps./Seyferth HS | CA | 125 | 9.96 | 11231.1377 | 0.056859 | 355.1161 | 8
[12 empty] | Little Valley area | OR | 125 | 14.61 | 10461.8277 | 0.054445 | 339.5888 | 7
[12 empty] | Smith Creek Valley area | NV | 125 | 12.51 | 11153.0327 | 0.055802 | 349.0417 | 12
[12 empty] | Thermo Hot Springs | UT | 125 | 1.51 | 22598.451 | 0.088163 | 528.8574 | 25
[12 empty] | Tungsten Mountain | NV | 125 | 12.51 | 10914.6177 | 0.055462 | 346.5835 | 12
[12 empty] | Wendel | CA | 125 | 11.37 | 11039.7429 | 0.05605 | 350.1502 | 8
[12 empty] | Dixie Hot Springs | NV | 130 | 9.64 | 11331.2306 | 0.053447 | 336.1278 | 12
[12 empty] | Lightning Dock | NM | 130 | 12.99 | 10728.8032 | 0.051428 | 323.606 | 31
[12 empty] | Squaw Hot Springs area | ID | 130 | 13.92 | 9646.0151 | 0.049452 | 310.1418 | 16
[12 empty] | Wayland (Battle Creek) Hot Springs | ID | 130 | 13.97 | 9850.988 | 0.049684 | 311.9182 | 16
[12 empty] | West Valley Reservoir | CA | 130 | 12.59 | 9975.6595 | 0.05024 | 315.3645 | 8
[12 empty] | Alvord HS | OR | 135 | 19.52 | 8287.2567 | 0.045214 | 273.4293 | 7
[12 empty] | Big Creek Hot Springs | ID | 135 | 21.06 | 8381.7292 | 0.044954 | 272.3853 | 15
[12 empty] | Black Warrior | NV | 135 | 17.02 | 8566.5997 | 0.045953 | 278.3925 | 12
[12 empty] | Lakeview area (Hunters and Barry Ranch Hot Springs) | OR | 135 | 20.15 | 8192.5903 | 0.04506 | 272.2331 | 7
[12 empty] | Mt. Signal | CA | 135 | 14.72 | 8693.1436 | 0.04664 | 282.4961 | 10
[12 empty] | Railroad Valley | NV | 135 | 17.06 | 8564.3792 | 0.045941 | 278.3235 | 12
[12 empty] | Reese River | NV | 135 | 17.06 | 8217.4007 | 0.045917 | 276.8071 | 12
[12 empty] | Baltazor Hot Springs | NV | 140 | 20.53 | 7490.8997 | 0.04114 | 251.5355 | 12
[12 empty] | Calistoga HS | CA | 140 | 16.9 | 7844.6155 | 0.042052 | 257.7067 | 9
[12 empty] | Dann Ranch Hot Spring | NV | 140 | 22.31 | 7629.2237 | 0.040848 | 250.3872 | 12
[12 empty] | Maazama Well (Crater Lake) | OR | 140 | 32.33 | 8348.655 | 0.040794 | 251.9854 | 6
[12 empty] | Wedell Hot Spring (Gabbs) | NV | 140 | 17.75 | 7799.8137 | 0.041822 | 256.3092 | 12
[12 empty] | Carson River | CA | 145 | 15.67 | 7338.3299 | 0.039291 | 243.0732 | 9
[12 empty] | Dunes | CA | 145 | 18.52 | 6998.8302 | 0.038486 | 237.6241 | 10
[12 empty] | Pinto Hot Springs | NV | 145 | 26 | 6947.3677 | 0.037157 | 229.965 | 12
[12 empty] | Raft River | ID | 145 | 36.57 | 6906.4165 | 0.036098 | 223.6809 | 16
[12 empty] | Vale HS | OR | 145 | 45.21 | 6497.921 | 0.035307 | 217.5056 | 7
[12 empty] | Breitenbush Hot Springs | OR | 150 | 7.9 | 8356.5046 | 0.042172 | 260.4907 | 5
[12 empty] | Cove Fort - Sulphurdale - Liquid | UT | 150 | 0.74 | 32967.6204 | 0.08802 | 527.292 | 25
[12 empty] | Crane Creek-Cove Creek area | ID | 150 | 54.76 | 6910.4061 | 0.033489 | 209.6352 | 15
[12 empty] | Crump's HS | OR | 150 | 44.01 | 6204.8713 | 0.032906 | 205.2602 | 7
[12 empty] | Hot (Borax) Lake | OR | 150 | 42.92 | 6215.6712 | 0.032982 | 205.7397 | 7
[12 empty] | Lee Hot Springs | NV | 150 | 26.37 | 6462.1958 | 0.034602 | 215.8961 | 12
[12 empty] | Neal HS | OR | 150 | 11.93 | 6976.6671 | 0.038093 | 236.9442 | 7
[12 empty] | Cove Fort - Sulphurdale - Vapor | UT | 155 | 1.66 | 17570.3887 | 0.061243 | 381.1981 | 25
[12 empty] | Hot Sulphur Springs - Tuscarora | NV | 155 | 0 | 6091.1043 | 0.034116 | 213.673 | 12
[12 empty] | Lake City Hot Springs | CA | 160 | 100.75 | 5640.7959 | 0.030306 | 191.5978 | 8
[12 empty] | Stillwater area | NV | 160 | 0 | 5877.9989 | 0.032551 | 205.3551 | 12
[12 empty] | Wilbur Springs | CA | 160 | 29.33 | 5512.9185 | 0.030387 | 191.8229 | 9
[12 empty] | East Mesa (Shallow) | CA | 165 | 66.01 | 5210.303 | 0.028804 | 182.8642 | 10
[12 empty] | Emigrant | NV | 165 | 40.08 | 5556.9806 | 0.028262 | 179.998 | 12
[12 empty] | Sulphur Hot Springs (Ruby Valley) | NV | 165 | 34.04 | 5380.8538 | 0.028443 | 180.9468 | 12
[12 empty] | Heber Shallow | CA | 170 | 24.79 | 5089.1398 | 0.028071 | 179.2219 | 10
[12 empty] | Mickey HS | OR | 170 | 41.02 | 4806.5986 | 0.026512 | 169.1648 | 7
[12 empty] | Great Boiling Springs (Gerlach) | NV | 175 | 49.3 | 4429.7257 | 0.02498 | 159.9207 | 12
[12 empty] | Brady HS | NV | 185 | 17.26 | 4546.968 | 0.026408 | 170.426 | 12
[12 empty] | East Mesa (Deep) | CA | 190 | 60.26 | 4215.8087 | 0.023094 | 150.1353 | 10
[12 empty] | San Emidio Desert area | NV | 190 | 58.94 | 3869.5159 | 0.021376 | 138.7769 | 12
[12 empty] | Fallon Naval Air Station | NV | 195 | 53.41 | 3948.6362 | 0.020701 | 135.1038 | 12
[12 empty] | Blue Mountain | NV | 205 | 23.4 | 4272.6225 | 0.023425 | 148.5746 | 12
[12 empty] | Fish Lake Valley | NV | 205 | 57.13 | 3566.7255 | 0.019825 | 125.7514 | 12
[12 empty] | Heber Deep | CA | 205 | 34.51 | 3869.7725 | 0.021515 | 136.5209 | 10
[12 empty] | Humboldt House - Rye Patch | NV | 205 | 90.43 | 3659.4263 | 0.02056 | 130.6431 | 12
[12 empty] | Long Valley caldera - deep | CA | 205 | 47.53 | 4105.5086 | 0.021944 | 138.5739 | 10
[12 empty] | Soda Lake area | NV | 205 | 36.78 | 3833.0313 | 0.021309 | 135.1756 | 12
[12 empty] | Beowawe HS | NV | 215 | 40.01 | 3740.8479 | 0.020141 | 129.8042 | 12
[12 empty] | Desert Peak | NV | 215 | 15.46 | 4821.0715 | 0.024892 | 159.8321 | 12
[12 empty] | Dixie Valley Geothermal Field | NV | 225 | 93.3 | 3297.4223 | 0.018229 | 118.2709 | 12
[12 empty] | Valles Caldera - Sulphur Springs | NM | 225 | 0 | 4162.2928 | 0.021598 | 139.2523 | 31
[12 empty] | North Brawley | CA | 250 | 74.05 | 3000 | 0.016132 | 105.4516 | 10
[12 empty] | Roosevelt HS | UT | 250 | 85.53 | 3000 | 0.015983 | 104.5559 | 25
[12 empty] | South Brawley (Mesquite) | CA | 250 | 42.3 | 3135.0852 | 0.0169 | 110.0385 | 10
[12 empty] | Medicine Lake (Glass Mt.) | CA | 255 | 0 | 3044.3788 | 0.016577 | 108.0951 | 8
[12 empty] | Newberry Caldera | OR | 275 | 124.16 | 3000 | 0.014987 | 98.3019 | 5
[12 empty] | Valles Caldera - Redondo | NM | 275 | 0 | 3000 | 0.015715 | 102.7496 | 31
[12 empty] | Dixie Valley Power Partners | NV | 280 | 102.91 | 3000 | 0.014456 | 95.046 | 12
[12 empty] | Coso area | CA | 285 | 289.23 | 3000 | 0.01423 | 93.6206 | 10
[12 empty] | East Brawley | CA | 285 | 358.52 | 3000 | 0.014975 | 98.1579 | 10
[12 empty] | Clear Lake (Sulphur Bank mine) | CA | 300 | 29.2 | 3067.835 | 0.016076 | 104.9627 | 9
[12 empty] | Salton Sea area | CA | 310 | 1829.97 | 4000 | 0.013544 | 89.0124 | 10

## Improved Tech INT1-All Barriers (hidden)
Include Barriers?
[12 empty] | All Barriers Included | 4 | 4 | ReEDS GEO Identified HYDRO | [7 empty] | ReEDS GEO Undiscovered HYDRO | [7 empty] | ReEDS GEO Near-Field EGS | [5 empty] | ReEDS GEO Deep EGS | [7 empty] | 3375274.6156
Capital Cost Reduction Curve | [5 empty] | Fixed O&M (FOM) Cost Reduction Curve | [7 empty] | (°C) | (MWe) | (2015 $/kW) | $/kWh | $/kW/year |  |  |  | (°C) | (MWe) | (2015 $/kW) | $/kWh | $/kW/year |  |  |  | (°C) | (MWe) | (2015 $/kW) | $/kWh | $/kW/year |  |  | (°C) | (2015 $/kW) | $/kWh | $/kW/year |  |  | POWER CONTROL REGION
| geohydro | undisc | NF-EGS | shallow-egs | deep-egs |  | geohydro | undisc | NF-EGS | shallow-egs | deep-egs | Site Name | STATE | Temp | CAPACITY | Capital Costs | O&M Costs | O&M Costs | POWER CONTROL REGION | Site Name | STATE | Temp | CAPACITY | Capital Costs | O&M Costs | O&M Costs | POWER CONTROL REGION | Site Name | STATE | Temp | CAPACITY | Capital Costs | O&M Costs | O&M Costs | POWER CONTROL REGION | Site Name | Temp | Capital Costs | O&M Costs | O&M Costs |  | Total | Temp/Depth | 1 | 2 | 3 | 4 | 5 | 6 | 7 | 8 | 9 | 10 | 11 | 12 | 13 | 14 | 15 | 16 | 17 | 18 | 19 | 20 | 21 | 22 | 23 | 24 | 25 | 26 | 27 | 28 | 29 | 30 | 31 | 32 | 33 | 34 | 35 | 36 | 37 | 38 | 39 | 40 | 41 | 47 | 48 | 49 | 50 | 51 | 52 | 53 | 55 | 56 | 57 | 58 | 59 | 60 | 61 | 63 | 64 | 65 | 66 | 67 | 69 | 70 | 71 | 77 | 78 | 80 | 81 | 82 | 83 | 84 | 85 | 86 | 87 | 88 | 89 | 90 | 91 | 92 | 93 | 94 | 95 | 96 | 98 | 99 | 101 | 103 | 105 | 107 | 109 | 110 | 111 | 112 | 115 | 116 | 117 | 118 | 119 | 120 | 121 | 122 | 123 | 124 | 127 | 129 | 130 | 131 | 134 | 135 | 136
2010 | 1 | 1 | 1 |  | 1 | 2010 | 1 | 1 | 1 |  | 1 | Boyes HS | CA | 110 | 8.37 | 17839.6341 | 0.088734 | 541.4105 | 9 | Undiscovered <140 - AZ | AZ | 110 | 864.415 | 16456.5402 | 0.081487 | 495.2102 | 28 | NF-EGS Beowawe HS | NV | 185 | 43.2 | 4659.7145 | 0.024542 | 160.3941 | 12 | 4k-150 | 150 | 8990.8202 | 0.040666 | 257.3559 | Capacity (MWe) | 47934.3971 | 4k-150 | 0 | 0 | 0 | 0 | 2574.5865 | 1103.9364 | 468.7093 | 187.0509 | 455.313 | 2008.6255 | 55.1808 | 1362.988 | 90.2937 | 0 | 2632.235 | 4411.8449 | 0 | 0 | 0 | 0 | 4.7484 | 0 | 0 | 0 | 482.8802 | 0 | 1210.8553 | 8948.3063 | 0 | 1685.443 | 11308.9601 | 0 | 2439.4049 | 1762.4565 | 620.3138 | 0 | 0 | 0 | 0 | 0 | 0 | 0 | 0 | 0 | 0 | 0 | 0 | 0 | 0 | 0 | 0 | 712.8984 | 22.5747 | 0 | 457.5417 | 0 | 184.5612 | 2428.9926 | 309.6538 | 0 | 0 | 0 | 0 | 0 | 0 | 0 | 0 | 0 | 0 | 0 | 4.0422 | 0 | 0 | 0 | 0 | 0 | 0 | 0 | 0 | 0 | 0 | 0 | 0 | 0 | 0 | 0 | 0 | 0 | 0 | 0 | 0 | 0 | 0 | 0 | 0 | 0 | 0 | 0 | 0 | 0 | 0 | 0 | 0 | 0 | 0 | 0 | 0 | 0 | 0
2012 | 1 | 1 | 1 |  | 1 | 2012 | 1 | 1 | 1 |  | 1 | Clark Ranch | OR | 110 | 7.09 | 18137.694 | 0.089993 | 548.8882 | 7 | Undiscovered <140 - CA | CA | 114.6467 | 112.8175 | 13786.6047 | 0.06897 | 422.8988 | 8 | NF-EGS Blue Mountain | NV | 175 | 43.4 | 5339.2787 | 0.027093 | 175.5426 | 12 | 4k-175 | 175 | 6593.0606 | 0.029693 | 195.9771 |  | 1844.8832 | 4k-175 | 0 | 0 | 0 | 0 | 0 | 0 | 0 | 0 | 123.0512 | 1259.3368 | 0 | 0 | 0 | 0 | 180.2286 | 113.2078 | 0 | 0 | 0 | 0 | 0 | 0 | 0 | 0 | 0 | 0 | 0 | 0 | 0 | 0 | 136.4946 | 0 | 0 | 32.5642 | 0 | 0 | 0 | 0 | 0 | 0 | 0 | 0 | 0 | 0 | 0 | 0 | 0 | 0 | 0 | 0 | 0 | 0 | 0 | 0 | 0 | 0 | 0 | 0 | 0 | 0 | 0 | 0 | 0 | 0 | 0 | 0 | 0 | 0 | 0 | 0 | 0 | 0 | 0 | 0 | 0 | 0 | 0 | 0 | 0 | 0 | 0 | 0 | 0 | 0 | 0 | 0 | 0 | 0 | 0 | 0 | 0 | 0 | 0 | 0 | 0 | 0 | 0 | 0 | 0 | 0 | 0 | 0 | 0 | 0 | 0 | 0 | 0 | 0 | 0
2014 | 1 | 1 | 1 |  | 1 | 2014 | 1 | 1 | 1 |  | 1 | Clifton Hot Springs | AZ | 110 | 14.45 | 17028.9304 | 0.084974 | 518.6681 | 28 | Undiscovered <140 - CA | CA | 114.6467 | 32.6818 | 13786.6047 | 0.06897 | 422.8988 | 9 | NF-EGS Brady HS | NV | 170 | 25.1981 | 5909.8434 | 0.030235 | 195.123 | 12 | 4k-200 | 200 | 5119.7707 | 0.023953 | 158.4028 |  | 13.5712 | 4k-200 | 0 | 0 | 0 | 0 | 0 | 0 | 0 | 0 | 0 | 0 | 0 | 0 | 0 | 0 | 0 | 13.5712 | 0 | 0 | 0 | 0 | 0 | 0 | 0 | 0 | 0 | 0 | 0 | 0 | 0 | 0 | 0 | 0 | 0 | 0 | 0 | 0 | 0 | 0 | 0 | 0 | 0 | 0 | 0 | 0 | 0 | 0 | 0 | 0 | 0 | 0 | 0 | 0 | 0 | 0 | 0 | 0 | 0 | 0 | 0 | 0 | 0 | 0 | 0 | 0 | 0 | 0 | 0 | 0 | 0 | 0 | 0 | 0 | 0 | 0 | 0 | 0 | 0 | 0 | 0 | 0 | 0 | 0 | 0 | 0 | 0 | 0 | 0 | 0 | 0 | 0 | 0 | 0 | 0 | 0 | 0 | 0 | 0 | 0 | 0 | 0 | 0 | 0 | 0 | 0 | 0 | 0 | 0 | 0 | 0
2016 | #REF! | #REF! | #REF! |  | #REF! | 2016 | #REF! | #REF! | #REF! |  | #REF! | Colado area | NV | 110 | 10.78 | 16929.3336 | 0.086271 | 525.1171 | 12 | Undiscovered <140 - CA | CA | 114.6467 | 75.6658 | 13786.6047 | 0.06897 | 422.8988 | 10 | NF-EGS Coso 1 | CA | 300 | 45 | 3800 | 0.016154 | 110.2897 | 10 | 5k-150 | 150 | 9793.0729 | 0.042109 | 267.3101 |  | 501321.1496 | 5k-150 | 59.934 | 3072.1556 | 5543.6016 | 865.3523 | 12027.8311 | 1564.29 | 18406.9986 | 3070.4081 | 15502.0803 | 13776.9473 | 324.7296 | 75008.719 | 1815.536 | 495.517 | 6653.9921 | 8026.4974 | 7692.6191 | 1773.6022 | 5415.202 | 6525.0393 | 1110.2187 | 0 | 0 | 2149.2657 | 21867.2891 | 118.7792 | 4524.7578 | 30290.5416 | 1990.1772 | 3259.14 | 38644.0332 | 13.3186 | 24293.2371 | 27245.4505 | 15276.501 | 19118.7013 | 474.0416 | 8870.676 | 5147.3395 | 662.6721 | 0 | 0 | 0 | 0 | 19.2326 | 0 | 0 | 0 | 0 | 0.1218 | 8729.5389 | 12050.7786 | 1275.3158 | 0 | 7894.6163 | 22002.3864 | 12433.8902 | 24250.4126 | 7317.3628 | 1001.69 | 0 | 0 | 0 | 0 | 0 | 0 | 0 | 0 | 0 | 0 | 55.843 | 8452.4854 | 75.401 | 8.1698 | 0 | 0 | 1.7255 | 0 | 0 | 0 | 0 | 0 | 0 | 27.8975 | 0 | 0 | 0 | 0 | 0 | 0 | 0 | 0 | 53.9508 | 2879.328 | 13.0723 | 100.7376 | 0 | 0 | 0 | 0 | 0 | 0 | 0 | 0 | 0 | 0 | 0 | 0 | 0
2018 | #REF! | #REF! | #REF! |  | #REF! | 2018 | #REF! | #REF! | #REF! |  | #REF! | Dyke Hot Springs area | NV | 110 | 5.43 | 18855.1378 | 0.093103 | 566.2943 | 12 | Undiscovered <140 - CO | CO | 110.0116 | 164.3374 | 16449.076 | 0.081449 | 495.0045 | 33 | NF-EGS Coso 2 | CA | 250 | 43.5704 | 3800 | 0.018693 | 127.2013 | 10 | 5k-175 | 175 | 7212.9004 | 0.031233 | 203.1844 |  | 149789.9652 | 5k-175 | 0 | 0.0088 | 0 | 0 | 5128.4035 | 4159.4962 | 3623.183 | 4043.4869 | 1334.4172 | 3818.0115 | 115.749 | 16407.4641 | 743.2792 | 0 | 4602.8814 | 8163.3252 | 0 | 63.5495 | 0 | 0 | 40.49 | 0 | 0 | 0 | 14516.3043 | 0 | 3955.7268 | 21379.3625 | 296.718 | 5770.1284 | 26477.4908 | 0 | 3553.6645 | 9186.4964 | 1130.5642 | 275.4261 | 0 | 0 | 0 | 0 | 0 | 0 | 0 | 0 | 0 | 0 | 0 | 0 | 0 | 0 | 29.1691 | 1650.4758 | 270.3879 | 0 | 1388.96 | 176.1096 | 577.8369 | 6256.3488 | 649.1325 | 0 | 0 | 0 | 0 | 0 | 0 | 0 | 0 | 0 | 0 | 0 | 5.9171 | 0 | 0 | 0 | 0 | 0 | 0 | 0 | 0 | 0 | 0 | 0 | 0 | 0 | 0 | 0 | 0 | 0 | 0 | 0 | 0 | 0 | 0 | 0 | 0 | 0 | 0 | 0 | 0 | 0 | 0 | 0 | 0 | 0 | 0 | 0 | 0 | 0 | 0
2020 | #REF! | #REF! | #REF! |  | #REF! | 2020 | #REF! | #REF! | #REF! |  | #REF! | Fort Bidwell | CA | 110 | 9.14 | 16939.8207 | 0.087318 | 530.4633 | 8 | Undiscovered <140 - CO | CO | 110.0116 | 373.7443 | 16449.076 | 0.081449 | 495.0045 | 34 | NF-EGS Coso 3 | CA | 325 | 66.7469 | 3800 | 0.016111 | 110.067 | 10 | 5k-200 | 200 | 5589.965 | 0.024695 | 163.1946 |  | 7284.3445 | 5k-200 | 0 | 0 | 0 | 0 | 105.701 | 0 | 14.3523 | 0 | 284.9977 | 3581.7899 | 18.2027 | 0 | 0 | 0 | 769.4162 | 334.1449 | 0 | 0 | 0 | 0 | 1.4003 | 0 | 0 | 0 | 0 | 0 | 18.3164 | 263.6315 | 0 | 0.3295 | 1628.4239 | 0 | 24.4517 | 239.1865 | 0 | 0 | 0 | 0 | 0 | 0 | 0 | 0 | 0 | 0 | 0 | 0 | 0 | 0 | 0 | 0 | 0 | 0 | 0 | 0 | 0 | 0 | 0 | 0 | 0 | 0 | 0 | 0 | 0 | 0 | 0 | 0 | 0 | 0 | 0 | 0 | 0 | 0 | 0 | 0 | 0 | 0 | 0 | 0 | 0 | 0 | 0 | 0 | 0 | 0 | 0 | 0 | 0 | 0 | 0 | 0 | 0 | 0 | 0 | 0 | 0 | 0 | 0 | 0 | 0 | 0 | 0 | 0 | 0 | 0 | 0 | 0 | 0 | 0 | 0
2022 | #REF! | #REF! | #REF! |  | #REF! | 2022 | #REF! | #REF! | #REF! |  | #REF! | Gillard (Morenci) Hot Springs | AZ | 110 | 11.8 | 17272.3576 | 0.08606 | 525.6532 | 28 | Undiscovered <140 - ID | ID | 109.1697 | 470.2518 | 17136.3986 | 0.084477 | 512.026 | 15 | NF-EGS Coso 4 | CA | 175 | 24.6663 | 5450.0792 | 0.028793 | 186.6104 | 10 | 5k-225 | 225 | 5218.9109 | 0.025889 | 176.4097 |  | 144.335 | 5k-225 | 0 | 0 | 0 | 0 | 0 | 0 | 0 | 0 | 8.7241 | 0 | 0 | 0 | 0 | 0 | 0 | 73.411 | 0 | 0 | 0 | 0 | 0 | 0 | 0 | 0 | 0 | 0 | 0 | 0 | 0 | 0 | 62.1999 | 0 | 0 | 0 | 0 | 0 | 0 | 0 | 0 | 0 | 0 | 0 | 0 | 0 | 0 | 0 | 0 | 0 | 0 | 0 | 0 | 0 | 0 | 0 | 0 | 0 | 0 | 0 | 0 | 0 | 0 | 0 | 0 | 0 | 0 | 0 | 0 | 0 | 0 | 0 | 0 | 0 | 0 | 0 | 0 | 0 | 0 | 0 | 0 | 0 | 0 | 0 | 0 | 0 | 0 | 0 | 0 | 0 | 0 | 0 | 0 | 0 | 0 | 0 | 0 | 0 | 0 | 0 | 0 | 0 | 0 | 0 | 0 | 0 | 0 | 0 | 0 | 0 | 0
2024 | #REF! | #REF! | #REF! |  | #REF! | 2024 | #REF! | #REF! | #REF! |  | #REF! | Gregson (Fairmont) Hot Springs | MT | 110 | 7.1 | 18134.6324 | 0.089981 | 548.8175 | 17 | Undiscovered <140 - ID | ID | 109.1697 | 165.8008 | 17136.3986 | 0.084477 | 512.026 | 16 | NF-EGS Cove Fort - Sulphurdale | UT | 155 | 0 | 7217.485 | 0.037488 | 238.1222 | 25 | 5k-250 | 250 | 4456.6843 | 0.022729 | 153.6884 |  | 0 | 5k-250 | 0 | 0 | 0 | 0 | 0 | 0 | 0 | 0 | 0 | 0 | 0 | 0 | 0 | 0 | 0 | 0 | 0 | 0 | 0 | 0 | 0 | 0 | 0 | 0 | 0 | 0 | 0 | 0 | 0 | 0 | 0 | 0 | 0 | 0 | 0 | 0 | 0 | 0 | 0 | 0 | 0 | 0 | 0 | 0 | 0 | 0 | 0 | 0 | 0 | 0 | 0 | 0 | 0 | 0 | 0 | 0 | 0 | 0 | 0 | 0 | 0 | 0 | 0 | 0 | 0 | 0 | 0 | 0 | 0 | 0 | 0 | 0 | 0 | 0 | 0 | 0 | 0 | 0 | 0 | 0 | 0 | 0 | 0 | 0 | 0 | 0 | 0 | 0 | 0 | 0 | 0 | 0 | 0 | 0 | 0 | 0 | 0 | 0 | 0 | 0 | 0 | 0 | 0 | 0 | 0 | 0 | 0 | 0 | 0
2026 | #REF! | #REF! | #REF! |  | #REF! | 2026 | #REF! | #REF! | #REF! |  | #REF! | Jemez Springs (Ojos Calientes) | NM | 110 | 8.62 | 17784.3772 | 0.088504 | 540.0314 | 31 | Undiscovered <140 - MT | MT | 106.7457 | 410.1495 | 18819.3968 | 0.093338 | 559.813 | 17 | NF-EGS Desert Peak | NV | 185 | 26.3685 | 5038.2283 | 0.025789 | 170.6413 | 12 | 5k-275 | 275 | 3927.2601 | 0.020339 | 138.0819 |  | 0 | 5k-275 | 0 | 0 | 0 | 0 | 0 | 0 | 0 | 0 | 0 | 0 | 0 | 0 | 0 | 0 | 0 | 0 | 0 | 0 | 0 | 0 | 0 | 0 | 0 | 0 | 0 | 0 | 0 | 0 | 0 | 0 | 0 | 0 | 0 | 0 | 0 | 0 | 0 | 0 | 0 | 0 | 0 | 0 | 0 | 0 | 0 | 0 | 0 | 0 | 0 | 0 | 0 | 0 | 0 | 0 | 0 | 0 | 0 | 0 | 0 | 0 | 0 | 0 | 0 | 0 | 0 | 0 | 0 | 0 | 0 | 0 | 0 | 0 | 0 | 0 | 0 | 0 | 0 | 0 | 0 | 0 | 0 | 0 | 0 | 0 | 0 | 0 | 0 | 0 | 0 | 0 | 0 | 0 | 0 | 0 | 0 | 0 | 0 | 0 | 0 | 0 | 0 | 0 | 0 | 0 | 0 | 0 | 0 | 0 | 0
2028 | #REF! | #REF! | #REF! |  | #REF! | 2028 | #REF! | #REF! | #REF! |  | #REF! | Kellog HS | CA | 110 | 5.37 | 18895.5541 | 0.093244 | 567.1349 | 8 | Undiscovered <140 - NM | NM | 110.2518 | 299.7374 | 17147.9056 | 0.081518 | 499.6164 | 31 | NF-EGS Dixie Valley | NV | 190 | 104 | 4818.73 | 0.025053 | 164.7803 | 12 | 6k-150 | 150 | 10881.5709 | 0.044927 | 285.1216 |  | 365522.099 | 6k-150 | 3670.8761 | 9225.633 | 14780.7999 | 4481.5199 | 8089.8271 | 394.6502 | 1251.6256 | 259.8112 | 8924.8779 | 8639.9599 | 1124.811 | 2641.9326 | 0 | 7504.056 | 4464.7022 | 0 | 6514.2451 | 21707.1943 | 2249.8559 | 15931.0669 | 4118.1682 | 71.575 | 317.268 | 5537.0794 | 6509.2044 | 1821.1375 | 526.1103 | 7754.2506 | 1438.278 | 0 | 20738.5468 | 262.3048 | 12099.0056 | 16896.8446 | 20083.5794 | 15064.1099 | 9397.0918 | 13604.731 | 13307.5323 | 4947.5089 | 308.4466 | 414.5521 | 1072.1327 | 0 | 265.9364 | 0.6139 | 0 | 0 | 0 | 23.8484 | 177.2599 | 9147.6124 | 0 | 207.0246 | 6200.3418 | 12758.1601 | 5614.3181 | 21097.4653 | 9316.6521 | 4976.1042 | 0 | 0 | 0 | 0 | 0 | 0 | 0 | 0 | 0 | 0 | 190.5624 | 2612.5226 | 289.4808 | 38.8764 | 4.6816 | 0 | 144.3861 | 0 | 0 | 0 | 0 | 0 | 2.5454 | 174.6972 | 0 | 0 | 0 | 0 | 0 | 3.1244 | 0 | 0 | 2214.4 | 5045.8825 | 2763.5901 | 2245.5419 | 0 | 0 | 0 | 1856.0672 | 0 | 0 | 3.5006 | 0 | 0 | 0 | 0 | 0 | 0
2030 | #REF! | #REF! | #REF! |  | #REF! | 2030 | #REF! | #REF! | #REF! |  | #REF! | Latty Hot Springs | ID | 110 | 6.35 | 18389.1397 | 0.090946 | 554.5503 | 15 | Undiscovered <140 - NV | NV | 118.6191 | 477.1998 | 12121.5209 | 0.061048 | 376.338 | 12 | NF-EGS East Mesa | CA | 170 | 42 | 5655.7549 | 0.028595 | 184.4294 | 10 | 6k-175 | 175 | 8022.3313 | 0.033196 | 215.6273 |  | 486178.3741 | 6k-175 | 371.8061 | 5683.6289 | 10771.2333 | 2746.6136 | 15673.9442 | 428.2399 | 19329.1205 | 1385.5644 | 16232.7596 | 14281.0653 | 349.462 | 67006.1079 | 1380.2 | 2046.7404 | 7645.1819 | 5742.8293 | 12698.5177 | 2361.4765 | 4115.2729 | 4832.5949 | 1429.3843 | 0 | 0 | 1268.5926 | 18290.1976 | 139.8125 | 4487.7525 | 26032.0791 | 2074.2057 | 2201.0939 | 34241.1877 | 9.2028 | 25909.1003 | 24034.8656 | 13096.7546 | 17824.8366 | 239.544 | 9478.7426 | 1936.8002 | 829.579 | 0 | 0 | 0 | 0 | 19.0991 | 0 | 0 | 0 | 0 | 0 | 9882.5944 | 12746.8535 | 1268.5158 | 0 | 8419.7789 | 22300.3372 | 11500.5651 | 22947.5601 | 5755.9335 | 847.7028 | 0 | 0 | 0 | 0 | 0 | 0 | 0 | 0 | 0 | 0 | 29.7412 | 8007.8614 | 62.3112 | 6.951 | 0 | 0 | 0 | 0 | 0 | 0 | 0 | 0 | 0 | 31.7017 | 0 | 0 | 0 | 0 | 0 | 0 | 0 | 0 | 32.7737 | 3710.63 | 1.3726 | 0 | 0 | 0 | 0 | 0 | 0 | 0 | 0 | 0 | 0 | 0 | 0 | 0 | 0
2032 | #REF! | #REF! | #REF! |  | #REF! | 2032 | #REF! | #REF! | #REF! |  | #REF! | Magic Reservoir area | ID | 110 | 9.06 | 17359.0853 | 0.087697 | 534.2022 | 15 | Undiscovered <140 - OR | OR | 114.7896 | 15.6882 | 13511.7134 | 0.068371 | 418.8999 | 5 | NF-EGS Fallon Area | NV | 175 | 37.1 | 5401.2253 | 0.027536 | 178.4665 | 12 | 6k-200 | 200 | 6206.6873 | 0.026066 | 171.8967 |  | 239972.4434 | 6k-200 | 0 | 212.4749 | 21.8977 | 0 | 4561.2054 | 5674.1947 | 9378.8339 | 6124.1941 | 4457.3716 | 6607.6793 | 146.4144 | 42574.8503 | 2467.6992 | 0.342 | 5584.8779 | 8809.0349 | 193.8464 | 185.2758 | 0 | 0 | 67.8207 | 0 | 0 | 0 | 28174.0801 | 0 | 5193.8263 | 29970.6598 | 512.7102 | 8807.4465 | 36523.755 | 0 | 4397.7577 | 15111.6812 | 809.7043 | 182.206 | 0 | 0 | 0 | 0 | 0 | 0 | 0 | 0 | 0 | 0 | 0 | 0 | 0 | 0 | 14.7913 | 1624.6582 | 529.1494 | 0 | 2340.026 | 93.1871 | 730.87 | 7267.1719 | 606.4072 | 0 | 0 | 0 | 0 | 0 | 0 | 0 | 0 | 0 | 0 | 0 | 7.5444 | 6.7976 | 0 | 0 | 0 | 0 | 0 | 0 | 0 | 0 | 0 | 0 | 0 | 0 | 0 | 0 | 0 | 0 | 0 | 0 | 0 | 0 | 0 | 0 | 0 | 0 | 0 | 0 | 0 | 0 | 0 | 0 | 0 | 0 | 0 | 0 | 0 | 0 | 0
2034 | #REF! | #REF! | #REF! |  | #REF! | 2034 | #REF! | #REF! | #REF! |  | #REF! | Newcastle area | UT | 110 | 12.27 | 16520.0409 | 0.08526 | 518.0858 | 25 | Undiscovered <140 - OR | OR | 114.7896 | 21.1923 | 13511.7134 | 0.068371 | 418.8999 | 6 | NF-EGS Great Boiling Springs (Gerlach) | NV | 165 | 29.4 | 5973.8413 | 0.031172 | 200.0297 | 12 | 6k-225 | 225 | 5872.5693 | 0.027749 | 188.6866 |  | 31003.2198 | 6k-225 | 0 | 0 | 0 | 0 | 2724.2295 | 684.4257 | 302.2651 | 129.1878 | 273.7042 | 1212.536 | 58.4474 | 567.7535 | 10.6076 | 0 | 3180.6075 | 5697.1126 | 0 | 0 | 0 | 0 | 1.2083 | 0 | 0 | 0 | 232.2305 | 0 | 586.6938 | 4348.6451 | 0 | 320.397 | 8005.6193 | 0 | 1045.6843 | 1563.2878 | 0 | 0 | 0 | 0 | 0 | 0 | 0 | 0 | 0 | 0 | 0 | 0 | 0 | 0 | 0 | 0 | 0 | 0 | 0 | 0 | 58.5768 | 0 | 0 | 0 | 0 | 0 | 0 | 0 | 0 | 0 | 0 | 0 | 0 | 0 | 0 | 0 | 0 | 0 | 0 | 0 | 0 | 0 | 0 | 0 | 0 | 0 | 0 | 0 | 0 | 0 | 0 | 0 | 0 | 0 | 0 | 0 | 0 | 0 | 0 | 0 | 0 | 0 | 0 | 0 | 0 | 0 | 0 | 0 | 0 | 0 | 0 | 0 | 0 | 0 | 0
2036 | #REF! | #REF! | #REF! |  | #REF! | 2036 | #REF! | #REF! | #REF! |  | #REF! | Olene Hot Springs | OR | 110 | 8.26 | 17864.9231 | 0.088838 | 542.0358 | 6 | Undiscovered <140 - OR | OR | 114.7896 | 349.3343 | 13511.7134 | 0.068371 | 418.8999 | 7 | NF-EGS Heber | CA | 180 | 24.5 | 5343.2718 | 0.027252 | 179.609 | 10 | 6k-250 | 250 | 4971.71 | 0.024254 | 163.3487 |  | 3718.6662 | 6k-250 | 0 | 0 | 0 | 0 | 0 | 0 | 0 | 0 | 130.5975 | 3105.265 | 0 | 0 | 0 | 0 | 27.76 | 163.9393 | 0 | 0 | 0 | 0 | 0 | 0 | 0 | 0 | 0 | 0 | 0 | 0 | 0 | 0 | 253.3728 | 0 | 0 | 37.7316 | 0 | 0 | 0 | 0 | 0 | 0 | 0 | 0 | 0 | 0 | 0 | 0 | 0 | 0 | 0 | 0 | 0 | 0 | 0 | 0 | 0 | 0 | 0 | 0 | 0 | 0 | 0 | 0 | 0 | 0 | 0 | 0 | 0 | 0 | 0 | 0 | 0 | 0 | 0 | 0 | 0 | 0 | 0 | 0 | 0 | 0 | 0 | 0 | 0 | 0 | 0 | 0 | 0 | 0 | 0 | 0 | 0 | 0 | 0 | 0 | 0 | 0 | 0 | 0 | 0 | 0 | 0 | 0 | 0 | 0 | 0 | 0 | 0 | 0 | 0
2038 | #REF! | #REF! | #REF! |  | #REF! | 2038 | #REF! | #REF! | #REF! |  | #REF! | Owl Creek Hot Springs | ID | 110 | 7.83 | 18321.6757 | 0.089775 | 548.5739 | 15 | Undiscovered <140 - UT | UT | 111.2484 | 207.2805 | 15161.8055 | 0.077459 | 468.2947 | 25 | NF-EGS Hot Sulphur Springs - Tuscarora | NV | 150 | 0 | 7749.1834 | 0.040133 | 253.1139 | 12 | 6k-275 | 275 | 4353.6805 | 0.021598 | 146.0808 |  | 32.2655 | 6k-275 | 0 | 0 | 0 | 0 | 0 | 0 | 0 | 0 | 0 | 0 | 0 | 0 | 0 | 0 | 0 | 21.9464 | 0 | 0 | 0 | 0 | 0 | 0 | 0 | 0 | 0 | 0 | 0 | 0 | 0 | 0 | 10.3191 | 0 | 0 | 0 | 0 | 0 | 0 | 0 | 0 | 0 | 0 | 0 | 0 | 0 | 0 | 0 | 0 | 0 | 0 | 0 | 0 | 0 | 0 | 0 | 0 | 0 | 0 | 0 | 0 | 0 | 0 | 0 | 0 | 0 | 0 | 0 | 0 | 0 | 0 | 0 | 0 | 0 | 0 | 0 | 0 | 0 | 0 | 0 | 0 | 0 | 0 | 0 | 0 | 0 | 0 | 0 | 0 | 0 | 0 | 0 | 0 | 0 | 0 | 0 | 0 | 0 | 0 | 0 | 0 | 0 | 0 | 0 | 0 | 0 | 0 | 0 | 0 | 0 | 0
2040 | #REF! | #REF! | #REF! |  | #REF! | 2040 | #REF! | #REF! | #REF! |  | #REF! | Routt | CO | 110 | 8.29 | 17857.9647 | 0.08881 | 541.8641 | 33 | Undiscovered <140 - WA | WA | 115 | 73.9944 | 13719.9474 | 0.068293 | 419.4173 | 1 | NF-EGS Long Valley (Mammoth) | CA | 175 | 0 | 5449.9432 | 0.027847 | 180.499 | 10 | 6k-300 | 300 | 3874.9951 | 0.019578 | 132.7553 |  | 0 | 6k-300 | 0 | 0 | 0 | 0 | 0 | 0 | 0 | 0 | 0 | 0 | 0 | 0 | 0 | 0 | 0 | 0 | 0 | 0 | 0 | 0 | 0 | 0 | 0 | 0 | 0 | 0 | 0 | 0 | 0 | 0 | 0 | 0 | 0 | 0 | 0 | 0 | 0 | 0 | 0 | 0 | 0 | 0 | 0 | 0 | 0 | 0 | 0 | 0 | 0 | 0 | 0 | 0 | 0 | 0 | 0 | 0 | 0 | 0 | 0 | 0 | 0 | 0 | 0 | 0 | 0 | 0 | 0 | 0 | 0 | 0 | 0 | 0 | 0 | 0 | 0 | 0 | 0 | 0 | 0 | 0 | 0 | 0 | 0 | 0 | 0 | 0 | 0 | 0 | 0 | 0 | 0 | 0 | 0 | 0 | 0 | 0 | 0 | 0 | 0 | 0 | 0 | 0 | 0 | 0 | 0 | 0 | 0 | 0 | 0
2042 | #REF! | #REF! | #REF! |  | #REF! | 2042 | #REF! | #REF! | #REF! |  | #REF! | Rowland Hot Springs | NV | 110 | 5.85 | 18593.4911 | 0.091939 | 559.885 | 12 | Undiscovered <140 - WY | WY | 120 | 35.2831 | 11728.4151 | 0.058754 | 363.5884 | 21 | NF-EGS Raft River | ID | 150 | 28.2 | 7546.1653 | 0.037893 | 238.866 | 16 | 7k-150 | 150 | 12123.7126 | 0.04836 | 306.6926 |  | 353294.6777 | 7k-150 | 1149.2637 | 396.8314 | 0 | 0 | 604.7525 | 687.126 | 0 | 296.1351 | 6313.9775 | 3777.7929 | 569.9126 | 0 | 0 | 0 | 0 | 0 | 0 | 14461.4633 | 791.361 | 12893.5399 | 19426.3682 | 1119.1791 | 4974.6621 | 10293.338 | 5351.64 | 0 | 0 | 8863.232 | 3724.48 | 0 | 13331.6622 | 1887.1828 | 9195.0922 | 12110.7724 | 5228.4981 | 7273.0646 | 12904.1551 | 30983.5868 | 15249.563 | 26568.8788 | 1442.7118 | 1072.0348 | 2278.9841 | 0 | 483.6936 | 0 | 46.4044 | 0.671 | 15.0391 | 273.1176 | 40.0178 | 17410.9762 | 0 | 6753.4441 | 10319.2481 | 15793.7201 | 2058.8584 | 8471.8143 | 4193.8183 | 2161.9575 | 0.6873 | 125.5392 | 4.1903 | 76.022 | 0 | 8.6492 | 23.8894 | 0 | 1.1349 | 0 | 181.9699 | 0 | 94.7632 | 48.0694 | 157.2576 | 76.6148 | 134.5104 | 74.3613 | 3.5732 | 307.6684 | 508.8474 | 8923.9242 | 116.0229 | 4627.0291 | 33.2969 | 0 | 0 | 31.0935 | 3.6873 | 18.8411 | 247.7582 | 145.0191 | 7625.1529 | 3539.0929 | 7285.7003 | 1583.92 | 729.3888 | 378.5482 | 105.711 | 12642.7426 | 9.9816 | 1.6517 | 0 | 0 | 0 | 8.3685 | 165.9765 | 0 | 0
2044 | #REF! | #REF! | #REF! |  | #REF! | 2044 | #REF! | #REF! | #REF! |  | #REF! | Sonoma Mission Inn | CA | 110 | 6.28 | 18415.7898 | 0.091045 | 555.1342 | 9 | Undiscovered >=140, <=190 - CA | CA | 166.0034 | 139.9639 | 5282.5597 | 0.028592 | 181.0892 | 8 | NF-EGS Roosevelt HS | UT | 200 | 108 | 4397.0082 | 0.023039 | 152.6311 | 25 | 7k-175 | 175 | 8953.1401 | 0.035604 | 230.9582 |  | 357489.3418 | 7k-175 | 2452.2526 | 8034.6513 | 8761.7661 | 2249.2989 | 7087.817 | 343.0262 | 425.4683 | 222.9536 | 8260.148 | 8406.6347 | 1183.686 | 1887.9953 | 0 | 5259.596 | 3813.48 | 0 | 4015.2286 | 19179.7192 | 5152.1759 | 15195.2876 | 4516.5916 | 0 | 0 | 5090.682 | 6123.3731 | 1785.3959 | 392.6762 | 8166.3905 | 1355.113 | 0 | 20361.4318 | 166.7273 | 16804.474 | 15863.5826 | 23198.0584 | 22566.4517 | 6462.7949 | 13886.9604 | 12356.9085 | 3628.4292 | 230.0815 | 400.6656 | 706.985 | 0 | 162.8913 | 0 | 0 | 0 | 0 | 4.9202 | 512.2158 | 9090.2311 | 0 | 0 | 5311.9381 | 16224.8763 | 8567.1108 | 22891.6515 | 9877.0207 | 4040.1819 | 0 | 0 | 0 | 0 | 0 | 0 | 0 | 0 | 0 | 0 | 249.1245 | 5318.2264 | 221.808 | 47.328 | 1.1327 | 0 | 92.0727 | 0 | 0 | 0 | 0 | 0 | 3.2063 | 115.6376 | 0 | 0 | 0 | 0 | 0 | 0.16128 | 0 | 0 | 805.646 | 5264.4461 | 773.0758 | 1181.1371 | 0 | 0 | 0 | 735.4223 | 0 | 0 | 2.9208 | 0 | 0 | 0 | 0 | 0 | 0
2046 | #REF! | #REF! | #REF! |  | #REF! | 2046 | #REF! | #REF! | #REF! |  | #REF! | Summer Lake Hot Springs | OR | 110 | 6.46 | 17792.5559 | 0.090202 | 548.4053 | 7 | Undiscovered >=140, <=190 - CA | CA | 166.0034 | 83.3515 | 5282.5597 | 0.028592 | 181.0892 | 9 | NF-EGS Salton Sea area 1 | CA | 175 | 18.6808 | 5808.4602 | 0.029869 | 193.9803 | 10 | 7k-200 | 200 | 6920.3467 | 0.02781 | 183.0095 |  | 461866.5431 | 7k-200 | 724.805 | 8584.8479 | 18477.3488 | 6109.179 | 19433.122 | 314.7192 | 18296.3698 | 851.748 | 16178.9756 | 15142.7994 | 319.4812 | 54598.6678 | 879.45 | 5040.8664 | 7994.0258 | 3636.2907 | 18337.212 | 3416.0594 | 2285.185 | 3046.3303 | 1425.6329 | 0 | 0 | 608.4331 | 17518.4694 | 177.8558 | 4269.1904 | 22833.6376 | 2153.5745 | 1107.3312 | 31853.3149 | 0 | 22699.0692 | 21186.5518 | 10381.2556 | 12101.9377 | 73.101 | 9314.0733 | 534.0422 | 952.9569 | 0 | 0 | 0 | 0 | 0 | 0 | 0 | 0 | 0 | 0 | 10705.5996 | 12318.5834 | 1226.352 | 0 | 8721.3108 | 19670.4854 | 9481.2727 | 21807.3652 | 4789.6893 | 503.935 | 0 | 0 | 0 | 0 | 0 | 0 | 0 | 0 | 0 | 0 | 24.7754 | 6562.3772 | 54.6636 | 10.145 | 0 | 0 | 0 | 0 | 0 | 0 | 0 | 0 | 0 | 10.2629 | 0 | 0 | 0 | 0 | 0 | 0 | 0 | 0 | 22.0398 | 3099.775 | 0 | 0 | 0 | 0 | 0 | 0 | 0 | 0 | 0 | 0 | 0 | 0 | 0 | 0 | 0
2048 | #REF! | #REF! | #REF! |  | #REF! | 2048 | #REF! | #REF! | #REF! |  | #REF! | White Licks Hot Springs | ID | 110 | 9.04 | 17362.9613 | 0.087714 | 534.3036 | 15 | Undiscovered >=140, <=190 - CA | CA | 166.0034 | 280.8094 | 5282.5597 | 0.028592 | 181.0892 | 10 | NF-EGS Salton Sea area 2 | CA | 325 | 50.0555 | 3800 | 0.01449 | 99.0104 | 10 | 7k-225 | 225 | 6630.7537 | 0.029885 | 202.8038 |  | 288454.7344 | 7k-225 | 4.5716 | 487.4205 | 97.4763 | 0 | 4422.6449 | 5663.6709 | 14832.1764 | 6597.6039 | 8177.8486 | 8605.5649 | 232.6712 | 63435.3112 | 3420.0876 | 17.1589 | 6132.8665 | 11498.8188 | 575.559 | 164.548 | 0 | 0 | 81.4091 | 0 | 0 | 0 | 31974.1071 | 0 | 5708.9722 | 32700.5817 | 706.4542 | 10786.2713 | 38747.5809 | 0 | 5333.5799 | 13782.6773 | 518.4641 | 77.8918 | 0 | 0 | 0 | 0 | 0 | 0 | 0 | 0 | 0 | 0 | 0 | 0 | 0 | 0 | 0 | 1300.011 | 724.4434 | 0 | 2628.2324 | 14.5842 | 783.0761 | 7648.8723 | 539.5426 | 0 | 0 | 0 | 0 | 0 | 0 | 0 | 0 | 0 | 0 | 0 | 10.3525 | 0 | 0 | 0 | 0 | 0 | 0 | 0 | 0 | 0 | 0 | 0 | 0 | 0 | 0 | 0 | 0 | 0 | 0 | 0 | 0 | 0 | 0 | 21.6311 | 0 | 0 | 0 | 0 | 0 | 0 | 0 | 0 | 0 | 0 | 0 | 0 | 0 | 0 | 0
2050 | #REF! | #REF! | #REF! |  | #REF! | 2050 | #REF! | #REF! | #REF! |  | #REF! | Amedee | CA | 115 | 5.57 | 15157.8228 | 0.078758 | 481.1773 | 8 | Undiscovered >=140, <=190 - ID | ID | 147.702 | 305.2979 | 7159.1582 | 0.036009 | 223.7302 | 15 | NF-EGS Salton Sea area 3 | CA | 250 | 66.0675 | 3800 | 0.020302 | 138.1824 | 10 | 7k-250 | 250 | 5578.8925 | 0.026034 | 174.6286 |  | 70039.562 | 7k-250 | 0 | 0 | 0 | 0 | 4165.1723 | 1323.2468 | 900.8212 | 989.406 | 363.33 | 1094.5881 | 87.1798 | 4767.1624 | 83.2912 | 0 | 5407.0436 | 7752.0036 | 11.06 | 0 | 0 | 0 | 3.5485 | 0 | 0 | 0 | 2964.2348 | 0 | 1618.2158 | 10951.6786 | 0 | 1681.5413 | 16714.946 | 0 | 1858.599 | 6683.0117 | 0 | 0 | 0 | 0 | 0 | 0 | 0 | 0 | 0 | 0 | 0 | 0 | 0 | 0 | 0 | 0 | 0 | 0 | 54.1557 | 0 | 565.3256 | 0 | 0 | 0 | 0 | 0 | 0 | 0 | 0 | 0 | 0 | 0 | 0 | 0 | 0 | 0 | 0 | 0 | 0 | 0 | 0 | 0 | 0 | 0 | 0 | 0 | 0 | 0 | 0 | 0 | 0 | 0 | 0 | 0 | 0 | 0 | 0 | 0 | 0 | 0 | 0 | 0 | 0 | 0 | 0 | 0 | 0 | 0 | 0 | 0 | 0 | 0 | 0 | 0 | 0
[12 empty] | Arrowhead HS | CA | 115 | 7.07 | 15217.9009 | 0.076214 | 469.2882 | 10 | Undiscovered >=140, <=190 - ID | ID | 147.702 | 136.6019 | 7159.1582 | 0.036009 | 223.7302 | 16 | NF-EGS Salton Sea area 4 | CA | 340 | 107.1634 | 3800 | 0.015784 | 107.5146 | 10 | 7k-275 | 275 | 4856.7229 | 0.023068 | 155.4219 |  | 8148.3195 | 7k-275 | 0 | 0 | 0 | 0 | 262.233 | 48.7305 | 0 | 0 | 245.7172 | 4306.7851 | 0 | 0 | 0 | 0 | 559.7482 | 1188.7008 | 0 | 0 | 0 | 0 | 0 | 0 | 0 | 0 | 0 | 0 | 0 | 568.289 | 0 | 0 | 689.442 | 0 | 124.478 | 154.1957 | 0 | 0 | 0 | 0 | 0 | 0 | 0 | 0 | 0 | 0 | 0 | 0 | 0 | 0 | 0 | 0 | 0 | 0 | 0 | 0 | 0 | 0 | 0 | 0 | 0 | 0 | 0 | 0 | 0 | 0 | 0 | 0 | 0 | 0 | 0 | 0 | 0 | 0 | 0 | 0 | 0 | 0 | 0 | 0 | 0 | 0 | 0 | 0 | 0 | 0 | 0 | 0 | 0 | 0 | 0 | 0 | 0 | 0 | 0 | 0 | 0 | 0 | 0 | 0 | 0 | 0 | 0 | 0 | 0 | 0 | 0 | 0 | 0 | 0 | 0
[12 empty] | Baker Hot Spring | WA | 115 | 22.7 | 13842.738 | 0.069389 | 427.0947 | 1 | Undiscovered >=140, <=190 - NV | NV | 164.3917 | 1088.7166 | 5351.1735 | 0.029078 | 183.7896 | 12 | NF-EGS San Emidio Desert area | NV | 170 | 45.5 | 5447.0182 | 0.028252 | 182.1181 | 12 | 7k-300 | 300 | 4296.9733 | 0.020808 | 140.576 |  | 1221.7233 | 7k-300 | 0 | 0 | 0 | 0 | 0 | 0 | 0 | 0 | 37.1673 | 967.3071 | 0 | 0 | 0 | 0 | 0 | 94.0002 | 0 | 0 | 0 | 0 | 0 | 0 | 0 | 0 | 0 | 0 | 0 | 0 | 0 | 0 | 123.2487 | 0 | 0 | 0 | 0 | 0 | 0 | 0 | 0 | 0 | 0 | 0 | 0 | 0 | 0 | 0 | 0 | 0 | 0 | 0 | 0 | 0 | 0 | 0 | 0 | 0 | 0 | 0 | 0 | 0 | 0 | 0 | 0 | 0 | 0 | 0 | 0 | 0 | 0 | 0 | 0 | 0 | 0 | 0 | 0 | 0 | 0 | 0 | 0 | 0 | 0 | 0 | 0 | 0 | 0 | 0 | 0 | 0 | 0 | 0 | 0 | 0 | 0 | 0 | 0 | 0 | 0 | 0 | 0 | 0 | 0 | 0 | 0 | 0 | 0 | 0 | 0 | 0 | 0
[12 empty] | Butte Springs (Trego) | NV | 115 | 7.28 | 15307.147 | 0.076155 | 469.3138 | 12 | Undiscovered >=140, <=190 - OR | OR | 151.1151 | 7.2182 | 6358.6254 | 0.033785 | 210.2527 | 5 | NF-EGS Soda Lake area | NV | 175 | 33.6 | 5284.7357 | 0.027761 | 179.8852 | 12 | 7k-325 | 325 | 3834.6955 | 0.019005 | 128.4874 |  | 0 | 7k-325 | 0 | 0 | 0 | 0 | 0 | 0 | 0 | 0 | 0 | 0 | 0 | 0 | 0 | 0 | 0 | 0 | 0 | 0 | 0 | 0 | 0 | 0 | 0 | 0 | 0 | 0 | 0 | 0 | 0 | 0 | 0 | 0 | 0 | 0 | 0 | 0 | 0 | 0 | 0 | 0 | 0 | 0 | 0 | 0 | 0 | 0 | 0 | 0 | 0 | 0 | 0 | 0 | 0 | 0 | 0 | 0 | 0 | 0 | 0 | 0 | 0 | 0 | 0 | 0 | 0 | 0 | 0 | 0 | 0 | 0 | 0 | 0 | 0 | 0 | 0 | 0 | 0 | 0 | 0 | 0 | 0 | 0 | 0 | 0 | 0 | 0 | 0 | 0 | 0 | 0 | 0 | 0 | 0 | 0 | 0 | 0 | 0 | 0 | 0 | 0 | 0 | 0 | 0 | 0 | 0 | 0 | 0 | 0 | 0
[12 empty] | Ennis (Thexton) Hot Springs | MT | 115 | 12.93 | 14393.2862 | 0.072234 | 445.5531 | 17 | Undiscovered >=140, <=190 - OR | OR | 151.1151 | 14.5302 | 6358.6254 | 0.033785 | 210.2527 | 6 | NF-EGS Steamboat | NV | 180 | 0 | 6036.0648 | 0.030801 | 200.6731 | 12 | 7k-350 | 350 | 3511.9342 | 0.017521 | 118.1263 |  | 0 | 7k-350 | 0 | 0 | 0 | 0 | 0 | 0 | 0 | 0 | 0 | 0 | 0 | 0 | 0 | 0 | 0 | 0 | 0 | 0 | 0 | 0 | 0 | 0 | 0 | 0 | 0 | 0 | 0 | 0 | 0 | 0 | 0 | 0 | 0 | 0 | 0 | 0 | 0 | 0 | 0 | 0 | 0 | 0 | 0 | 0 | 0 | 0 | 0 | 0 | 0 | 0 | 0 | 0 | 0 | 0 | 0 | 0 | 0 | 0 | 0 | 0 | 0 | 0 | 0 | 0 | 0 | 0 | 0 | 0 | 0 | 0 | 0 | 0 | 0 | 0 | 0 | 0 | 0 | 0 | 0 | 0 | 0 | 0 | 0 | 0 | 0 | 0 | 0 | 0 | 0 | 0 | 0 | 0 | 0 | 0 | 0 | 0 | 0 | 0 | 0 | 0 | 0 | 0 | 0 | 0 | 0 | 0 | 0 | 0 | 0
[12 empty] | Kahneetah Hot Springs | OR | 115 | 6.06 | 15305.1243 | 0.077758 | 476.8687 | 5 | Undiscovered >=140, <=190 - OR | OR | 151.1151 | 425.384 | 6358.6254 | 0.033785 | 210.2527 | 7 | NF-EGS Stillwater area | NV | 155 | 0 | 6692.6078 | 0.034501 | 218.7573 | 12
[12 empty] | Sharkey Hot Springs | ID | 115 | 9.99 | 15086.9956 | 0.074381 | 459.3618 | 15 | Undiscovered >=140, <=190 - UT | UT | 150.3033 | 187.5182 | 6178.2429 | 0.034183 | 211.7695 | 25 | NF-EGS The Geysers 1 | CA | 340 | 70 | 3800 | 0.015784 | 107.5146 | 9
[12 empty] | Silver Star (Barkel's) Hot Springs | MT | 115 | 9.11 | 14883.4507 | 0.074475 | 459.1878 | 17 | Undiscovered >190 - CA | CA | 290.2311 | 248.4677 | 3000 | 0.013942 | 93.9041 | 8 | NF-EGS The Geysers 2 | CA | 265 | 70 | 3800 | 0.019318 | 131.7194 | 9
[12 empty] | Surprise Valley HS | CA | 115 | 7.78 | 15172.9204 | 0.075639 | 466.2159 | 8 | Undiscovered >190 - CA | CA | 290.2311 | 1966.4841 | 3000 | 0.013942 | 93.9041 | 9 | NF-EGS The Geysers 3 | CA | 180 | 70 | 5330.205 | 0.027185 | 179.1358 | 9
[12 empty] | Trout Creek | OR | 115 | 9.13 | 14360.9803 | 0.07359 | 453.1247 | 7 | Undiscovered >190 - CA | CA | 290.2311 | 6340.8624 | 4000 | 0.013942 | 93.9041 | 10 | NF-EGS The Geysers 4 | CA | 320 | 68 | 3800 | 0.016031 | 109.7042 | 9
[12 empty] | Vulcan Hot Springs | ID | 115 | 10.09 | 14747.8687 | 0.073839 | 455.3576 | 15 | Undiscovered >190 - NM | NM | 264.363 | 336.9067 | 3094.0131 | 0.015934 | 106.7413 | 31 | NF-EGS The Geysers 5 | CA | 220 | 37 | 3914.1075 | 0.022452 | 151.8721 | 9
[12 empty] | Wabuska Hot Springs | NV | 115 | 5.98 | 15788.4203 | 0.078295 | 481.3493 | 12 | Undiscovered >190 - NV | NV | 221.2019 | 1999.1011 | 3423.9963 | 0.018096 | 120.6636 | 12 | NF-EGS The Geysers 6 | CA | 300 | 55 | 3800 | 0.015289 | 105.4862 | 9
[12 empty] | Black Rock Point area | NV | 120 | 8.54 | 12985.5239 | 0.065142 | 404.5859 | 12 | Undiscovered >190 - OR | OR | 275 | 254.764 | 3000 | 0.014612 | 98.3019 | 5
[12 empty] | Canby (I'SOT) | CA | 120 | 9.42 | 12818.4529 | 0.064469 | 400.5017 | 8 | Undiscovered >190 - UT | UT | 250 | 864.2855 | 3000 | 0.015564 | 104.5559 | 25
[12 empty] | Darrough Hot Springs | NV | 120 | 11.34 | 11965.7371 | 0.06298 | 389.7085 | 12
[12 empty] | Double Hot Springs area | NV | 120 | 9.37 | 12827.1576 | 0.064505 | 400.7192 | 12
[12 empty] | Huckleberry Hot Springs | WY | 120 | 38.74 | 11515.7513 | 0.057409 | 356.3736 | 21
[12 empty] | Kelly HS | CA | 120 | 9.47 | 13089.9598 | 0.064807 | 403.1133 | 8
[12 empty] | Leach HS | NV | 120 | 7.49 | 13232.7167 | 0.066091 | 410.3163 | 12
[12 empty] | McLeod 88 (Big Smokey Valley) | NV | 120 | 9.86 | 12745.4106 | 0.064167 | 398.6564 | 12
[12 empty] | Mitchell Butte | OR | 120 | 10.09 | 12362.0506 | 0.0637 | 394.9501 | 7
[12 empty] | Sespe HS | CA | 120 | 10.73 | 12617.4793 | 0.063623 | 395.3282 | 10
[12 empty] | Tecopa HS | CA | 120 | 9.03 | 12888.7345 | 0.064756 | 402.2422 | 10
[12 empty] | The Needles (Needle Rocks, Pyramid Lake) | NV | 120 | 17.37 | 11748.9867 | 0.060634 | 376.112 | 12
[12 empty] | Waunita Hot Springs | CO | 120 | 12.23 | 12463.753 | 0.062883 | 390.8065 | 34
[12 empty] | Carson Lake Corral | NV | 125 | 11.41 | 11034.9587 | 0.056029 | 350.0221 | 12
[12 empty] | Deer Creek Hot Spring (old 97) | ID | 125 | 15.68 | 10912.0984 | 0.054639 | 341.8399 | 15
[12 empty] | Hot Springs Ranch (Pumpernickel Valley) | NV | 125 | 11.39 | 11037.3469 | 0.056039 | 350.0861 | 12
[12 empty] | Leonards Hot Sps./Seyferth HS | CA | 125 | 9.96 | 11231.1377 | 0.056859 | 355.1161 | 8
[12 empty] | Little Valley area | OR | 125 | 14.61 | 10461.8277 | 0.054445 | 339.5888 | 7
[12 empty] | Smith Creek Valley area | NV | 125 | 12.51 | 11153.0327 | 0.055802 | 349.0417 | 12
[12 empty] | Thermo Hot Springs | UT | 125 | 1.51 | 22598.451 | 0.088163 | 528.8574 | 25
[12 empty] | Tungsten Mountain | NV | 125 | 12.51 | 10914.6177 | 0.055462 | 346.5835 | 12
[12 empty] | Wendel | CA | 125 | 11.37 | 11039.7429 | 0.05605 | 350.1502 | 8
[12 empty] | Dixie Hot Springs | NV | 130 | 9.64 | 11331.2306 | 0.053447 | 336.1278 | 12
[12 empty] | Lightning Dock | NM | 130 | 12.99 | 10728.8032 | 0.051428 | 323.606 | 31
[12 empty] | Squaw Hot Springs area | ID | 130 | 13.92 | 9646.0151 | 0.049452 | 310.1418 | 16
[12 empty] | Wayland (Battle Creek) Hot Springs | ID | 130 | 13.97 | 9850.988 | 0.049684 | 311.9182 | 16
[12 empty] | West Valley Reservoir | CA | 130 | 12.59 | 9975.6595 | 0.05024 | 315.3645 | 8
[12 empty] | Alvord HS | OR | 135 | 19.52 | 8287.2567 | 0.045214 | 273.4293 | 7
[12 empty] | Big Creek Hot Springs | ID | 135 | 21.06 | 8381.7292 | 0.044954 | 272.3853 | 15
[12 empty] | Black Warrior | NV | 135 | 17.02 | 8566.5997 | 0.045953 | 278.3925 | 12
[12 empty] | Lakeview area (Hunters and Barry Ranch Hot Springs) | OR | 135 | 20.15 | 8192.5903 | 0.04506 | 272.2331 | 7
[12 empty] | Mt. Signal | CA | 135 | 14.72 | 8693.1436 | 0.04664 | 282.4961 | 10
[12 empty] | Railroad Valley | NV | 135 | 17.06 | 8564.3792 | 0.045941 | 278.3235 | 12
[12 empty] | Reese River | NV | 135 | 17.06 | 8217.4007 | 0.045917 | 276.8071 | 12
[12 empty] | Baltazor Hot Springs | NV | 140 | 20.53 | 7490.8997 | 0.04114 | 251.5355 | 12
[12 empty] | Calistoga HS | CA | 140 | 16.9 | 7844.6155 | 0.042052 | 257.7067 | 9
[12 empty] | Dann Ranch Hot Spring | NV | 140 | 22.31 | 7629.2237 | 0.040848 | 250.3872 | 12
[12 empty] | Maazama Well (Crater Lake) | OR | 140 | 32.33 | 8348.655 | 0.040794 | 251.9854 | 6
[12 empty] | Wedell Hot Spring (Gabbs) | NV | 140 | 17.75 | 7799.8137 | 0.041822 | 256.3092 | 12
[12 empty] | Carson River | CA | 145 | 15.67 | 7338.3299 | 0.039291 | 243.0732 | 9
[12 empty] | Dunes | CA | 145 | 18.52 | 6998.8302 | 0.038486 | 237.6241 | 10
[12 empty] | Pinto Hot Springs | NV | 145 | 26 | 6947.3677 | 0.037157 | 229.965 | 12
[12 empty] | Raft River | ID | 145 | 36.57 | 6906.4165 | 0.036098 | 223.6809 | 16
[12 empty] | Vale HS | OR | 145 | 45.21 | 6497.921 | 0.035307 | 217.5056 | 7
[12 empty] | Breitenbush Hot Springs | OR | 150 | 7.9 | 8356.5046 | 0.042172 | 260.4907 | 5
[12 empty] | Cove Fort - Sulphurdale - Liquid | UT | 150 | 0.74 | 32967.6204 | 0.08802 | 527.292 | 25
[12 empty] | Crane Creek-Cove Creek area | ID | 150 | 54.76 | 6910.4061 | 0.033489 | 209.6352 | 15
[12 empty] | Crump's HS | OR | 150 | 44.01 | 6204.8713 | 0.032906 | 205.2602 | 7
[12 empty] | Hot (Borax) Lake | OR | 150 | 42.92 | 6215.6712 | 0.032982 | 205.7397 | 7
[12 empty] | Lee Hot Springs | NV | 150 | 26.37 | 6462.1958 | 0.034602 | 215.8961 | 12
[12 empty] | Neal HS | OR | 150 | 11.93 | 6976.6671 | 0.038093 | 236.9442 | 7
[12 empty] | Cove Fort - Sulphurdale - Vapor | UT | 155 | 0 | 17570.3887 | 0.061243 | 381.1981 | 25
[12 empty] | Hot Sulphur Springs - Tuscarora | NV | 155 | 0 | 6091.1043 | 0.034116 | 213.673 | 12
[12 empty] | Lake City Hot Springs | CA | 160 | 100.75 | 5640.7959 | 0.030306 | 191.5978 | 8
[12 empty] | Stillwater area | NV | 160 | 0 | 5877.9989 | 0.032551 | 205.3551 | 12
[12 empty] | Wilbur Springs | CA | 160 | 29.33 | 5512.9185 | 0.030387 | 191.8229 | 9
[12 empty] | East Mesa (Shallow) | CA | 165 | 66.01 | 5210.303 | 0.028804 | 182.8642 | 10
[12 empty] | Emigrant | NV | 165 | 40.08 | 5556.9806 | 0.028262 | 179.998 | 12
[12 empty] | Sulphur Hot Springs (Ruby Valley) | NV | 165 | 34.04 | 5380.8538 | 0.028443 | 180.9468 | 12
[12 empty] | Heber Shallow | CA | 170 | 24.79 | 5089.1398 | 0.028071 | 179.2219 | 10
[12 empty] | Mickey HS | OR | 170 | 41.02 | 4806.5986 | 0.026512 | 169.1648 | 7
[12 empty] | Great Boiling Springs (Gerlach) | NV | 175 | 49.3 | 4429.7257 | 0.02498 | 159.9207 | 12
[12 empty] | Brady HS | NV | 185 | 17.26 | 4546.968 | 0.026408 | 170.426 | 12
[12 empty] | East Mesa (Deep) | CA | 190 | 60.26 | 4215.8087 | 0.023094 | 150.1353 | 10
[12 empty] | San Emidio Desert area | NV | 190 | 58.94 | 3869.5159 | 0.021376 | 138.7769 | 12
[12 empty] | Fallon Naval Air Station | NV | 195 | 53.41 | 3948.6362 | 0.020701 | 135.1038 | 12
[12 empty] | Blue Mountain | NV | 205 | 23.4 | 4272.6225 | 0.023425 | 148.5746 | 12
[12 empty] | Fish Lake Valley | NV | 205 | 57.13 | 3566.7255 | 0.019825 | 125.7514 | 12
[12 empty] | Heber Deep | CA | 205 | 34.51 | 3869.7725 | 0.021515 | 136.5209 | 10
[12 empty] | Humboldt House - Rye Patch | NV | 205 | 90.43 | 3659.4263 | 0.02056 | 130.6431 | 12
[12 empty] | Long Valley caldera - deep | CA | 205 | 0 | 4105.5086 | 0.021944 | 138.5739 | 10
[12 empty] | Soda Lake area | NV | 205 | 36.78 | 3833.0313 | 0.021309 | 135.1756 | 12
[12 empty] | Beowawe HS | NV | 215 | 40.01 | 3740.8479 | 0.020141 | 129.8042 | 12
[12 empty] | Desert Peak | NV | 215 | 15.46 | 4821.0715 | 0.024892 | 159.8321 | 12
[12 empty] | Dixie Valley Geothermal Field | NV | 225 | 93.3 | 3297.4223 | 0.018229 | 118.2709 | 12
[12 empty] | Valles Caldera - Sulphur Springs | NM | 225 | 0 | 4162.2928 | 0.021598 | 139.2523 | 31
[12 empty] | North Brawley | CA | 250 | 74.05 | 3000 | 0.016132 | 105.4516 | 10
[12 empty] | Roosevelt HS | UT | 250 | 85.53 | 3000 | 0.015983 | 104.5559 | 25
[12 empty] | South Brawley (Mesquite) | CA | 250 | 42.3 | 3135.0852 | 0.0169 | 110.0385 | 10
[12 empty] | Medicine Lake (Glass Mt.) | CA | 255 | 0 | 3044.3788 | 0.016577 | 108.0951 | 8
[12 empty] | Newberry Caldera | OR | 275 | 124.16 | 3000 | 0.014987 | 98.3019 | 5
[12 empty] | Valles Caldera - Redondo | NM | 275 | 0 | 3000 | 0.015715 | 102.7496 | 31
[12 empty] | Dixie Valley Power Partners | NV | 280 | 102.91 | 3000 | 0.014456 | 95.046 | 12
[12 empty] | Coso area | CA | 285 | 289.23 | 3000 | 0.01423 | 93.6206 | 10
[12 empty] | East Brawley | CA | 285 | 358.52 | 3000 | 0.014975 | 98.1579 | 10
[12 empty] | Clear Lake (Sulphur Bank mine) | CA | 300 | 29.2 | 3067.835 | 0.016076 | 104.9627 | 9
[12 empty] | Salton Sea area | CA | 310 | 1829.97 | 4000 | 0.013544 | 89.0124 | 10
Note on R2: Chad Augustine: - Sites in AK and HI removed - not part of ReEDS model area - Installed capacity at sites accounted for (Capacity = remaining capacity at sites). Sites whose installed capacity => potential capacity assumed to have zero remaining capacity and were removed (ex. - Geysers) - Hydro includes capacity increase to reflect impact of using in-field EGS techniques at new project sites. - Capital Costs developed using latest version of GETEM, including inputs from industry on typical project development inputs - Capital Costs assumed to have minumum value of - $3,000 for hydrothermal sites - $4,000 for Salton Sea sites In-Field EGS resources have been removed from this version of the supply curve.
Note on AA2: Chad Augustine: - Sites in AK and HI removed - not part of ReEDS model area - Hydro (both ID and undiscovered) include capacity increase to reflect impact of using in-field EGS techniques at new project sites - Capital Costs developed using latest version of GETEM, including inputs from industry on typical project development inputs - Capital Costs assumed to have minumum value of - $3,000 for hydrothermal sites - $4,000 for Salton Sea sites - Undiscovered broken out by PCR based on make-up of ID'd hydrothermal sites in each PCR. In-Field EGS resources have been removed from this version of the supply curve.
Note on AJ2: Chad Augustine: - NF-EGS has minimum costs of $4,800/kW for Salton Sea Area, and $3,800/kW for rest of sites - Near-Field EGS (EHS) technology available starting immediately
Note on AQ2: Chad Augustine: - Deep EGS resrouce potential updated in FY2016 as part of GeoVision Study. See Augusitne 2016, GRC.
Costs need adjusted to reflect Cost Reduction Curves before Using